## Dashboard
EGTL PHOTO PROJECT DASHBOARD
TOTAL TAGS | CAPTURED / UPLOADED | OUTSTANDING | COMPLETED | COMPLETED | OUTSTANDING
21780 | 13907 | 7873 | 63.9% | 13907 | 7873
OVERALL COMPLETION PROGRESS
63.9% completed — 13,907 captured / 21,780 total tags

## Summary Data
EGTL Photo Project Metrics
Metric | Value | Notes
Total Number of Tags | 21780
QTY of Images Captured to Date | 13907
QTY of Images Outstanding | 7873
Percentage Completed | 63.85%
Captured Symbol Rows Listed | 13907
Pie Chart Data
Status | Quantity | Share
Completed | 13907 | 63.85%
Outstanding | 7873 | 36.15%
100%

## Data
S/N | Whs | Coy | Location | Loc Type | Symbol Number | Grp | Grp Desc | Dept | Comm Code | Sub Comm | Desc1 | Desc2 | Long Text Desc | UOM | BOH | Min | Max | Item Pool | Unit Cost ($) | Unit Cost(N) | Mfg Name | Part No | Vendor Part No | QA Codes | Min Req | Criticality | Critical Spare | Repairable Item | Drawing No | SAR No | Shelf Life | Model No | AS | Created Date | Last issue date | Last PO date | 12 Months Usage | 12 Month Transaction Count | 24 Months Usage | 24 Month Transaction Count | 36 Months Usage | 36 Transaction Count
13th May, 2026 Report
1 | 29200000TL | 03483 | EG1058010 | P | 07991525 | 07 | Gaskets, Rags, Chain, Packings | Const | 54 | 54A | SEAL:O-RING TYPE:1604 MECH. | SEAL O-RING ID:S/B8751 STD |  | EA | 2 | 1 | 2 | NO | 481.125 | 147392.368 | JOHN CRANE | 130-PC-006 SEAL O-RINGS |  | 01,01A |  |  | 2BBB |  |  |  |  | 0380/1604/SB8751 |  | 2018-07-23 |  | 2018-09-24
2 | 29200000TL | 03483 | EGC018024 | P | 11990438 | 11 | Bolts, Nuts, Washers | Const | 56 | 56Z | BOLT: STUD W/2 HVY HEX NUT | SIZE:3/4 X 4.563IN BOLT LENGTH | 3/4 IN DIA: W/2 HVY HEX NUT: ASSEMBLED COMBINED (IMP SIZE X METRIC LG); SS ASTM A453 GR-660 CL. A OR B; 3/4" X 4.563" BOLT LENGTH. | EA | 64 | 0 | 0 | NO | 152.9396 | 46800.9704 | HYDROBOLT USA-STUDBOLT | 3/4 X 4.563 IN. |  | 07 |  |  | 2BBB |  |  |  |  | SS/ASTM A453/GR-660#.A/B |  | 2018-05-09 | 2025-10-07 | 2018-10-25 | -32 | 1
3 | 29200000TL | 03483 | EGC018015 | P | 11990440 | 11 | Bolts, Nuts, Washers | Const | 56 | 56Z | BOLT: STUD THRD W/2HVY HEX NUT | SIZE:7/8IN X 5.125IN BOLT LENG | 7/8 IN DIA: W/2 HVY HEX NUT: ASSEMBLED COMBINED (IMP SIZE X METRIC LG); SS ASTM A453 GR-660 CL. A OR B; 7/8" X 5.125" BOLT LENGTH | EA | 24 | 0 | 0 | NO | 149.1208 | 45612.0826 | HYDROBOLT USA-STUDBOLT | 7/8 X 5.125 IN. |  | 07 | [7 empty] | SS/ASTM A453/GR-660#.A/B |  | 2018-05-09 |  | 2018-10-25
4 | 29200000TL | 03483 | EGC018026 | P | 11990441 | 11 | Bolts, Nuts, Washers | Const | 56 | 56Z | BOLT: STUD THRD W/2HVY HEX NUT | SIZE:7/8IN X 5.938IN BOLT LENG | 7/8 IN DIA: W/2 HVY HEX NUT: ASSEMBLED COMBINED (IMP SIZE X METRIC LG); SS ASTM A453 GR-660 CL. A OR B; 7/8" X 5.938" BOLT LENGTH | EA | 9 | 0 | 0 | NO | 169.4956 | 51848.0848 | HYDROBOLT USA-STUDBOLT | 7/8 X 5.938 IN. |  | 07 | [7 empty] | SS/ASTM A453/GR-660#.A/B |  | 2018-05-09 | 2020-01-07 | 2018-10-25
5 | 29200000TL | 03483 | EGC018015 | P | 11990442 | 11 | Bolts, Nuts, Washers | Const | 56 | 56Z | BOLT: STUD THRD W/2HVY HEX NUT | SIZE: 7/8IN X 6.5IN BOLT LENGT | 7/8 IN DIA: W/2 HVY HEX NUT: ASSEMBLED COMBINED (IMP SIZE X METRIC LG); SS ASTM A453 GR-660 CL. A OR B; 7/8" X 6.5" BOLT LENGTH | EA | 32 | 16 | 32 | NO | 171.09 | 52333.8228 | HYDROBOLT USA-STUDBOLT | 7/8 X 6.5 IN |  | 07 | [7 empty] | SS/ASTM A453/GR-660#.A/B |  | 2018-05-09 |  | 2018-10-25
6 | 29300000TL | 03483 | EGC018015 | P | 11990443 | 11 | Bolts, Nuts, Washers | Const | 56 | 56Z | BOLT: STUD THRD W/2HVY HEX NUT | SIZE:1IN X 5.563IN BOLT LENGTH | 1 IN DIA: W/2 HVY HEX NUT: ASSEMBLED COMBINED (IMP SIZE X METRIC LG); SS ASTM A453 GR-660 CL. A OR B; 1" X 5.563" BOLT LENGTH | EA | 20 | 14 | 20 | YES | 220.3 | 90241.489 | HYDROBOLT USA-STUDBOLT | 1 X 5.563 IN. |  | 07 | [7 empty] | SS/ASTM A453/GR-660#.A/B |  | 2019-11-01 |  | 2021-05-08
7 | 29200000TL | 03483 | EGC026009 | P | 11990445 | 11 | Bolts, Nuts, Washers | Const | 56 | 56Z | BOLT: STUD THRD W/2HVY HEX NUT | SIZE:1-1/8IN X 6.938INBOLT LEN | 1-1/8 IN DIA: W/2 HVY HEX NUT: ASSEMBLED COMBINED (IMP SIZE X METRIC LG); SS ASTM A453 GR-660 CL. A OR B; 1-1/8" X 6.938" BOLT LENGTH | EA | 5 | 0 | 0 | NO | 244.4925 | 74861.6588 | HYDROBOLT USA-STUDBOLT | 1-1/8 X 6.938 IN. |  | 07 | [7 empty] | SS/ASTM A453/GR-660#.A/B |  | 2018-05-11 | 2022-12-15 | 2018-10-25
8 | 29200000TL | 03483 | EG3003042 | P | 11990446 | 11 | Bolts, Nuts, Washers | Const | 56 | 56Z | BOLT: STUD THRD W/2HVY HEX NUT | SIZE:1-3/8IN X 10.25INBOLT LEN | 1-3/8 IN DIA: W/2 HVY HEX NUT: ASSEMBLED COMBINED (IMP SIZE X METRIC LG); SS ASTM A453 GR-660 CL. A OR B; 1-3/8" X 10.25" BOLT LENGTH | EA | 24 | 12 | 24 | NO | 430.7913 | 131767.4206 | HYDROBOLT USA-STUDBOLT | 1-3/8 X 10.25 IN. |  | 07 | [7 empty] | SS/ASTM A453/GR-660#.A/B |  | 2018-05-11 |  | 2018-10-25
9 | 29300000TL | 03483 | EG3003079 | P | 11990447 | 11 | Bolts, Nuts, Washers | Const | 56 | 56Z | BOLT: STUD THRD W/2HVY HEX NUT | SIZE:1-3/8IN X 11.812IN BOLT L | 1-3/8 IN DIA: W/2 HVY HEX NUT: ASSEMBLED COMBINED (IMP SIZE X METRIC LG); SS ASTM A453 GR-660 CL. A OR B; 1-3/8" X 11.812" BOLT LENGTH | EA | 6 | 0 | 1 | YES | 438.0783 | 533384.7463 | HYDROBOLT USA-STUDBOLT | 1-3/8 X 11.812 IN. |  | 07 | [7 empty] | SS/ASTM A453/GR-660#.A/B |  | 2019-10-31 |  | 2023-05-19
10 | 29200000TL | 03483 | EG3003079 | P | 11990448 | 11 | Bolts, Nuts, Washers | Const | 56 | 56Z | BOLT: STUD THRD W/2HVY HEX NUT | SIZE:1-1/2IN X 12.813IN BOLT L | 1-1/2 IN DIA: W/2 HVY HEX NUT: ASSEMBLED COMBINED (IMP SIZE X METRIC LG); SS ASTM A453 GR-660 CL. A OR B; 1-1/2" X 12.813" BOLT LENGTH | EA | 20 | 10 | 20 | NO | 552.703 | 169051.8322 | HYDROBOLT USA-STUDBOLT | 1-1/2 X 12.813 IN |  | 07 | [7 empty] | SS/ASTM A453/GR-660#.A/B |  | 2018-05-11 |  | 2018-10-25
11 | 29200000TL | 03483 | EG3003042 | P | 11990449 | 11 | Bolts, Nuts, Washers | Const | 56 | 56Z | BOLT STUD THRD W/2HVY HEX NUT | SIZE: 1-7/8IN X 15.75IN BOLT L | 1-7/8 IN DIA: W/2 HVY HEX NUT: ASSEMBLED COMBINED (IMP SIZE X METRIC LG); SS ASTM A453 GR-660 CL. A OR B; 1-7/8" X 15.75" BOLT LENGTH | EA | 40 | 0 | 0 | NO | 875.374 | 267769.6051 | HYDROBOLT USA-STUDBOLT | 1-7/8 X 15.75 IN |  | 07 | [7 empty] | SS/ASTM A453/GR-660#.A/B |  | 2018-05-09 |  | 2018-10-25
12 | 29200000TL | 03483 | EG3003042 | P | 11990450 | 11 | Bolts, Nuts, Washers | Const | 56 | 56Z | BOLT: STUD THRD W/2HVY HEX NUT | SIZE: 2IN X 17.563IN BOLT LENG | 2 IN DIA: W/2 HVY HEX NUT: ASSEMBLED COMBINED (IMP SIZE X METRIC LG); SS ASTM A453 GR-660 CL. A OR B; 2" X 17.563" BOLT LENGTH | EA | 36 | 0 | 0 | NO | 1039.2228 | 317886.3887 | HYDROBOLT USA-STUDBOLT | 2 X 17.563 IN |  | 07 | [7 empty] | SS/ASTM A453/GR-660#.A/B |  | 2018-05-09 |  | 2018-10-25
13 | 29200000TL | 03483 | EG3003043 | P | 11990451 | 11 | Bolts, Nuts, Washers | Const | 56 | 56Z | BOLT: STUD THRD W/2HVY HEX NUT | 2-1/4IN X 19.125IN BOLT LG | 2-1/4 IN DIA: W/2 HVY HEX NUT: ASSEMBLED COMBINED (IMP SIZE X METRIC LG); SS ASTM A453 GR-660 CL. A OR B; 2-1/4" X 19.125" BOLT LENGTH | EA | 32 | 0 | 0 | NO | 1999.85 | 612874.0309 | HYDROBOLT USA-STUDBOLT | 2-1/4 X 19.125 IN |  | 07 | [7 empty] | SS/ASTM A453/GR-660#.A/B |  | 2018-05-09 | 2019-09-04 | 2018-10-25
14 | 29200000TL | 03483 | EGC027024 | P | 11990457 | 11 | Bolts, Nuts, Washers | Const | 56 | 56Z | BOLT: STUD THRD W/2HVY HEX NUT | SIZE:7/8IN X 150 MM (5.938IN) | 7/8 IN DIA: W/2 HVY HEX NUT: ASSEMBLED COMBINED (IMP SIZE X METRIC LG); ASTM A193 GR. B16/ASTM A194 GR.7; 7/8" X 150 MM (5.938") BOLT LENGTH | EA | 24 | 0 | 0 | NO | 20.9775 | 6415.0702 | HYDROBOLT USA-STUDBOLT | 7/8 IN X 150 MM (5.938") |  | 07 | [7 empty] | A193 GR. B16/A194 GR.7 ST |  | 2018-05-09 | 2025-01-19 | 2018-10-25 | -8 | 1
15 | 29200000TL | 03483 | EGC018026 | P | 11990459 | 11 | Bolts, Nuts, Washers | Const | 56 | 56Z | BOLT: STUD THRD W/2HVY HEX NUT | SIZE: 1IN X 140 MM (5.563IN)LG | 1 IN DIA: W/2 HVY HEX NUT: ASSEMBLED COMBINED (IMP SIZE X METRIC LG); ASTM A193 GR. B16/ASTM A194 GR.7; 1" X 140 MM (5.563") BOLT LENGTH | EA | 24 | 2 | 3 | NO | 39.2222 | 14139.603 | HYDROBOLT USA-STUDBOLT | 1 IN X 140 MM (5.563") |  | 07 | [7 empty] | A193 GR. B16/A194 GR.7 ST |  | 2018-05-09 | 2019-08-03 | 2018-10-25
16 | 29200000TL | 03483 | EGC026030 | P | 11990460 | 11 | Bolts, Nuts, Washers | Const | 56 | 56Z | BOLT: STUD THRD W/2HVY HEX NUT | SIZE:1IN X 6.313IN BOLT LENGTH | 1 IN DIA: W/2 HVY HEX NUT: ASSEMBLED COMBINED (IMP SIZE X METRIC LG); ASTM A193 GR. B16/ASTM A194 GR.7; 1" X 6.313" BOLT LENGTH | EA | 72 | 0 | 0 | NO | 33.1475 | 10136.2471 | HYDROBOLT USA-STUDBOLT | 1 X 6.313 IN |  | 07 | [7 empty] | A193 GR. B16/A194 GR.7 ST |  | 2018-05-09 |  | 2018-10-25
17 | 29200000TL | 03483 | EG3003042 | P | 11990461 | 11 | Bolts, Nuts, Washers | Const | 56 | 56Z | BOLT: STUD THRD W/2HVY HEX NUT | SIZE: 1-1/4IN X 11.25IN BOLT L | 1-1/4 IN DIA: W/2 HVY HEX NUT: ASSEMBLED COMBINED (IMP SIZE X METRIC LG); ASTM A193 GR. B16/ASTM A194 GR.7; 1-1/4" X 11.25" BOLT LENGTH | EA | 16 | 0 | 0 | NO | 85.682 | 30272.196 | HYDROBOLT USA-STUDBOLT | 1-1/4 X 11.25 IN |  | 07 | [7 empty] | A193 GR. B16/A194 GR.7 ST |  | 2018-05-09 | 2019-09-28 | 2018-10-25
18 | 29200000TL | 03483 | EG3003068 | P | 11990462 | 11 | Bolts, Nuts, Washers | Const | 56 | 56Z | BOLT: STUD THRD W/2HVY HEX NUT | SIZE:1-3/8IN X 260MM (10.25IN) | 1-3/8 IN DIA: W/2 HVY HEX NUT: ASSEMBLED COMBINED (IMP SIZE X METRIC LG); ASTM A193 GR. B16/ASTM A194 GR.7; 1-3/8" X 260MM (10.25") BOLT LENGTH | EA | 4 | 0 | 0 | NO | 71.2809 | 25696.7519 | HYDROBOLT USA-STUDBOLT | 1-3/8 IN X 260MM(10.25") |  | 07 | [7 empty] | A193 GR. B16/A194 GR.7 ST | FSL34 | 2018-05-09 | 2022-02-23 | 2018-11-27
19 | 29300000TL | 03483 | EG3003079 | P | 11990464 | 11 | Bolts, Nuts, Washers | Const | 56 | 56Z | BOLT: STUD THRD W/2HVY HEX NUT | SIZE: 1-3/8INX365MM (14.375IN) | 1-3/8 IN DIA: W/2 HVY HEX NUT: ASSEMBLED COMBINED (IMP SIZE X METRIC LG); ASTM A193 GR. B16/ASTM A194 GR.7; 1-3/8" X 365MM (14.375") BOLT LENGTH | EA | 24 | 16 | 24 | YES | 89.9204 | 34124.8677 | HYDROBOLT USA-STUDBOLT | 1-3/8 IN X 365 MM(14.375' |  | 07 | [7 empty] | A193 GR. B16/A194 GR.7 ST |  | 2019-11-13 |  | 2021-03-08
20 | 29200000TL | 03483 | EG3003068 | P | 11990469 | 11 | Bolts, Nuts, Washers | Const | 56 | 56Z | BOLT: STUD THRD W/2HVY HEX NUT | SIZE: 1-5/8IN X425 MM(16.75IN) | 1-5/8 IN DIA: W/2 HVY HEX NUT: ASSEMBLED COMBINED (IMP SIZE X METRIC LG); ASTM A193 GR. B16/ASTM A194 GR.7; 1-5/8" X 425 MM (16.75") BOLT LENGTH | EA | 46 | 0 | 0 | NO | 139.4278 | 45662.1772 | HYDROBOLT USA-STUDBOLT | 1-5/8 IN X 425 MM (16.75" |  | 07 | [7 empty] | ASTM A193 GR.B16/A194GR.7 | EGFL006 | 2018-05-09 | 2023-11-04 | 2018-11-27 |  |  |  |  | -24 | 1
21 | 29200000TL | 03483 | EG3003043 | P | 11990470 | 11 | Bolts, Nuts, Washers | Const | 56 | 56Z | BOLT: STUD THRD W/2HVY HEX NUT | 1-7/8IN X400MM (15.75IN)LG | 1-7/8 IN DIA: W/2 HVY HEX NUT: ASSEMBLED COMBINED (IMP SIZE X METRIC LG); ASTM A193 GR. B16/ASTM A194 GR.7; 1-7/8" X 400MM (15.75") BOLT LENGTH | EA | 30 | 8 | 14 | NO | 123.5788 | 37819.3676 | HYDROBOLT USA-STUDBOLT | 1-7/8 IN X 400MM (15.75) |  | 07 | [7 empty] | ASTM A193 GR.B16/A194GR.7 |  | 2018-05-09 | 2019-09-30 | 2018-11-27
22 | 29200000TL | 03483 | EGC012003 | P | 11990481 | 11 | Bolts, Nuts, Washers | Const | 56 | 56Z | BOLT: STUD W/2 HVY HEX NUTS | 1-1/8IN X 225 MM(8.875IN)LG | 1-1/8 IN DIA: W/2 HVY HEX NUT: ASSEMBLED COMBINED (IMP SIZE X METRIC LG); ASTM A193 GR. B16/ASTM A194 GR.7; 1-1/8" X 225 MM (8.875") BOLT LENGTH | EA | 2 | 18 | 36 | NO | 73.83 | 22617.8205 | HYDROBOLT USA-STUDBOLT | 1-1/8 X 225 MM (8.875") |  | 07 | [9 empty] | 2018-07-22 | 2020-06-15 | 2018-10-21
23 | 29200000TL | 03483 | EG1040025 | S | 11990506 | 11 | Bolts, Nuts, Washers | Const | 56 | 56Z | NUT:LOCK TYPE:STD DIA:STD | THRDS:STD MATL:STD SPEC:STD | GRADE:STD SLFC, SOUTH AFRICA VIBRATOR ASSEMBLY PARTS, INTERCHANGEABLE UNIT 30/45 LOCK NUT PART NUMBER LN/1WW | EA | 17 | 0 | 0 | NO | 15.95 | 4886.2825 | SLFC (PTY) LTD | LN/1WW |  | 07 | [7 empty] | INTERCHANGEABLE U-30/45 |  | 2018-09-09 | 2020-09-04 | 2018-10-16
24 | 29200000TL | 03483 | EGC012013 | P | 11990511 | 11 | Bolts, Nuts, Washers | Const | 56 | 56Z | BOLT: STUD THRD W/2HVY HEX NUT | SIZE:1IN X 5.563IN BOLT LENGTH | IN LG:1 X 5.563 IN SPEC:ASTM A453 GR:660 MATL:STL SS:STD THRDS:STD C/W:W/2 HVY HEX NUT 1 IN DIA: W/2 HVY HEX NUT: ASSEMBLED COMBINED (IMP SIZE X METRIC LG); SS ASTM A453 GR-660 CL. A OR B; 1" X 5.563" BOLT LENGTH.HYDROBOLT GROUP USA MICHAEL.WOODS@HYDROBOL | EA | 15 | 10 | 20 | NO | 89.78 | 27504.103 | HYDROBOLT USA-STUDBOLT | 1 X 5.563 IN. |  | 07 | [7 empty] | SS/ASTM A453/GR-660#.A/B |  | 2018-05-09 |  | 2018-10-21
25 | 29200000TL | 03483 | EGC016011 | P | 11990523 | 11 | Bolts, Nuts, Washers | Const | 66 | 66F | NUT TYPE:NUT:HX 3/4-10 UNC | ASTM A194 2H DIA:SEE DESCR | THRDS:SEE DESCR MATL:SEE DESCR SPEC:ASTM A194 GRADE:SEE DESCR NUT:HX 3/4-10 UNC ASTM A194 2H. FOR GENERAL VALVE CAMERON, MODEL 1276G | EA | 26 | 0 | 0 | NO | 11.26 | 3450.5144 | GENERAL VALVE, CAMERON | 8A-75-406 |  | 00 | [7 empty] | FOR VALVE MODEL 1276G |  | 2018-10-24 |  | 2019-03-09
26 | 29200000TL | 03483 | EGC014019 | P | 11990528 | 11 | Bolts, Nuts, Washers | Const | 56 | 56Z | BOLT:HEX HEAD TYPE:STUD | DIA:3/4 IN LG:105 MM LG | THRDS:8UN THDS MATL:STAINLESS STEEL SPEC:ASTM A193 GRADE B8 CLASS 2, GRADE:B8 CL2 BOLT: STUD, 3/4 IN X 105 MM LGWITH TWO HEAVY HEX NUTS(8UN THDS); ASSEMBLED; STAINLESS STEEL, ASTM A193 GRADE B8 CLASS 2, ASTM A194 GRADE 8. | EA | 1 | 4 | 8 | NO | 62.85 | 19259.1255 | HYDROBOLT USA-STUDBOLT | 3/4 IN X 105 MM LG |  | 02,07,21 | [8 empty] | FSL130 | 2018-12-01 | 2022-08-11 | 2019-05-09
27 | 29200000TL | 03483 | EGC010013 | P | 11990529 | 11 | Bolts, Nuts, Washers | Const | 56 | 56Z | BOLT:HEX HEAD TYPE:STUD | DIA:3/4 IN LG:110 MM LG | THRDS:8UN THDS MATL:STAINLESS STEEL SPEC:ASTM A193 GRADE B8 CLASS 2, A GRADE:B8 CL2 BOLT: STUD, 3/4 IN X 110 MM LGWITH TWO HEAVY HEX NUTS(8UN THDS); ASSEMBLED; STAINLESS STEEL, ASTM A193 GRADE B8 CLASS 2, ASTM A194 GRADE 8. | EA | 6 | 0 | 0 | NO | 63.4 | 19427.662 | HYDROBOLT USA-STUDBOLT | 3/4 IN X 110 MM LG |  | 02,07,21 | [9 empty] | 2018-12-01 | 2023-02-03 | 2019-05-09 |  |  |  |  | -4 | 1
28 | 29300000TL | 03483 | EGC010013 | P | 11990530 | 11 | Bolts, Nuts, Washers | Const | 56 | 56Z | BOLT:HEX HEAD TYPE:STUD | DIA:3/4 IN LG:125 MM LG | THRDS:8UN THDS MATL:STAINLESS STEEL SPEC:ASTM A193 GRADE B8 CLASS 2, A GRADE:B8 CL2 BOLT: STUD, 3/4 IN X 125 MM LGWITH TWO HEAVY HEX NUTS(8UN THDS); ASSEMBLED; STAINLESS STEEL, ASTM A193 GRADE B8 CLASS 2, ASTM A194 GRADE 8. | EA | 8 | 5 | 8 | YES | 67.33 | 27632.9053 | HYDROBOLT USA-STUDBOLT | 3/4 IN X 125 MM LG |  | 02,07,21 | [9 empty] | 2019-11-01 |  | 2021-10-16
29 | 29200000TL | 03483 | EGC010013 | P | 11990531 | 11 | Bolts, Nuts, Washers | Const | 56 | 56Z | BOLT:HEX HEAD TYPE:STUD | DIA:3/4 IN LG:140 MM LG | THRDS:8UN THDS MATL:STAINLESS STEEL SPEC:ASTM A193 GRADE B8 CLASS 2, A GRADE:B8 CL2 BOLT: STUD, 3/4 IN X 140 MM LG WITH TWO HEAVY HEX NUTS(8UN THDS); ASSEMBLED; STAINLESS STEEL, ASTM A193 GRADE B8 CLASS 2, ASTM A194 GRADE 8. | EA | 9 | 0 | 0 | NO | 70.22 | 21517.5146 | HYDROBOLT USA-STUDBOLT | 3/4 IN X 140 MM LG |  | 02,07,21 | [9 empty] | 2018-12-01 |  | 2019-05-09
30 | 29200000TL | 03483 | EGC010013 | P | 11990532 | 11 | Bolts, Nuts, Washers | Const | 56 | 56Z | BOLT: STUD W/2 HEAVY HEX NUTS | DIA:3/4 IN X 55 MM LG(8UN THD) | BOLT: STUD, 3/4 IN X 155MM LGWITH TWO HEAVY HEX NUTS (8UN THDS); ASSEMBLED, STAINLESS STEEL, ASTM A193 GRADE B8 CLASS 2, ASTM A194 GRADE 8. | EA | 7 | 6 | 12 | NO | 73.87 | 22635.9841 | HYDROBOLT USA-STUDBOLT | 3/4 IN X 155 MM LG |  | 02,07,21 |  |  | 2BBB | [6 empty] | 2018-12-01 |  | 2019-05-09
31 | 29200000TL | 03483 | EGC014019 | P | 11990533 | 11 | Bolts, Nuts, Washers | Const | 56 | 56Z | BOLT: STUD W/2 HEAVY HEX NUTS | DIA:3/4 IN X170 MM LG(8UN THD) | BOLT: STUD, 3/4 IN X 170MM LGWITH TWO HEAVY HEX NUTS (8UN THDS); ASSEMBLED, STAINLESS STEEL, ASTM A193 GRADE B8 CLASS 2, ASTM A194 GRADE 8 | EA | 5 | 4 | 8 | NO | 77.58 | 23772.8394 | HYDROBOLT USA-STUDBOLT | 3/4 IN X 170 MM LG |  | 02,07,21 |  |  | 2BBB | [6 empty] | 2018-12-01 |  | 2019-05-09
32 | 29200000TL | 03483 | EGC010016 | P | 11990534 | 11 | Bolts, Nuts, Washers | Const | 56 | 56Z | BOLT: STUD W/2 HEAVY HEX NUTS | DIA:3/4 IN X180 MM LG(8UN THD) | BOLT: STUD, 3/4 IN X 180MM LGWITH TWO HEAVY HEX NUTS (8UN THDS); ASSEMBLED, STAINLESS STEEL, ASTM A193 GRADE B8 CLASS 2, ASTM A194 GRADE 8 | EA | 5 | 0 | 0 | NO | 79.68 | 24416.3424 | HYDROBOLT USA-STUDBOLT | 3/4 IN X 180 MM LG |  | 02,07,21 |  |  | 2BBB | [6 empty] | 2018-12-01 |  | 2019-05-09
33 | 29200000TL | 03483 | EGC014020 | P | 11990535 | 11 | Bolts, Nuts, Washers | Const | 56 | 56Z | BOLT: STUD W/2 HEAVY HEX NUTS | DIA:3/4 IN X185 MM LG(8UN THD) | BOLT: STUD, 3/4 IN X 185MM LG WITH TWO HEAVY HEX NUTS (8UN THDS); ASSEMBLED, STAINLESS STEEL, ASTM A193 GRADE B8 CLASS 2, ASTM A194 GRADE 8MA. | EA | 5 | 4 | 8 | NO | 80.99 | 24817.7657 | HYDROBOLT USA-STUDBOLT | 3/4 IN X 185 MM LG |  | 02,07,21 |  |  | 2BBB | [6 empty] | 2018-12-01 | 2019-11-21 | 2019-05-09
34 | 29300000TL | 03483 | EGC011018 | P | 11990536 | 11 | Bolts, Nuts, Washers | Const | 56 | 56Z | BOLT: STUD W/2 HEAVY HEX NUTS | DIA:3/4 IN X195 MM LG(8UN THD) | BOLT: STUD, 3/4 IN X 195MM LGWITH TWO HEAVY HEX NUTS (8UN THDS); ASSEMBLED, STAINLESS STEEL, ASTM A193 GRADE B8 CLASS 2, ASTM A194 GRADE 8 | EA | 12 | 8 | 12 | YES | 23.11 | 33355.8185 | HYDROBOLT USA-STUDBOLT | 3/4 IN X 195 MM LG |  | 02,07,21 |  |  | 2BBB | [6 empty] | 2019-11-01 |  | 2025-06-02
35 | 29200000TL | 03483 | EGC010013 | P | 11990539 | 11 | Bolts, Nuts, Washers | Const | 56 | 56Z | BOLT: STUD W/2 HEAVY HEX NUTS | DIA:3/4 IN X230 MM LG(8UN THD) | BOLT: STUD, 3/4 IN X 230MM LGWITH TWO HEAVY HEX NUTS (8UN THDS); ASSEMBLED, STAINLESS STEEL, ASTM A193 GRADE B8 CLASS 2, ASTM A194 GRADE 8 | EA | 5 | 0 | 0 | NO | 91.52 | 28044.4736 | HYDROBOLT USA-STUDBOLT | 3/4 IN X 230 MM LG |  | 02,07,21 |  |  | 2BBB | [6 empty] | 2018-12-01 |  | 2019-05-09
36 | 29200000TL | 03483 | EG1054016A | P | 11990542 | 11 | Bolts, Nuts, Washers | Const | 56 | 56Z | BOLT:HEX HEAD TYPE:STUD | DIA:3/4 IN LG:190 MM THRDS:STD | MATL:ASTM A193 GR. B16 SPEC:ASTM A194 GRADE:GR.7 STUD BOLT 3/4 IN DIA: W/2 HVY HEX NUT: ASSEMBLED COMBINED (IMP SIZE X METRIC LG); ASTM A193 GR. B16/ASTM A194 GR.7; 3/4" X 190MM BOLT LENGTH | EA | 5 | 0 | 0 | NO | 77.23 | 23665.5889 | HYDROBOLT USA-STUDBOLT | 3/4 X 190 MM |  | 07 | [9 empty] | 2018-12-11 |  | 2019-05-09
37 | 29300000TL | 03483 | EGC009010 | P | 11990546 | 11 | Bolts, Nuts, Washers | Const | 56 | 56Z | BOLT:HEX HEAD TYPE:STUD | DIA:1-1/4 IN LG:345 MM | THRDS:STD MATL:ASTM A193 GR. B16 SPEC:ASTM A194 GRADE:GR.7 STUD BOLT 1-1/4 IN DIA: W/2 HVY HEX NUT: ASSEMBLED COMBINED (IMP SIZE X METRIC LG); ASTM A193 GR. B16/ASTM A194 GR.7; 1-1/4" X 345MM BOLT LENGTH | EA | 10 | 7 | 10 | YES | 198.05 | 82099.647 | HYDROBOLT USA-STUDBOLT | 1-1/4 X 345 MM |  | 07 | [9 empty] | 2019-11-01 |  | 2021-12-03
38 | 29200000TL | 03483 | EGC010029 | P | 11990547 | 11 | Bolts, Nuts, Washers | Const | 56 | 56Z | BOLT:HEX HEAD TYPE:STUD | DIA:1-1/8 IN LG:170 MM LG | THRDS:STD MATL:STAINLESS STEEL SPEC:ASTM A193 GRB8 CL2, ASTM A194 GRADE:B8 CL2 BOLT: STUD, 1-1/8 IN X 170 MM LG WITH TWO HEAVY HEX NUTS(8UN THDS); ASSEMBLED; STAINLESS STEEL, ASTM A193 GRADE B8 CLASS 2, ASTM A194 GRADE 8. | EA | 12 | 0 | 0 | NO | 213.55 | 65438.1265 | HYDROBOLT USA-STUDBOLT | 1-1/8 IN X 170MM LG |  | 02,07,21 | [9 empty] | 2018-12-11 |  | 2019-05-09
39 | 29200000TL | 03483 | EGC010029 | P | 11990548 | 11 | Bolts, Nuts, Washers | Const | 56 | 56Z | BOLT:HEX HEAD TYPE:STUD | DIA:1-1/8 IN LG:185 MM LG | THRDS:STD MATL:STAINLESS STEEL SPEC:ASTM A193 GRB8 CL2, ASTM A194 GRADE:B8 CL2 BOLT: STUD, 1-1/8 IN X 185 MM LG WITH TWO HEAVY HEX NUTS(8UN THDS); ASSEMBLED; STAINLESS STEEL, ASTM A193 GRADE B8 CLASS 2, ASTM A194 GRADE 9. | EA | 9 | 8 | 16 | NO | 222.82 | 68278.7326 | HYDROBOLT USA-STUDBOLT | 1-1/8 IN X 185 MM LG |  | 02,07,21 | [9 empty] | 2018-12-11 |  | 2019-05-09
40 | 29200000TL | 03483 | EGC011018 | P | 11990549 | 11 | Bolts, Nuts, Washers | Const | 56 | 56Z | BOLT:HEX HEAD TYPE:STUD | DIA:1-1/8 IN LG:195 MM LG | THRDS:STD MATL:STAINLESS STEEL SPEC:ASTM A193 GRB8 CL2, ASTM A194 GRADE:B8 CL2 BOLT: STUD, 1-1/8 IN X 195 MM LG WITH TWO HEAVY HEX NUTS(8UN THDS); ASSEMBLED; STAINLESS STEEL, ASTM A193 GRADE B8 CLASS 2, ASTM A194 GRADE 8. | EA | 12 | 10 | 20 | NO | 229.21 | 70236.8203 | HYDROBOLT USA-STUDBOLT | 1-1/8 IN X 195 MM LG |  | 02,07,21 | [9 empty] | 2018-12-11 |  | 2019-05-09
41 | 29200000TL | 03483 | EGC010017 | P | 11990551 | 11 | Bolts, Nuts, Washers | Const | 56 | 56Z | BOLT:HEX HEAD TYPE:STUD | DIA:1-1/4 IN LG:250 MM LG | THRDS:STD MATL:STAINLESS STEEL SPEC:ASTM A193 GRB8 CL2, ASTM A194 GRADE:B8 CL2 BOLT: STUD, 1-1/4 IN X 250 MM LG WITH TWO HEAVY HEX NUTSASSEMBLED, STAINLESS STEEL, ASTM A193 GR B8 CLASS 2, ASTM A194 GR 8. | EA | 10 | 0 | 0 | NO | 263.85 | 80851.5555 | HYDROBOLT USA-STUDBOLT | 1-1/4 IN X 250 MM LG |  | 02,07,21 | [9 empty] | 2018-12-11 |  | 2019-05-09
42 | 29200000TL | 03483 | EGC008015 | P | 11990552 | 11 | Bolts, Nuts, Washers | Const | 56 | 56Z | BOLT:HEX HEAD TYPE:STUD | DIA:1-1/4 IN LG:360 MM LG | THRDS:STD MATL:STAINLESS STEEL SPEC:ASTM A193 GRB8 CL2, ASTM A194 GRADE:B8 CL2 BOLT: STUD, 1-1/4 IN X 360 MM LG WITH TWO HEAVY HEX NUTSASSEMBLED, STAINLESS STEEL, ASTM A193 GR B8 CLASS 2, ASTM A194 GR 8. | EA | 5 | 4 | 8 | NO | 326.05 | 99911.5015 | HYDROBOLT USA-STUDBOLT | 1-1/4 IN X 360 MM LG |  | 02,07,21 | [9 empty] | 2018-12-11 |  | 2019-05-09
43 | 29200000TL | 03483 | EGC014019 | P | 11990553 | 11 | Bolts, Nuts, Washers | Const | 56 | 56Z | BOLT:HEX HEAD TYPE:STUD | DIA:7/8 IN LG:135MM LG | THRDS:STD MATL:STAINLESS STEEL SPEC:ASTM A193 GR B8 CL 2, ASTM A19 GRADE:B8 CL2 BOLT: STUD, 7/8 IN X 135 MM LGWITH TWO HEAVY HEX NUTS ASSEMBLED; STAINLESS STEEL, ASTM A193 GRADE B8 CLASS 2, ASTM A194 GRADE 9. | EA | 8 | 0 | 0 | NO | 79.08 | 24232.4844 | HYDROBOLT USA-STUDBOLT | 7/8 IN X 135 MM LG |  | 02,07,21 | [9 empty] | 2018-12-11 |  | 2019-05-09
44 | 29200000TL | 03483 | EGC014019 | P | 11990554 | 11 | Bolts, Nuts, Washers | Const | 56 | 56Z | BOLT:HEX HEAD TYPE:STUD HEX | HEAD DIA:7/8 IN LG:210 MM LG | THRDS:STD MATL:STAINLESS STEEL SPEC:ASTM A193 GR B8 CL 2 GRADE:GRADE B8 BOLT: HEX HEAD TYPE: STUD, DIA: 7/8 IN LG:210 MM LG, THRDS: STD MATL: STAINLESS STEEL SPEC: ASTM A193 GR B8 CL 2, ASTM A19 GRADE: B8 CL2 BOLT: STUD, 7/8 IN X 210 MM LG WITH TWO HEAVY | EA | 1 | 0 | 0 | NO | 89.26 | 27351.9418 | HYDROBOLT USA-STUDBOLT | 7/8 IN X 210 MM LG |  | 02,07,21 | [8 empty] | FSL156 | 2018-12-11 | 2022-01-08 | 2019-05-09
45 | 29200000TL | 03483 | EGC039031 | P | 11990558 | 11 | Bolts, Nuts, Washers | Const | 56 | 56Z | BOLT:HEX HEAD TYPE:STUD DIA:1 | IN LG:185 MM LG THRDS:STD | MATL:STAINLESS STEEL SPEC:ASTM A193 GR B8 CL 2, ASTM A19 GRADE:B8 CL2 BOLT: STUD, 1 IN X 185 MM LG WITH TWO HEAVY HEX NUTS(8UN THDS); ASSEMBLED; STAINLESS STEEL, ASTM A193 GRADE B8 CLASS 2, ASTM A194 GRADE 8. | EA | 6 | 6 | 12 | NO | 60.54 | 18552.483 | HYDROBOLT USA-STUDBOLT | 1 IN X 185 MM LG |  | 02,07,21 | [9 empty] | 2018-12-11 |  | 2019-03-25
46 | 29300000TL | 03483 | EGC039024 | P | 11990560 | 11 | Bolts, Nuts, Washers | Const | 56 | 56Z | BOLT:HEX HEAD TYPE:STUD DIA:1 | IN LG:260 MM LG THRDS:STD | MATL:STAINLESS STEEL SPEC:ASTM A193 GR B8 CL 2, ASTM A19 GRADE:B8 CL2 BOLT: STUD, 1 IN X 260 MM LG WITH TWO HEAVY HEX NUTS(8UN THDS); ASSEMBLED; STAINLESS STEEL, ASTM A193 GRADE B8 CLASS 2, ASTM A194 GRADE 8. | EA | 16 | 11 | 16 | YES | 70.01 | 26568.795 | HYDROBOLT USA-STUDBOLT | 1 IN X 260 MM LG |  | 02,07,21 | [9 empty] | 2019-11-01 |  | 2020-05-09
47 | 29200000TL | 03483 | EGC039031 | P | 11990563 | 11 | Bolts, Nuts, Washers | Const | 56 | 56Z | BOLT:HEX HEAD TYPE:STUD | DIA:5/8 IN LG:105 MM LG | THRDS:8UN THDS MATL:STAINLESS STEEL SPEC:ASTM A193 GRADE B8 CLASS 2, A GRADE:B8 CL2 AISI 304 BOLT: STUD, 5/8 IN X 105 MM LG WITH TWO HEAVY HEX NUTS AND BOLT (8UN THDS); ASSEMBLED; STAINLESS STEEL CLASS 2 STAINLESS STEEL, AISI 304, HEAVY HEX NUTS ASTM A1 | EA | 4 | 4 | 8 | NO | 26.4 | 8090.28 | HYDROBOLT USA-STUDBOLT | 5/8 IN X 105 MM LG |  | 02,07,21 | [9 empty] | 2018-12-11 |  | 2019-03-25
48 | 29200000TL | 03483 | EGC039024 | P | 11990565 | 11 | Bolts, Nuts, Washers | Const | 56 | 56Z | BOLT:HEX HEAD TYPE:STUD | DIA:5/8 IN LG:120 MM LG | THRDS:8UN THDS MATL:STAINLESS STEEL SPEC:ASTM A193 GRADE B8 CLASS 2, A GRADE:B8 CL2 AISI 304 BOLT: STUD, 5/8 IN X 120 MM LG WITH TWO HEAVY HEX NUTS AND BOLT (8UN THDS); ASSEMBLED; STAINLESS STEEL CLASS 2 STAINLESS STEEL, AISI 304, HEAVY HEX NUTS ASTM A1 | EA | 4 | 4 | 8 | NO | 27.03 | 8283.3435 | HYDROBOLT USA-STUDBOLT | 5/8 IN X 120 MM LG |  | 02,07,21 |  |  | 2BBB | [6 empty] | 2018-12-11 |  | 2019-03-25
49 | 29300000TL | 03483 | EGC039031 | P | 11990567 | 11 | Bolts, Nuts, Washers | Const | 56 | 56Z | BOLT:HEX HEAD TYPE:STUD | DIA:5/8 IN LG:140 MM LG | THRDS:8UN THDS MATL:STAINLESS STEEL SPEC:ASTM A193 GRADE B8 CLASS 2, A GRADE:B8 CL2 AISI 304 BOLT: STUD, 5/8 IN X 140 MM LG WITH TWO HEAVY HEX NUTS AND BOLT (8UN THDS); ASSEMBLED; STAINLESS STEEL CLASS 2 STAINLESS STEEL, AISI 304, HEAVY HEX NUTS ASTM A1 | EA | 4 | 1 | 2 | YES | 35 | 54225.15 | HYDROBOLT USA-STUDBOLT | 5/8 IN X 140 MM LG |  | 02,07,21 | [9 empty] | 2019-11-01 |  | 2025-05-07
50 | 29300000TL | 03483 | EGC039031 | P | 11990568 | 11 | Bolts, Nuts, Washers | Const | 56 | 56Z | BOLT:HEX HEAD TYPE:STUD | DIA:5/8 IN LG:155 MM LG | THRDS:8UN THDS MATL:STAINLESS STEEL SPEC:ASTM A193 GRADE B8 CLASS 2, A GRADE:B8 CL2 AISI 304 BOLT: STUD, 5/8 IN X 155 MM LG WITH TWO HEAVY HEX NUTS AND BOLT (8UN THDS); ASSEMBLED; STAINLESS STEEL CLASS 2 STAINLESS STEEL, AISI 304, HEAVY HEX NUTS ASTM A1 | EA | 4 | 1 | 2 | YES | 35 | 54225.15 | HYDROBOLT USA-STUDBOLT | 5/8 IN X 155 MM LG |  | 02,07,21 | [9 empty] | 2019-11-01 |  | 2025-05-07
51 | 29200000TL | 03483 | EG3001006A | P | 11990570 | 11 | Bolts, Nuts, Washers | Const | 56 | 56Z | BOLT TYPE:STUD DIA:1 IN | LG:6.313 IN THRDS:ALL HEAD:W/2 | HVY HEX NUT MATL:SS ASTM A453 SPEC:CL. A OR B GRADE:GR-660 1 IN DIA: W/2 HVY HEX NUT: ASSEMBLED COMBINED (IMP SIZE X METRIC LG); SS ASTM A453 GR-660 CL. A OR B; 1" X 6.313" BOLT LENGTH | EA | 24 | 0 | 0 | NO | 250.52 | 76771.854 | HYDROBOLT USA-STUDBOLT | 1 IN X 6.313 IN |  | 07 | [9 empty] | 2018-12-11 |  | 2019-03-25
52 | 29200000TL | 03483 | EG3001006A | P | 11990573 | 11 | Bolts, Nuts, Washers | Const | 56 | 56Z | BOLT TYPE:STUD DIA:1 IN | LG:6.688 IN THRDS:ALL HEAD:W/2 | HVY HEX NUT MATL:SS ASTM A453 SPEC:CL. A OR B GRADE:GR-660 1-1/8 IN DIA: W/2 HVY HEX NUT: ASSEMBLED COMBINED (IMP SIZE X METRIC LG); SS ASTM A453 GR-660 CL. A OR B; 1-1/8" X 6.688" BOLT LENGTH | EA | 24 | 0 | 0 | NO | 304.89 | 93433.5405 | HYDROBOLT USA-STUDBOLT | 1-1/8 X 6.688 IN |  | 07 | [9 empty] | 2018-12-11 |  | 2019-03-25
53 | 29300000TL | 03483 | EG3001006A | P | 11990574 | 11 | Bolts, Nuts, Washers | Const | 56 | 56Z | BOLT TYPE:STUD DIA:1 IN | LG:7.875 IN THRDS:ALL HEAD:W/2 | HVY HEX NUT MATL:SS ASTM A453 SPEC:CL. A OR B GRADE:GR-660 1-1/8 IN DIA: W/2 HVY HEX NUT: ASSEMBLED COMBINED (IMP SIZE X METRIC LG); SS ASTM A453 GR-660 CL. A OR B; 1-1/8" X 7.875" BOLT LENGTH | EA | 24 | 5 | 8 | YES | 143.55 | 216246.591 | HYDROBOLT USA-STUDBOLT | 1-1/8 X 7.875 IN |  | 07 | [9 empty] | 2019-11-01 |  | 2023-12-21
54 | 29200000TL | 03483 | EG3001006A | P | 11990576 | 11 | Bolts, Nuts, Washers | Const | 56 | 56Z | BOLT TYPE:STUD DIA:1-1/4 IN | LG:7.875 IN THRDS:ALL HEAD:W/2 | HVY HEX NUT MATL:SS ASTM A453 SPEC:CL. A OR B GRADE:GR-660 1-1/4 IN DIA: W/2 HVY HEX NUT: ASSEMBLED COMBINED (IMP SIZE X METRIC LG); SS ASTM A453 GR-660 CL. A OR B; 1-1/4" X 7.875" BOLT LENGTH | EA | 48 | 32 | 96 | NO | 319.4 | 97880.13 | HYDROBOLT USA-STUDBOLT | 1-1/4 X 7.875 IN |  | 07 | [9 empty] | 2018-12-11 |  | 2019-03-25
55 | 29200000TL | 03483 | EG3001006A | P | 11990577 | 11 | Bolts, Nuts, Washers | Const | 56 | 56Z | BOLT TYPE:STUD DIA:1-1/4 IN | LG:8.063 IN THRDS:ALL HEAD:W/2 | HVY HEX NUT MATL:SS ASTM A453 SPEC:CL. A OR B GRADE:GR-660 1-1/4 IN DIA: W/2 HVY HEX NUT: ASSEMBLED COMBINED (IMP SIZE X METRIC LG); SS ASTM A453 GR-660 CL. A OR B; 1-1/4" X 8.063" BOLT LENGTH | EA | 36 | 0 | 0 | NO | 324.94 | 99577.863 | HYDROBOLT USA-STUDBOLT | 1-1/4 X 8.063 IN |  | 07 | [9 empty] | 2018-12-11 |  | 2019-03-25
56 | 29200000TL | 03483 | EG3001006A | P | 11990578 | 11 | Bolts, Nuts, Washers | Const | 56 | 56Z | BOLT TYPE:STUD DIA:1-1/4 IN | LG:9.063 IN THRDS:ALL HEAD:W/2 | HVY HEX NUT MATL:SS ASTM A453 SPEC:CL. A OR B GRADE:GR-660 1-1/4 IN DIA: W/2 HVY HEX NUT: ASSEMBLED COMBINED (IMP SIZE X METRIC LG); SS ASTM A453 GR-660 CL. A OR B; 1-1/4" X 9.063" BOLT LENGTH | EA | 30 | 0 | 0 | NO | 341.32 | 104597.514 | HYDROBOLT USA-STUDBOLT | 1-1/4 X 9.063 IN |  | 07 | [9 empty] | 2018-12-11 |  | 2019-03-25
57 | 29200000TL | 03483 | EG3001006A | P | 11990579 | 11 | Bolts, Nuts, Washers | Const | 56 | 56Z | BOLT TYPE:STUD DIA:1-1/4 IN | LG:9.688 IN THRDS:ALL HEAD:W/2 | HVY HEX NUT MATL:SS ASTM A453 SPEC:CL. A OR B GRADE:GR-660 1-1/4 IN DIA: W/2 HVY HEX NUT: ASSEMBLED COMBINED (IMP SIZE X METRIC LG); SS ASTM A453 GR-660 CL. A OR B; 1-1/4" X 9.688" BOLT LENGTH | EA | 36 | 0 | 0 | NO | 349.01 | 106954.1145 | HYDROBOLT USA-STUDBOLT | 1-1/4 X 9.688 IN |  | 07 | [9 empty] | 2018-12-11 |  | 2019-03-25
58 | 29200000TL | 03483 | EG3001006A | P | 11990581 | 11 | Bolts, Nuts, Washers | Const | 56 | 56Z | BOLT TYPE:STUD DIA:1-1/4 IN | LG:10.063 IN THRDS:ALL | HEAD:W/2 HVY HEX NUT MATL:SS ASTM A453 SPEC:CL. A OR B GRADE:GR-660 1-1/4 IN DIA: W/2 HVY HEX NUT: ASSEMBLED COMBINED (IMP SIZE X METRIC LG); SS ASTM A453 GR-660 CL. A OR B; 1-1/4" X 10.063" BOLT LENGTH | EA | 4 | 0 | 0 | NO | 239.17 | 73290.8406 | HYDROBOLT USA-STUDBOLT | 1-1/4 X 10.063 IN |  | 07 | [9 empty] | 2018-12-11 | 2021-10-25 | 2019-03-18
59 | 29200000TL | 03483 | EG3001010A | P | 11990582 | 11 | Bolts, Nuts, Washers | Const | 56 | 56Z | BOLT TYPE:STUD DIA:1-3/8 IN | LG:5.75 IN THRDS:ALL HEAD:W/2 | HVY HEX NUT MATL:SS ASTM A453 SPEC:CL. A OR B GRADE:GR-660 1-3/8 IN DIA: W/2 HVY HEX NUT: ASSEMBLED COMBINED (IMP SIZE X METRIC LG); SS ASTM A453 GR-660 CL. A OR B; 1-3/8" X 5.75" BOLT LENGTH | EA | 20 | 0 | 0 | NO | 281.21 | 86173.5053 | HYDROBOLT USA-STUDBOLT | 1-3/8 X 5.75 IN |  | 07 | [9 empty] | 2018-12-11 |  | 2019-03-18
60 | 29200000TL | 03483 | EG3001010A | P | 11990583 | 11 | Bolts, Nuts, Washers | Const | 56 | 56Z | BOLT TYPE:STUD DIA:1-3/8 IN | LG:13.188 IN THRDS:ALL | HEAD:W/2 HVY HEX NUT MATL:SS ASTM A453 SPEC:CL. A OR B GRADE:GR-660 1-3/8 IN DIA: W/2 HVY HEX NUT: ASSEMBLED COMBINED (IMP SIZE X METRIC LG); SS ASTM A453 GR-660 CL. A OR B; 1-3/8" X 13.188" BOLT LENGTH | EA | 20 | 12 | 48 | NO | 340.23 | 104259.4919 | HYDROBOLT USA-STUDBOLT | 1-3/8 X 13.188 IN |  | 07 | [9 empty] | 2018-12-11 |  | 2019-03-18
61 | 29200000TL | 03483 | EG3001010A | P | 11990584 | 11 | Bolts, Nuts, Washers | Const | 56 | 56Z | BOLT TYPE:STUD DIA:1-3/8 IN | LG:13.625 IN THRDS:ALL | HEAD:W/2 HVY HEX NUT MATL:SS ASTM A453 SPEC:CL. A OR B GRADE:GR-660 1-3/8 IN DIA: W/2 HVY HEX NUT: ASSEMBLED COMBINED (IMP SIZE X METRIC LG); SS ASTM A453 GR-660 CL. A OR B; 1-3/8" X 13.625" BOLT LENGTH | EA | 20 | 0 | 0 | NO | 345.5 | 105874.4216 | HYDROBOLT USA-STUDBOLT | 1-3/8 X 13.625 IN |  | 07 | [9 empty] | 2018-12-11 |  | 2019-03-18
62 | 29200000TL | 03483 | EG3001010A | P | 11990585 | 11 | Bolts, Nuts, Washers | Const | 56 | 56Z | BOLT TYPE:STUD DIA:1-1/2 IN | LG:9.25 IN THRDS:ALL HEAD:W/2 | HVY HEX NUT MATL:SS ASTM A453 SPEC:CL. A OR B GRADE:GR-660 1-1/2 IN DIA: W/2 HVY HEX NUT: ASSEMBLED COMBINED (IMP SIZE X METRIC LG); SS ASTM A453 GR-660 CL. A OR B; 1-1/2" X 9.25" BOLT LENGTH | EA | 18 | 0 | 0 | NO | 408.05 | 125042.1353 | HYDROBOLT USA-STUDBOLT | 1-1/2 X 9.25 IN |  | 07 | [9 empty] | 2018-12-11 |  | 2019-03-18
63 | 29200000TL | 03483 | EG3001010A | P | 11990586 | 11 | Bolts, Nuts, Washers | Const | 56 | 56Z | BOLT TYPE:STUD DIA:1-1/2 IN | LG:11.438 IN THRDS:ALL | HEAD:W/2 HVY HEX NUT MATL:SS ASTM A453 SPEC:CL. A OR B GRADE:GR-660 1-1/2 IN DIA: W/2 HVY HEX NUT: ASSEMBLED COMBINED (IMP SIZE X METRIC LG); SS ASTM A453 GR-660 CL. A OR B; 1-1/2" X 11.438" BOLT LENGTH | EA | 18 | 0 | 0 | NO | 435.03 | 133309.8397 | HYDROBOLT USA-STUDBOLT | 1-1/2 X 11.438 IN |  | 07 | [9 empty] | 2018-12-11 |  | 2019-03-18
64 | 29200000TL | 03483 | EG3001010 | P | 11990587 | 11 | Bolts, Nuts, Washers | Const | 56 | 56Z | BOLT TYPE:STUD DIA:1-5/8 IN | LG:12.437 IN THRDS:ALL | HEAD:W/2 HVY HEX NUT MATL:SS ASTM A453 SPEC:CL. A OR B GRADE:GR-660 1-5/8 IN DIA: W/2 HVY HEX NUT: ASSEMBLED COMBINED (IMP SIZE X METRIC LG); SS ASTM A453 GR-660 CL. A OR B; 1-5/8" X 12.437" BOLT LENGTH | EA | 18 | 0 | 0 | NO | 538.39 | 164983.2991 | HYDROBOLT USA-STUDBOLT | 1-5/8 X 12.437 IN |  | 07 | [9 empty] | 2018-12-11 |  | 2019-03-18
65 | 29200000TL | 03483 | EG3001056 | P | 11990588 | 11 | Bolts, Nuts, Washers | Const | 56 | 56Z | BOLT TYPE:STUD DIA:1-5/8 IN | LG:15.188 IN THRDS:ALL | HEAD:W/2 HVY HEX NUT MATL:SS ASTM A453 SPEC:CL. A OR B GRADE:GR-660 1-5/8 IN DIA: W/2 HVY HEX NUT: ASSEMBLED COMBINED (IMP SIZE X METRIC LG); SS ASTM A453 GR-660 CL. A OR B; 1-5/8" X 15.188" BOLT LENGTH | EA | 24 | 0 | 0 | NO | 576.94 | 176796.4943 | HYDROBOLT USA-STUDBOLT | 1-5/8 X 15.188 IN |  | 07 | [9 empty] | 2018-12-11 |  | 2019-03-18
66 | 29200000TL | 03483 | EG3001056 | P | 11990589 | 11 | Bolts, Nuts, Washers | Const | 56 | 56Z | BOLT TYPE:STUD DIA:1-7/8 IN | LG:15.0 IN THRDS:ALL HEAD:W/2 | HVY HEX NUT MATL:SS ASTM A453 SPEC:CL. A OR B GRADE:GR-660 1-7/8 IN DIA: W/2 HVY HEX NUT: ASSEMBLED COMBINED (IMP SIZE X METRIC LG); SS ASTM A453 GR-660 CL. A OR B; 1-7/8" X 15.0" BOLT LENGTH | EA | 18 | 0 | 0 | NO | 603.2835 | 184868.0783 | HYDROBOLT USA-STUDBOLT | 1-7/8 X 15.0 IN |  | 07 | [9 empty] | 2018-12-11 |  | 2019-03-18
67 | 29200000TL | 03483 | EG3003024 | P | 11990590 | 11 | Bolts, Nuts, Washers | Const | 56 | 56Z | BOLT TYPE:STUD DIA:1-7/8 IN | LG:16.75 IN THRDS:ALL HEAD:W/2 | HVY HEX NUT MATL:SS ASTM A453 SPEC:CL. A OR B GRADE:GR-660 1-7/8 IN DIA: W/2 HVY HEX NUT: ASSEMBLED COMBINED (IMP SIZE X METRIC LG); SS ASTM A453 GR-660 CL. A OR B; 1-7/8" X 16.75" BOLT LENGTH | EA | 54 | 0 | 0 | NO | 622.9088 | 190880.028 | HYDROBOLT USA-STUDBOLT | 1-7/8 X 16.75 IN |  | 07 | [9 empty] | 2018-12-11 |  | 2019-05-10
68 | 29200000TL | 03483 | EG3001056 | P | 11990591 | 11 | Bolts, Nuts, Washers | Const | 56 | 56Z | BOLT TYPE:STUD DIA:1-7/8 IN | LG:17.937 IN THRDS:ALL | HEAD:W/2 HVY HEX NUT MATL:SS ASTM A453 SPEC:CL. A OR B GRADE:GR-660 1-7/8 IN DIA: W/2 HVY HEX NUT: ASSEMBLED COMBINED (IMP SIZE X METRIC LG); SS ASTM A453 GR-660 CL. A OR B; 1-7/8" X 17.937" BOLT LENGTH | EA | 18 | 24 | 72 | NO | 637.9 | 195476.9712 | HYDROBOLT USA-STUDBOLT | 1-7/8 X 17.937 IN |  | 07 | [9 empty] | 2018-12-11 |  | 2019-03-18
69 | 29200000TL | 03483 | EGC041017 | P | 11990592 | 11 | Bolts, Nuts, Washers | Const | 56 | 56Z | BOLT TYPE:STUD DIA:7/8 IN | LG:5.563 IN THRDS:ALL HEAD:W/2 | HVY HEX NUT MATL:SS ASTM A453 SPEC:CL. A OR B GRADE:GR-660 7/8 IN DIA: W/2 HVY HEX NUT: ASSEMBLED COMBINED (IMP SIZE X METRIC LG); SS ASTM A453 GR-660 CL. A OR B; 7/8" X 5.563" BOLT LENGTH | EA | 18 | 0 | 0 | NO | 109.66 | 33604.0205 | HYDROBOLT USA-STUDBOLT | 7/8 X 5.563 IN |  | 07 | [9 empty] | 2018-12-11 |  | 2019-03-18
70 | 29200000TL | 03483 | EGC042006 | P | 11990593 | 11 | Bolts, Nuts, Washers | Const | 56 | 56Z | BOLT TYPE:STUD DIA:7/8 IN | LG:5.563 IN THRDS:ALL HEAD:W/2 | HVY HEX NUT MATL:SS ASTM A453 SPEC:CL. A OR B GRADE:GR-660 7/8 IN DIA: W/2 HVY HEX NUT: ASSEMBLED COMBINED (IMP SIZE X METRIC LG); SS ASTM A453 GR-660 CL. A OR B; 7/8" X 5.75" BOLT LENGTH | EA | 8 | 0 | 0 | NO | 114.33 | 35035.0872 | HYDROBOLT USA-STUDBOLT | 7/8 IN X 5.75 IN |  | 07 | [9 empty] | 2018-12-11 | 2025-10-08 | 2019-03-18 | -12 | 1
71 | 29200000TL | 03483 | EGC041017 | P | 11990594 | 11 | Bolts, Nuts, Washers | Const | 56 | 56Z | BOLT TYPE:STUD DIA:7/8 IN | LG:6.688 IN THRDS:ALL HEAD:W/2 | HVY HEX NUT MATL:SS ASTM A453 SPEC:CL. A OR B GRADE:GR-660 7/8 IN DIA: W/2 HVY HEX NUT: ASSEMBLED COMBINED (IMP SIZE X METRIC LG); SS ASTM A453 GR-660 CL. A OR B; 7/8" X 6.688" BOLT LENGTH | EA | 12 | 0 | 0 | NO | 119.19 | 36524.3772 | HYDROBOLT USA-STUDBOLT | 7/8 X 6.688 IN |  | 07 | [9 empty] | 2018-12-11 |  | 2019-03-18
72 | 29200000TL | 03483 | EGC042012 | P | 11990595 | 11 | Bolts, Nuts, Washers | Const | 56 | 56Z | BOLT TYPE:STUD DIA:7/8 IN | LG:6.688 IN THRDS:ALL HEAD:W/2 | HVY HEX NUT MATL:SS ASTM A453 SPEC:CL. A OR B GRADE:GR-660 3/4 IN DIA: W/2 HVY HEX NUT: ASSEMBLED COMBINED (IMP SIZE X METRIC LG); SS ASTM A453 GR-660 CL. A OR B; 3/4" X 4.375" BOLT LENGTH | EA | 24 | 0 | 0 | NO | 80.6 | 24698.9244 | HYDROBOLT USA-STUDBOLT | 3/4 IN X 4.375 IN |  | 07 | [9 empty] | 2018-12-11 |  | 2019-03-18
73 | 29200000TL | 03483 | EGC041017 | P | 11990596 | 11 | Bolts, Nuts, Washers | Const | 56 | 56Z | BOLT TYPE:STUD DIA:3/4 IN | LG:2.375 IN THRDS:ALL HEAD:W/2 | HVY HEX NUT MATL:SS ASTM A453 SPEC:CL. A OR B GRADE:GR-660 3/4 IN DIA: W/2 HVY HEX NUT: ASSEMBLED COMBINED (IMP SIZE X METRIC LG); SS ASTM A453 GR-660 CL. A OR B; 3/4" X 2.375" BOLT LENGTH | EA | 12 | 0 | 0 | NO | 73.99 | 22673.3674 | HYDROBOLT USA-STUDBOLT | 3/4 X 2.375 IN |  | 07 | [9 empty] | 2018-12-11 |  | 2019-03-18
74 | 29200000TL | 03483 | EGC041017 | P | 11990597 | 11 | Bolts, Nuts, Washers | Const | 56 | 56Z | BOLT TYPE:STUD DIA:3/4 IN | LG:3.375 IN THRDS:ALL HEAD:W/2 | HVY HEX NUT MATL:SS ASTM A453 SPEC:CL. A OR B GRADE:GR-660 3/4 IN DIA: W/2 HVY HEX NUT: ASSEMBLED COMBINED (IMP SIZE X METRIC LG); SS ASTM A453 GR-660 CL. A OR B; 3/4" X 3.375" BOLT LENGTH | EA | 12 | 8 | 24 | NO | 77.39 | 23715.2576 | HYDROBOLT USA-STUDBOLT | 3/4 X 3.375 IN |  | 07 | [9 empty] | 2018-12-11 |  | 2019-03-18
75 | 29200000TL | 03483 | EGC041017 | P | 11990598 | 11 | Bolts, Nuts, Washers | Const | 56 | 56Z | BOLT TYPE:STUD DIA:3/4 IN | LG:3.563 IN THRDS:ALL HEAD:W/2 | HVY HEX NUT MATL:SS ASTM A453 SPEC:CL. A OR B GRADE:GR-660 3/4 IN DIA: W/2 HVY HEX NUT: ASSEMBLED COMBINED (IMP SIZE X METRIC LG); SS ASTM A453 GR-660 CL. A OR B; 3/4" X 3.563" BOLT LENGTH | EA | 20 | 0 | 0 | NO | 77.9 | 23871.5411 | HYDROBOLT USA-STUDBOLT | 3/4 X 3.563 IN |  | 07 | [9 empty] | 2018-12-11 |  | 2019-03-18
76 | 29200000TL | 03483 | EGC001017 | P | 11990599 | 11 | Bolts, Nuts, Washers | Const | 56 | 56Z | BOLT TYPE:STUD DIA:3/4 IN | LG:3.75 IN THRDS:ALL HEAD:W/2 | HVY HEX NUT MATL:SS ASTM A453 SPEC:CL. A OR B GRADE:GR-660 3/4 IN DIA: W/2 HVY HEX NUT: ASSEMBLED COMBINED (IMP SIZE X METRIC LG); SS ASTM A453 GR-660 CL. A OR B; 3/4" X 3.75" BOLT LENGTH | EA | 24 | 0 | 0 | NO | 80.7444 | 24744.9288 | HYDROBOLT USA-STUDBOLT | 3/4 X 3.75 IN |  | 07 | [9 empty] | 2018-12-11 | 2025-05-26 | 2019-02-12 | -12 | 1
77 | 29300000TL | 03483 | EGC013005 | P | 11990600 | 11 | Bolts, Nuts, Washers | Const | 56 | 56Z | BOLT TYPE:STUD DIA:3/4 IN | LG:4.75 IN THRDS:ALL HEAD:W/2 | HVY HEX NUT MATL:SS ASTM A453 SPEC:CL. A OR B GRADE:GR-660 3/4 IN DIA: W/2 HVY HEX NUT: ASSEMBLED COMBINED (IMP SIZE X METRIC LG); SS ASTM A453 GR-660 CL. A OR B; 3/4" X 4.75" BOLT LENGTH | EA | 8 | 4 | 6 | YES | 44.07 | 70278.429 | HYDROBOLT USA-STUDBOLT | 3/4 X 4.75 IN |  | 07 | [9 empty] | 2019-11-01 |  | 2025-02-09
78 | 29200000TL | 03483 | EG1056011 | P | 11990601 | 11 | Bolts, Nuts, Washers | Const | 56 | 56Z | BOLT TYPE:STUD DIA:3/4 IN | LG:4.938 IN THRDS:ALL HEAD:W/2 | HVY HEX NUT MATL:SS ASTM A453 SPEC:CL. A OR B GRADE:GR-660 3/4 IN DIA: W/2 HVY HEX NUT: ASSEMBLED COMBINED (IMP SIZE X METRIC LG); SS ASTM A453 GR-660 CL. A OR B; 3/4" X 4.938" BOLT LENGTH | EA | 2 | 0 | 0 | NO | 84.744 | 25970.6462 | HYDROBOLT USA-STUDBOLT | 3/4 X 4.938 IN |  | 07 | [8 empty] | FSL64 | 2018-12-11 | 2025-07-21 | 2019-02-12 | -42 | 2
79 | 29200000TL | 03483 | EGC001017 | P | 11990602 | 11 | Bolts, Nuts, Washers | Const | 56 | 56Z | BOLT TYPE:STUD DIA:3/4 IN | LG:5.125 IN THRDS:ALL HEAD:W/2 | HVY HEX NUT MATL:SS ASTM A453 SPEC:CL. A OR B GRADE:GR-660 3/4 IN DIA: W/2 HVY HEX NUT: ASSEMBLED COMBINED (IMP SIZE X METRIC LG); SS ASTM A453 GR-660 CL. A OR B; 3/4" X 5.125" BOLT LENGTH | EA | 4 | 0 | 0 | NO | 85.4371 | 26183.023 | HYDROBOLT USA-STUDBOLT | 3/4 X 5.125 IN |  | 07 | [9 empty] | 2018-12-11 | 2025-08-31 | 2019-02-12 | -43 | 2
80 | 29200000TL | 03483 | EG1056011 | P | 11990604 | 11 | Bolts, Nuts, Washers | Const | 56 | 56Z | BOLT TYPE:STUD DIA:3/4 IN | LG:5.563 IN THRDS:ALL HEAD:W/2 | HVY HEX NUT MATL:SS ASTM A453 SPEC:CL. A OR B GRADE:GR-660 3/4 IN DIA: W/2 HVY HEX NUT: ASSEMBLED COMBINED (IMP SIZE X METRIC LG); SS ASTM A453 GR-660 CL. A OR B; 3/4" X 5.563" BOLT LENGTH | EA | 8 | 16 | 48 | NO | 87.8725 | 26929.3757 | HYDROBOLT USA-STUDBOLT | 3/4 X 5.563 IN |  | 07 | [8 empty] | FSL67 | 2018-12-11 | 2022-09-27 | 2019-02-12
81 | 29200000TL | 03483 | EG1056011 | P | 11990606 | 11 | Bolts, Nuts, Washers | Const | 56 | 56Z | BOLT TYPE:STUD DIA:3/4 IN | LG:5.938 THRDS:ALL HEAD:W/2 | HVY HEX NUT MATL:SS ASTM A453 SPEC:CL. A OR B GRADE:GR-660 3/4 IN DIA: W/2 HVY HEX NUT: ASSEMBLED COMBINED (IMP SIZE X METRIC LG); SS ASTM A453 GR-660 CL. A OR B; 3/4" X 5.938" BOLT LENGTH | EA | 44 | 24 | 72 | NO | 90.8126 | 27830.46 | HYDROBOLT USA-STUDBOLT | 3/4 X 5.938 IN |  | 07 | [9 empty] | 2018-12-11 | 2025-01-15 | 2019-02-12 | -28 | 1
82 | 29200000TL | 03483 | EG1056011 | P | 11990607 | 11 | Bolts, Nuts, Washers | Const | 56 | 56Z | BOLT TYPE:STUD DIA:3/4 IN | LG:7.688 THRDS:ALL HEAD:W/2 | HVY HEX NUT MATL:SS ASTM A453 SPEC:CL. A OR B GRADE:GR-660 3/4 IN DIA: W/2 HVY HEX NUT: ASSEMBLED COMBINED (IMP SIZE X METRIC LG); SS ASTM A453 GR-660 CL. A OR B; 3/4" X 7.688" BOLT LENGTH | EA | 48 | 0 | 0 | NO | 94.2875 | 28895.3779 | HYDROBOLT USA-STUDBOLT | 3/4 X 7.688 IN |  | 07 | [9 empty] | 2018-12-11 |  | 2019-02-12
83 | 29200000TL | 03483 | EGC001017 | P | 11990608 | 11 | Bolts, Nuts, Washers | Const | 56 | 56Z | BOLT TYPE:STUD DIA:1/2 IN | LG:2.563 IN THRDS:ALL THRDS | HEAD:W/2 HVY HEX NUT MATL:SS ASTM A453 SPEC:CL. A OR B GRADE:GR-660 1/2 IN DIA: W/2 HVY HEX NUT: ASSEMBLED COMBINED (IMP SIZE X METRIC LG); SS ASTM A453 GR-660 CL. A OR B; 1/2" X 2.563" BOLT LENGTH | EA | 22 | 0 | 0 | NO | 59.2614 | 18161.2486 | HYDROBOLT USA-STUDBOLT | 1/2 X 2.563 IN |  | 07 | [8 empty] | FSL71 | 2018-12-11 | 2024-11-27 | 2019-02-12 |  |  | -8 | 1 | -40 | 1
84 | 29200000TL | 03483 | EGC001017 | P | 11990609 | 11 | Bolts, Nuts, Washers | Const | 56 | 56Z | BOLT TYPE:STUD DIA:5/8 IN | LG:3.0 IN THRDS:ALL THRDS | HEAD:W/2 HVY HEX NUT MATL:SS ASTM A453 SPEC:CL. A OR B GRADE:GR-660 5/8 IN DIA: W/2 HVY HEX NUT: ASSEMBLED COMBINED (IMP SIZE X METRIC LG); SS ASTM A453 GR-660 CL. A OR B; 5/8" X 3.0" BOLT LENGTH | EA | 120 | 0 | 0 | NO | 63.3303 | 19408.2037 | HYDROBOLT USA-STUDBOLT | 5/8 X 3.0 IN |  | 07 | [9 empty] | 2018-12-11 |  | 2019-02-12
85 | 29200000TL | 03483 | EG1056011 | P | 11990610 | 11 | Bolts, Nuts, Washers | Const | 56 | 56Z | BOLT TYPE:STUD DIA:5/8 IN DIA | LG:3.188 IN THRDS:ALL THRDS | HEAD:W/2 HVY HEX NUT MATL:SS ASTM A453 SPEC:CL. A OR B GRADE:GR-660 5/8 IN DIA: W/2 HVY HEX NUT: ASSEMBLED COMBINED (IMP SIZE X METRIC LG); SS ASTM A453 GR-660 CL. A OR B; 5/8" X 3.188" BOLT LENGTH | EA | 108 | 0 | 0 | NO | 63.7362 | 19532.5959 | HYDROBOLT USA-STUDBOLT | 5/8 X 3.188 IN |  | 07 | [9 empty] | 2018-12-11 |  | 2019-02-12
86 | 29200000TL | 03483 | EGC013003 | P | 11990611 | 11 | Bolts, Nuts, Washers | Const | 56 | 56Z | BOLT TYPE:STUD DIA:5/8 IN | LG:3.375 IN THRDS:ALL THRDS | HEAD:W/2 HVY HEX NUT MATL:SS ASTM A453 SPEC:CL. A OR B GRADE:GR-660 5/8 IN DIA: W/2 HVY HEX NUT: ASSEMBLED COMBINED (IMP SIZE X METRIC LG); SS ASTM A453 GR-660 CL. A OR B; 5/8" X 3.375" BOLT LENGTH | EA | 24 | 8 | 24 | NO | 64.1225 | 19650.9201 | HYDROBOLT USA-STUDBOLT | 5/8 X 3.375 IN |  | 07 | [9 empty] | 2018-12-11 |  | 2019-02-12
87 | 29200000TL | 03483 | EG1056011 | P | 11990612 | 11 | Bolts, Nuts, Washers | Const | 56 | 56Z | BOLT TYPE:STUD DIA:5/8 IN | LG:3.563 IN THRDS:ALL THRDS | HEAD:W/2 HVY HEX NUT MATL:SS ASTM A453 SPEC:CL. A OR B GRADE:GR-660 5/8 IN DIA: W/2 HVY HEX NUT: ASSEMBLED COMBINED (IMP SIZE X METRIC LG); SS ASTM A453 GR-660 CL. A OR B; 5/8" X 3.563" BOLT LENGTH | EA | 159 | 0 | 0 | NO | 64.1223 | 19650.9201 | HYDROBOLT USA-STUDBOLT | 5/8 X 3.563 IN |  | 07 | [9 empty] | 2018-12-11 | 2019-07-01 | 2019-02-12
88 | 29200000TL | 03483 | EGC013005 | P | 11990614 | 11 | Bolts, Nuts, Washers | Const | 56 | 56Z | BOLT TYPE:STUD DIA:5/8 IN | LG:3.938 IN THRDS:ALL THRDS | HEAD:W/2 HVY HEX NUT MATL:SS ASTM A453 SPEC:CL. A OR B GRADE:GR-660 5/8 IN DIA: W/2 HVY HEX NUT: ASSEMBLED COMBINED (IMP SIZE X METRIC LG); SS ASTM A453 GR-660 CL. A OR B; 5/8" X 3.938" BOLT LENGTH | EA | 24 | 0 | 0 | NO | 64.8054 | 19860.2629 | HYDROBOLT USA-STUDBOLT | 5/8 X 3.938 IN |  | 07 | [9 empty] | 2018-12-11 |  | 2019-02-12
89 | 29300000TL | 03483 | EGC010005 | P | 11990618 | 11 | Bolts, Nuts, Washers | Const | 56 | 56Z | BOLT TYPE:STUD DIA:5/8 IN | LG:4.938 IN THRDS:ALL THRDS | HEAD:W/2 HVY HEX NUT MATL:SS ASTM A453 SPEC:CL. A OR B GRADE:GR-660 5/8 IN DIA: W/2 HVY HEX NUT: ASSEMBLED COMBINED (IMP SIZE X METRIC LG); SS ASTM A453 GR-660 CL. A OR B; 5/8" X 4.938" BOLT LENGTH | EA | 19 | 50 | 72 | YES | 65.5479 | 36113.6155 | HYDROBOLT USA-STUDBOLT | 5/8 X 4.938 IN |  | 07 | [8 empty] | FSL81 | 2019-11-01 | 2025-08-30 | 2025-09-14 | -53 | 2
90 | 29200000TL | 03483 | EGC001017 | P | 11990619 | 11 | Bolts, Nuts, Washers | Const | 56 | 56Z | BOLT TYPE:STUD DIA:5/8 IN | LG:5.125 IN THRDS:ALL THRDS | HEAD:W/2 HVY HEX NUT MATL:SS ASTM A453 SPEC:CL. A OR B GRADE:GR-660 5/8 IN DIA: W/2 HVY HEX NUT: ASSEMBLED COMBINED (IMP SIZE X METRIC LG); SS ASTM A453 GR-660 CL. A OR B; 5/8" X 5.125" BOLT LENGTH | EA | 36 | 0 | 0 | NO | 65.7064 | 20136.3527 | HYDROBOLT USA-STUDBOLT | 5/8 X 5.125 IN |  | 07 | [9 empty] | 2018-12-11 |  | 2019-02-12
91 | 29200000TL | 03483 | EGC015016 | P | 11990621 | 11 | Bolts, Nuts, Washers | Const | 56 | 56Z | BOLT:HEX HEAD TYPE:STD DIA:STD | LG:STD THRDS:STD MATL:STD | SPEC:STD GRADE:STD SAMSON PNEUMATIC CONTROL VALVE TYPE 3248 VALVE HEXAGON BOLT SPARE PART NO. 32 FOR DISPOSAL VAPORIZER ON-OFF VALVE 110-XV-1209 / 2209 | EA | 2 | 0 | 0 | NO | 52.95 | 16224.939 | SAMSON CONTROLS | 3248-POS 32 |  | 07 | [7 empty] | 3248 SERIES 240 |  | 2019-01-22 |  | 2019-05-15
92 | 29200000TL | 03483 | EGC015016 | P | 11990622 | 11 | Bolts, Nuts, Washers | Const | 56 | 56Z | NUT:HEX TYPE:STD DIA:STD | THRDS:STD HEIGHT:STD MATL:STD | SPEC:STD GRADE:STD SAMSON PNEUMATIC CONTROL VALVE TYPE 3248 VALVE NUT SPARE PART NO. 33 FOR DISPOSAL VAPORIZER ON-OFF VALVE 110-XV-1209 / 2209 | EA | 2 | 0 | 0 | NO | 19.2 | 5883.264 | SAMSON CONTROLS | 3248-POS 33 |  | 07 | [7 empty] | 3248 SERIES 240 |  | 2019-01-22 |  | 2019-05-15
93 | 29200000TL | 03483 | EG1013006 | P | 11990624 | 11 | Bolts, Nuts, Washers | Const | 56 | 56Z | NUT:HEX TYPE:HEAVY HEX. | DIA:STD THRDS:STD HEIGHT:STD | MATL:STD SPEC:STD GRADE:STD CLARK-RELIANCE ONE COMPLETE SET OF SPARE PACKING NUTS FOR EITHER OF THE ABOVE GAGE GLASSES PW-68N. REGENCY INTERNATIONAL LIMITED USD 85/86 1B PLAZAPETER ODILI ROAD, TRANS-AMADI PORT HARCOURT. E-MAIL: PATRICK.ABAH@RIL-NG.COM. | ST | 10 | 0 | 0 | NO | 300 | 91932 | CLARK-RELIANCE | PW-68N |  | 07 | [7 empty] | RPW-68N |  | 2019-01-23 |  | 2019-02-21
94 | 29200000TL | 03483 | EG1023004 | P | 11990625 | 11 | Bolts, Nuts, Washers | Const | 56 | 56Z | NUT:HEX TYPE:GLAND NUT DIA:1/2 | IN THRDS:1.25MM HEIGHT:1/2 IN | MATL:CS SPEC:ASTM A194 GRADE:2 NUT REQUIRED FOR EXHAUST PIPE FOR DOOSAN AIR COMPRESSOR | EA | 4 | 0 | 0 | NO | 17.19 | 5267.6738 | DOOSAN | 96701370 |  | 01A | [7 empty] | IR 7/31E |  | 2019-02-04 |  | 2019-05-26
95 | 29200000TL | 03483 | EG1012002 | P | 11990634 | 11 | Bolts, Nuts, Washers | Const | 56 | 56Z | NUT:HEX TYPE:STUD DIA:STD | THRDS:STD HEIGHT:STD MATL:STD | SPEC:STD GRADE:STD VALVE PACKING NUT PART NUMBER ITEM NO.117 SEE DWG, FLOWSERVE SHEARSTREAM HP - VLENIM0027-01 04/14, PAGE NO 6, FIGURE 1: 3 – 12-INCH AND 16-INCH SHEAR-STREAM HP BODY ASSEMBLY WITH ROTATING POST DESIGN. HTTP://WWW.MANUALSDIR.COM/MANUALS/7 | EA | 4 | 0 | 0 | NO | 36.32 | 13093.36 | FLOW SERVE CORP. AUSTRIA | NO.117 HP-VLENIM0027 |  | 07 | [7 empty] | HP - VLENIM0027-01 03.08 |  | 2019-08-30
96 | 29200000TL | 03483 | EG3001FLR | P | 19030459 | 19 | Air Compressors & Parts | Mtce | 71 | 71H | COMPRESSOR:REFRIGERATION | TYPE:SCROLL CAP:25TON DANFOSS | SCROLL COMPRESSORS | EA | 2 | 1 | 2 | NO | 5861.75 | 1796286.905 | DANFOSS | SH300B4ABE |  | 16 |  |  | 2BBB |  |  |  |  | SH300A4ABC |  | 2019-05-05 | 2019-10-14 | 2020-01-13
97 | 29200000TL | 03483 | EGC028011 | P | 19053211 | 19 | Air Compressors & Parts | Mtce | 71 | 71D | FILTER:AIR,3 IN ID X 4-3/8 IN | OD X 4-5/8 IN LG | Compressor - Air -Unit & Parts : IR AIR COMPRESSOR | EA | 8 | 0 | 0 | NO | 73.2266 | 21325.5999 | INGERSOLL RAND | 32012957 |  | 22 | 1 | 1AXX | 1BBB | [6 empty] | 2019-03-18 |  | 2019-04-15
98 | 29200000TL | 03483 | EGC020023 | P | 19055643 | 19 | Air Compressors & Parts | Mtce | 54 | 54A | O-RING:VITON | 39151915 | *OBS*GS&P-O-Rings : SN 2910613, MN U-2, I-R | EA | 2 | 1 | 2 | NO | 20 | 3107.8 | INGERSOLL RAND | 39151915 |  | 01 | 1 |  | 1BBB | [6 empty] | 2012-01-07
99 | 29300000TL | 03483 | EG1007018 | P | 19200447 | 19 | Air Compressors & Parts | Mtce | 54 | 54A | SEAL:OIL TYPE:BAUMSL W5710 | 75FPM585 ID:60MM OD:75MM | WIDTH:8MM SEAL MATL:75FPM585 CAGE MATL:COATED STEEL HIGH SPEED INPUT SHAFT OIL SEAL. PART 0132. FLENDER GEARBOX B3NV09 SERIAL 4233600-040. EQUIPMENT 173-EA-002A-F01-F04, 173-EA-002B-F01-F04, 173-EA-002C-F01-F04 | EA | 5 | 0 | 1 | YES | 156 | 195585.06 | SIEMENS / FLENDER | 000.000.307.230 |  | 16 |  |  | 3CCA |  |  |  |  | B3NV09 |  | 2019-11-13 |  | 2024-02-02
100 | 29200000TL | 03483 | EG1029005 | S | 19200449 | 19 | Air Compressors & Parts | Mtce | 71 | 71D | BREATHER TYPE:GEARCASE | BREATHER FOAM SIZE/CONN:PER | OEM MATL:FOAM GEARCASE BREATHER FOAM FOR INGERSOLL RAND SIERRA H50A OIL FREE AIR SCREW COMPRESSOR. SERIAL TS5685U17039. EQUIPMENT TAG 171-CS-042A. IR PART NUMBER(CCN):40068371. | EA | 2 | 1 | 2 | NO | 42.24 | 12896.7168 | INGERSOLL RAND | 40068371 |  | 16 |  |  | 1BBB |  |  |  |  | H50A |  | 2018-02-23 |  | 2018-04-22
101 | 29200000TL | 03483 | EG1029005 | S | 19200451 | 19 | Air Compressors & Parts | Mtce | 71 | 71H | KIT TYPE:O RING KIT | APPLICATION:. CONTAINS A:. | CONTAINS B:. CONTAINS C:. CONTAINS D:. CONTAINS E:. CONTAINS F:. O RING KIT FOR INGERSOLL RAND SIERRA H50A OIL FREE AIR SCREW COMPRESSOR. SERIAL TS5685U17039. EQUIPMENT TAG 171-CS-042A. IR PART NUMBER(CCN):88112479. | EA | 2 | 1 | 2 | NO | 162.93 | 49745.7876 | INGERSOLL RAND | 88112479 |  | 16 | [7 empty] | H50A |  | 2018-03-12 |  | 2018-04-22
102 | 29200000TL | 03483 | EG1022016 | P | 19200457 | 19 | Air Compressors & Parts | Mtce | 71 | 71D | PIPE STRUCTURE:WELDED | SIZE:36MM OD RATING:3MM | LG:200MM ENDS:FLG SPEC:ASTM A106 GRADE:B MATL:CS EXHAUST PIPE FOR DOOSAN AIR COMPRESSOR, MODEL 7/31E | EA | 3 | 0 | 0 | NO | 119.33 | 36567.2785 | DOOSAN | 22656144 |  | 16 |  |  | 1BBB |  |  |  |  | 7/31E |  | 2019-02-28 |  | 2019-05-26
103 | 29200000TL | 03483 | EG1025012 | P | 19200458 | 19 | Air Compressors & Parts | Mtce | 71 | 71D | CLAMP TYPE:EXHAUST | SIZE/CAP:1-5/8IN WDX2IN LG | X7/8IN HT MATL:SS CLAMP FOR FLEXIBLE TUBE AND EXHAUST PIPE OF DOOSAN AIR COMPRESSOR, MODEL 7/31E | EA | 2 | 1 | 3 | NO | 17.72 | 5430.0861 | DOOSAN | 92898576 |  | 16 |  |  | 1BBB |  |  |  |  | 7/31E |  | 2019-02-28 |  | 2019-05-26
104 | 29200000TL | 03483 | EG1040021 | P | 19200459 | 19 | Air Compressors & Parts | Mtce | 72 | 72C | FILTER:OIL TYPE:TBD SIZE:TBD | ELEMENT MATL:TBD FILTERING | RETENTION:TBD HOUSING MATL:TBD OIL FILTER COMPRESSOR END REQUIRED AS SPARE FOR DOOSAN AIR COMPRESSOR | EA | 6 | 4 | 12 | NO | 21.2522 | 7661.4263 | DOOSAN | 36897353 |  | 16 | [9 empty] | 2019-05-21
105 | 29200000TL | 03483 | EGC028033 | P | 26005015 | 26 | Electrical Supplies/Hardware | Mtce | 51 | 51Z | ELBOW | CONDUIT, 1IN 90 DEG | Electric-Other : ELBOW; CONDUIT; 1" 90 DEGREE, MALE X FEMALE THREAD; P/N. EL396; MFG: CROUSE-HINDS. XXXXXXXXXDO NOT RE-ORDERXXXXXXXX | EA | 25 | 13 | 25 | NO | 10.6472 | 1653.8385 | CROUSE-HINDS | EL396 |  | 01 |  |  | 2CBC | [6 empty] | 2012-06-26
106 | 29200000TL | 03483 | EGC033004 | P | 26006214 | 26 | Electrical Supplies/Hardware | Mtce | 51 | 51Z | THERMOSTAT | Electric | Electric-Other : 2E206 THERMOSTAT | EA | 2 | 1 | 2 | NO | 933.1726 | 144877.375 |  |  |  | 00 |  |  | 2CBC | [6 empty] | 2012-11-19
107 | 29200000TL | 03483 | EG3001072 | P | 26020233 | 26 | Electrical Supplies/Hardware | Mtce | 51 | 51K | TRANSFORMER:GENERAL PURPOSE, | 15KVA,480VAC,208Y/120VAC,60HZ, | Power conditioning equipment : 3PH, DELTA/STAR WINDINGS, DRY-TYPE, INDOOR STEPDOWN, SUITABLE FOR UNCLASSIFIED LOCATION AS SPECIFIED BY COMPANY DATA SHEETS ELC-DS-401 (OLD P/N 9T23B3871) | EA | 4 | 2 | 4 | NO | 1631.56 | 273286.3 | GE | 9T83B3871 |  | 01,10 | 1 | [8 empty] | 2014-06-05 | 2018-12-12 | 2014-10-16
108 | 29200000TL | 03483 | EGC043018 | P | 26023249 | 26 | Electrical Supplies/Hardware | Mtce | 51 | 51Z | BREAKER: CIRCUIT, 480 VAC, | @ 50 TO 60 HZ, 250 VDC, 3 POLE | Electric-Other : 20A @ 40 DEG C, INTERRUPTING RATING 65 KILOAMPERE AT 240 VAC, 22 KILOAMPERE AT 480 VAC, 10 KILOAMPERE AT 250 VDC (UL), MOLDED CASE, THERMAL MAGNETIC, G FRAME, PACKAGED WEIGHT 4LB; 2YRS SPARES FOR COOLERS AND FREEZERS COMPRESSOR RACK AN | EA | 3 | 2 | 3 | NO | 1857 | 288299.25 | RANCO | GD3020 |  | 01,10 | 1 |  |  |  |  | 11623 |  |  |  | 2012-06-26
109 | 29200000TL | 03483 | EG1010009 | P | 26023282 | 26 | Electrical Supplies/Hardware | Mtce | 51 | 51C | FUSE: 0.1A 250V, | SLOW BLOW 5 X 20 MM | Electric Components - Motor / Generator :FOR PLC CONTROL SYSTEM | EA | 14 | 0 | 0 | NO | 4500 | 698625 | BUSSMANN | GDC-0.1 |  | 01 | 1 |  |  |  |  | 15017 |  |  |  | 2012-01-07 | 2025-04-17 |  | -2 | 1
110 | 29200000TL | 03483 | EG1059008 | P | 26023935 | 26 | Electrical Supplies/Hardware | Mtce | 11 | 11O | MODULE:INTERFACE TYPE:3500/20 | TMR RACK DATA I/P:0 O/P:0 | Computer Hardware - Storage : POWER SOURCE:0 MODULE: DATA INTERFACE ; MODULE 3500/20 TRANSIENT DATA INTERFACE ; PART NUMBER: 125744-01 ; TMR RACK INTERFACE MODULE. NOW REPLACED AGBAMI-SB SYMBOL #97810445. | EA | 2 | 0 | 0 | NO | 6906 | 2107089.66 | BENTLY NEVADA | 125744-01. |  | 01 | [9 empty] | 2018-06-07 |  | 2017-12-11
111 | 29200000TL | 03483 | EG1002004 | P | 26024169 | 26 | Electrical Supplies/Hardware | Mtce | 11 | 11Z | MONITOR TYPE:6 CHANNELS | IMPULSE/VEL RANGE:4-20MA POWER | SOURCE:24VDC, IP: -10VDC & +10VDC MONITOR: 6 CHANNELS IMPULSE/VELOCITY ; P/N: 3500/61 ; MANUFACTURER: BENTLY NEVADA ; POWER CONSUMPTION: 7.0 WATTS ; STORAGE TEMPERATURE: -40°C TO +85°C (40°F TO +185°F). | EA | 2 | 2 | 3 | NO | 1587.165 | 485822.5671 | BENTLY NEVADA | 3500/61 |  | 00 |  |  | 1ABB | [6 empty] | 2018-02-09 |  | 2019-03-22
112 | 29200000TL | 03483 | EG1005012 | P | 26024170 | 26 | Electrical Supplies/Hardware | Mtce | 14 | 14Z | MONITOR:TEMPERATURE TYPE:16 | CHANNELS RTD SIZE:9.50IN HT X | 0.96IN WD X 9.52IN RESOLUTION:0.96 IN X 9.50 IN POWER SOURCE:3 WATTS NOMINAL MONITOR: TEMPERATURE, 16 CHANNELS RTD ; P/N: 3500/65 ; MANUFACTYRER: BENTLY NEVADA ; INPUTS SIGNAL: -80 °C TO +260 °C (-112 °F TO +500 °F). ; INPUT IMPEDANCE: -100 °C TO +260 °C | EA | 3 | 2 | 3 | NO | 6324.1267 | 1936563.1642 | BENTLY-NEVADA | 3500/65 |  | 00 |  |  | 1ABB | [6 empty] | 2018-02-09 |  | 2018-10-05
113 | 29200000TL | 03483 | EG1005012 | P | 26024171 | 26 | Electrical Supplies/Hardware | Mtce | 14 | 14B | MODULE TYPE:KEYPHASOR I/O | I/P:120VAC O/P:250VAC 24VDC | POWER SOURCE:240/250VAC MODULE: KEYPHASOR I/O ; P/N: 3500/25-A01-B01-C00 ; MANUFACTURER: BENTLY NEVADA ; 24VDC | EA | 2 | 0 | 0 | NO | 2421.72 | 740489.3244 | BENTLY NEVADA | 3500/25-A01-B01-C00 |  | 00 |  |  | 1ABB | [6 empty] | 2018-02-09 |  | 2018-04-06
114 | 29200000TL | 03483 | EG1005019 | P | 26024172 | 26 | Electrical Supplies/Hardware | Mtce | 51 | 51Z | MODULE:RELAY TYPE:4 CHANNEL | I/O I/P:24VDC O/P:24VDC POWER | SOURCE:24VDC MODULE: RELAY, 4 CHANNEL I/O ; P/N: 3500/32-A01-B00 ; MANUFACTURER: BENTLY NEVADA ; 24VDC. | EA | 2 | 2 | 3 | NO | 1545.46 | 473084.0142 | BENTLY NEVADA | 3500/32-A01-B00 |  | 00 |  |  | 1ABB | [6 empty] | 2018-02-09 |  | 2018-10-05
115 | 29200000TL | 03483 | EG1005019 | P | 26024173 | 26 | Electrical Supplies/Hardware | Mtce | 14 | 14B | MODULE TYPE:16 CHANNELS | TEMPERATURE I/O I/P:24VDC | O/P:24VDC POWER SOURCE:120/220VAC (24VDC) MODULE: TEMPERATURE, 16 CHANNEL I/O, P/N: 3500/65-A01-B00 ; MANUFACTURER: BENTLY NEVADA ; 24VDC ; 120/220VAC. | EA | 2 | 0 | 0 | NO | 5887.98 | 1800367.6446 | BENTLY NEVADA | 3500/65-A01-B00 |  | 00 |  |  | 1ABB | [6 empty] | 2018-02-09 |  | 2018-04-06
116 | 29200000TL | 03483 | EG1005019 | P | 26024174 | 26 | Electrical Supplies/Hardware | Mtce | 14 | 14Z | MODULE TYPE:PROXIMITOR I/O | I/P:24VDC O/P:24VDC POWER | SOURCE:120/240VAC (24VDC) MODULE: PROXIMITOR I/O ; P/N: 3500/40-A10-B00 ; MANUFACTURER: BENTLY NEVADA ; 24VDC, 120/240VAC. | EA | 1 | 2 | 4 | NO | 3677.94 | 1124603.7138 | BENTLY NEVADA | 3500/40-A01-B02(125680-01 |  | 00 | [9 empty] | 2018-02-09 | 2024-10-27 | 2018-04-06 |  |  | -1 | 1
117 | 29300000TL | 03483 | EG5009019 | P | 26024176 | 26 | Electrical Supplies/Hardware | Mtce | 11 | 11Z | RACK TYPE:19 INCH (14 MODULE | SLOTS) SIZE:19 INCH MATL:STEEL | RACK: 19 INCH WITH 14 MODULE SLOTS ; P/N: 3500/05 ; MANUFACTURER: BENTLY NEVADA ; SIZE: 19 INCH ; MATERIAL: STEEL. | EA | 2 | 1 | 2 | YES | 2208.78 | 676096.5141 | BENTLY-NEVADA | 3500/05 |  | 00 |  |  | 1ABB | [6 empty] | 2019-10-31
118 | 29200000TL | 03483 | EG1057008 | P | 26024213 | 26 | Electrical Supplies/Hardware | Mtce | 51 | 51Z | SWITCH:LIMIT ELECT. | RATING:24VDC ACTION:SPDT | ACTUATOR:ROTARY CONTACT ARRANGEMENT:24VDC ENCLOSURE:NEMA 24V INTERFACE MODULE EIM 258-9755 2589755 FOR FG WILSON ENGINE HTTPS://WWW.EBAY.COM/P/24V-INTERFACE-MODULE-EIM-258-9755-2589755-FOR-FG-WILSON-ENGINE/10005352981 | EA | 2 | 2 | 3 | NO | 168.73 | 51514.9563 | PERKINS | LOP (4000) 782/175 |  | 07 |  |  | 2BBB |  |  |  |  | SWITCH LOP 10000-00801 |  | 2018-04-09 | 2019-10-18 | 2018-06-21
119 | 29200000TL | 03483 | EG1058011 | P | 26024231 | 26 | Electrical Supplies/Hardware | Mtce | 51 | 51F | BREAKER:CIRCUIT TYPE:GFCI | VOL:120 POLE:1 AMP:20A | INTERRUPT CAP:10 KAIC BOLT-ON, SERIES BA, 20A GROUND FAULT BOLT-ON CIRCUIT BREAKER FOR EGTL LIGHTING PANELS. SEE ATTACHED PICTURE AND DESCRIPTION. | EA | 30 | 0 | 0 | NO | 91.996 | 28183.8407 | CUTLER HAMMER (EATON) | QBGFT1020 |  | 16 | [7 empty] | QBGFT1020 |  | 2018-06-25 | 2019-05-13 | 2019-06-26
120 | 29200000TL | 03483 | EG1058011 | P | 26024232 | 26 | Electrical Supplies/Hardware | Mtce | 51 | 51F | BREAKER:CIRCUIT TYPE:GFCI | VOL:120V POLE:2P AMP:20A | INTERRUPT CAP:10 K 2P 20A GFCI CIRCUIT BREAKER FOR EGTL PLANT RECEPTACLE PANELS. SEE ATTACHED FOR MORE DESCRIPTION. | EA | 2 | 20 | 40 | NO | 125.9407 | 38582.4648 | CUTLER HAMMER (EATON) | QBGFT2020 |  | 16 | [7 empty] | QBGFT2020 | FG108 | 2018-06-25 | 2025-11-29 | 2019-06-26 | -9 | 2 | -2 | 1 | -5 | 1
121 | 29200000TL | 03483 | GTA051CON | S | 26024306 | 26 | Electrical Supplies/Hardware | Mtce | 51 | 51D | CABLE:COPPER CORRUGATED 20 PR | ARMOR FLAME RETARDANT BLACK PV | 300V CABLE ITC/PLTC 20 PR #16 INDIVIDUAL AND OVERALL SHIELD COPPER CORRUGATED ALUMINUM ARMOR FLAME RETARDANT BLACK PVC OUTER JACKET | RE | 3 | 0 | 0 | NO | 0 | 0 |  |  |  | 00 |  |  | 1CCC | [6 empty] | 2019-05-02 | 2023-04-19 | [5 empty] | -2 | 1
122 | 29200000TL | 03483 | GTA121CON | S | 26024319 | 26 | Electrical Supplies/Hardware | Mtce | 51 | 51D | CABLE: 600V POWER TYPE MC-HL | STRANDED COPPER BLACK INSULATI | 600V POWER CABLE TYPE MC-HL 3/C #12 AWG W/3#16 AWG GROUND CONDUCTORS 90 DEG C STRANDED COPPER BLACK INSULATION WITH BLACK PVC OUTER JACKET FOR CABLE TRAY USE-SUNLIGHT RESISTANT FOR DIRECT BURIAL.CABLE TO BE APPROVED FOR CL 1 2 & 3 DIV 1 AND 2 / CLASS 1 | RE | 8 | 0 | 0 | NO | 0 | 0 |  |  |  | 00 |  |  | 1CCC | [6 empty] | 2019-05-02 | 2025-11-10 |  | -3 | 2 | -3 | 2
123 | 29200000TL | 03483 | EG1060018A | P | 26024399 | 26 | Electrical Supplies/Hardware | Mtce | 51 | 51M | CONVERTER:ELECTRICAL | TYPE:ANALOG ,DIGITAL | VOL:600VAC CURRENT RATIO:15A FREQ:50/60HZ PHASE:3PH KVA RATING:7.5KW DANFOSS FC102 HVACIP55 ,7.5KW,400V.3PH,AC INVERTER DRIVE | EA | 3 | 1 | 3 | NO | 2086.83 | 639446.4486 | DANFOSS | FC102 HVAC IP55 7.5KW |  | 00 | [7 empty] | FC102 HVAC IP55 7.5KW |  | 2019-03-23 |  | 2019-08-10
124 | 29200000TL | 03483 | EG1051053 | P | 26024461 | 26 | Electrical Supplies/Hardware | Mtce | 14 | 14A | HEATER TYPE:SAMPLE LINE | SIZE:SET RATING:115 V ASSEMBLY | HEATED LINE FOR SAMPLER 041-AE-0123C | EA | 2 | 1 | 2 | NO | 3707.86 | 1136273.697 | CALIFORNIA ANALYTIC INC | 111326-1 |  | 00 | [7 empty] | 700 FTIR SAMPLER |  | 2019-07-11
125 | 29200000TL | 03483 | EGC032016 | P | 26030400 | 26 | Electrical Supplies/Hardware | Mtce | 51 | 51Z | POWER SUPPLY:REGULATED DC, | 120/240V 2A 50/60HZ INPUT, | Electric-Other : 5/24VDC OUTPUT,2/0.46/0.2A OUTPUT, MODULE | EA | 3 | 0 | 0 | NO | 1275.7394 | 197994.75 | ALLEN BRADLEY | 1746-P1 |  | 01,10,22 | 1 | 1AXX | [7 empty] | 2012-01-07
126 | 29300000TL | 03483 | EG1011002 | P | 26030481 | 26 | Electrical Supplies/Hardware | Mtce | 51 | 51Z | CIRCUIT TYPE:PCB LG | FUNCTION:CONTROL BOARD LG | FLOOR STAND TYPE AIR CONDITIONER UNIT MODEL TPC10008FV0-PWB(PCB)ASSEMBLY,SUB | EA | 1 | 0 | 1 | YES | 16.2437 | 25770.6 | LG ELECTRONICS USA, INC | 268711-4 ,6871A30046A |  | 07 |  |  | 3CBC |  |  |  |  | TP-C10008FV0 |  | 2020-03-11 |  | 2024-01-11
127 | 29300000TL | 03483 | EG6074FLR | P | 26030503 | 26 | Electrical Supplies/Hardware | Mtce | 51 | 51Z | INVERTER TYPE:COMPLETE MODULE | POWER:90KVA UPS O/P | RATING:90KVA UPS INVERTER HS 3 FAN ,260V,60HZ COMPLETE INVERTER MODULE FOR 90KVA 1-UPS-1A/B. | EA | 2 | 0 | 0 | NO | 22555.56 | 8559835.02 | CYBEREX | 45-10-615945 |  | 16 |  |  | 2BBB |  |  |  |  | 45-10-615945 |  | 2019-12-22 |  | 2020-05-05
128 | 29300000TL | 03483 | EG1011002 | P | 26031521 | 26 | Electrical Supplies/Hardware | Mtce | 51 | 51F | BREAKER:CIRCUIT TYPE:140G-G-EA | VOL:STD POLE:STD AMP:STD | INTERRUPT CAP:STD CIRCUIT BREAKER ACCESSORY 140G-G-EA, P/N: 308029. FOR ROCKWELL AUTOMATION | EA | 2 | 1 | 2 | YES | 147 | 225534.75 | ROCKWELL AUTOMATION | 308029 |  | 01 | [9 empty] | 2024-06-29 |  | 2025-04-11
129 | 29300000TL | 03483 | EG1011002 | P | 26063060 | 26 | Electrical Supplies/Hardware | Mtce | 51 | 51N | LIGHT:INDICATING | TYPE:MONOLITHIC-PUSH-BUTTONS | VOL:24 V AC/DC COLOR:GREEN MOUNT:FIXING HOLE 0.9 IN (22.5 MM) CONN:STD SCHNEIDER ELECTRIC MONOLITHIC PILOT LIGHT, PLASTIC, GREEN, Ø22, INTEGRAL LED, 24 V AC/DC | EA | 2 | 7 | 10 | YES | 25 | 38356.25 | SCHINEIDER ELECTRIC | XB7EV03BP |  | 01,01A,02,07 | [7 empty] | XB7EV03BP -GREEN |  | 2025-02-14 |  | 2025-05-25
130 | 29300000TL | 03483 | EG1011002 | P | 26063061 | 26 | Electrical Supplies/Hardware | Mtce | 51 | 51N | LIGHT:INDICATING | TYPE:PUSHBUTTON Ø22 SPRING | RETURN VOL:24 V AC/DC COLOR:RED MOUNT:STD CONN:STD SCHNEIDER ELECTRIC RED FLUSH COMPLETE ILLUM PUSHBUTTON Ø22 SPRING RETURN 1NO+1NC 220...240V | EA | 2 | 7 | 10 | YES | 47 | 72109.75 | SCHINEIDER ELECTRIC | XB4BW34M5 |  | 01,01A,02,07 | [7 empty] | XB4BW34M5-RED |  | 2025-02-14 |  | 2025-05-25
131 | 29200000TL | 03483 | EGC041025 | P | 27025222 | 27 | Electrical Accessories | Mtce | 53 | 53Z | BRACKET:MOUNTING TYPE:VALVE | ACTUATOR STYLE:SET CHANNEL | SIZE:SETS OF KIT HOLE SIZE:SET OF KIT MATL:ALUMINIUM KIT: FISHER MOUNTING KIT FOR MAPAG(NOW PART OF NELES) VALVE ACTUATORS. DOUBLE ACTING, SIZE 250CM2, TRAVEL - 90 DEGREE, ACTUATOR SW - 36. DVC6200 MOUNTING KIT PN: GE77281X012 | KI | 3 | 2 | 4 | NO | 454.23 | 139194.2412 | FISHER | GE77281X012 |  | 07 | [7 empty] | MAPAG MODEL A250-K |  | 2018-08-11 | 2025-01-07 | 2018-11-26 | -1 | 1
132 | 29200000TL | 03483 | EGC041032 | P | 27025223 | 27 | Electrical Accessories | Mtce | 53 | 53Z | BRACKET:MOUNTING TYPE:VALVE | ACTUATOR STYLE:SET CHANNEL | SIZE:SETS OF KIT HOLE SIZE:SET OF KIT MATL:ALUMINIUM KIT: FISHER MOUNTING KIT FOR MAPAG(NOW PART OF NELES) VALVE ACTUATORS. DOUBLE ACTING, SIZE 30, TRAVEL - 90 DEGREE, ACTUATOR SW - 17. DVC6200 MOUNTING KIT PN: GG29414X012 | KI | 4 | 0 | 0 | NO | 485.48 | 148770.4912 | FISHER | GG29414X012 |  | 07 | [7 empty] | MAPAG MODEL A30-K |  | 2018-08-11 |  | 2018-11-26
133 | 29300000TL | 03483 | EG1010010 | P | 30372018 | 30 | Communications Equipment | Telecoms | 51 | 51N | BREAKER TYPE:CIRCUIT BREAKER | (13 A) SIZE:STD MATL:STD | CIRCUIT BREAKER (13 A) CAT PART NUMBER 446-5637 | EA | 5 | 4 | 7 | YES | 240.6 | 367124.322 | CATERPILLAR | 446-5637 |  | 01,01A | [9 empty] | 2024-12-18 |  | 2025-04-23
134 | 29200000TL | 03483 | EGC024023 | P | 35011372 | 35 | Diesel Engines & Components | Mtce | 51 | 51Z | DIODE: FAST RECOVERY STD | 1200V, 125A, FWD, 700NS | Engines - Parts : WITH SILCON RUBBER SLEEVE, EQUIPMENT USE OPOLO PROJECT.OLD PN:R5021213LSWS/POWEREX | EA | 9 | 6 | 12 | NO | 218.473 | 33917.94 | KATO | 85040990-45 |  | 01,12,16 | 1 |  | 2CBC | [6 empty] | 2012-01-07 | 2013-05-10 | 2013-06-06
135 | 29200000TL | 03483 | EG1051082 | P | 35011498 | 35 | Diesel Engines & Components | Mtce | 87 | 87B | LEAD TYPE:HIGH TENSION LEAD | KIT SIZE:STD MATL:STD PERKINS | KIT: HIGH TENSION LEAD. WWW.ENGINEERINGPOWERSOLUTIONS.CO.UK | EA | 16 | 0 | 0 | NO | 115.1845 | 39251.2854 | PERKINS ENGINE | 995-651 |  | 07 | [7 empty] | PPL024331 |  | 2018-07-22 | 2024-12-07 | 2019-07-17 |  |  | -16 | 1
136 | 29300000TL | 03483 | EG1051077 | P | 35011506 | 35 | Diesel Engines & Components | Mtce | 86 | 86Z | STARTER TYPE:STARTERMOTOR | PERKINS ENGINE STARTERMOTOR | PART NUMBER 974-419. ENGINEERING POWER SOLUTIONS UK CIRRUS BUILDING 6 INTERNATIONAL AVENUE ABZ BUSINESS PARK DYCE DRIVE DYCE ABERDEEN AB21 0BH WWW.ENGINEERINGPOWERSOLUTIONS.CO.UK ADRIAN@ENGINEERINGPOWERSOLUTIONS.CO.UK | EA | 3 | 0 | 1 | YES | 1230.4757 | 546631.2521 | PERKINS/FG WILSON ENGINE | 974-419/6100293 |  | 07 |  |  | 2BBB |  |  |  |  | NW01D001EDHD0004 |  | 2019-10-31 | 2025-12-24 | 2022-05-05 | -4 | 2
137 | 29200000TL | 03483 | EG1028012 | S | 35101161 | 35 | Diesel Engines & Components | Mtce | 87 | 87B | FILTER | FUEL,GENERATOR | Engines - Parts : FOR PERKINS GENERATOR SET MN YD35028, SN U728963F, 6 CYL DIESEL ENGINE, FRAME UC1274E. DO NOT RE-ORDER. SEE SYMBOL NUMBER 04105593 | EA | 10 | 0 | 0 | NO | 48 | 9432 | PERKINS INTERNATIONAL | 26560143 |  | 00 | 1 | 2ACC | 2CBC |  |  |  |  | YD35028 |  | 2015-11-28 |  | 2016-02-03
138 | 29200000TL | 03483 | EGC006016 | P | 35101162 | 35 | Diesel Engines & Components | Mtce | 72 | 72C | ELEMENT | FILTER,AIR | Filtration-Media : FOR PERKINS GENERATOR SN U728963F TYPE YD35028 6 CYL FRAME UC1274E. PERKINS PN: 26510353.it is required for mobile equipment (pumps) that will be in operation during the EGTL Shutdown. | EA | 2 | 0 | 0 | NO | 68.64 | 21032.6688 | PERKINS | 901-515 |  | 01,12,16 | 1 |  | 2CBC | [6 empty] | 2019-03-15 |  | 2019-03-25
139 | 29200000TL | 03483 | EG1052018 | P | 37001058 | 37 | Engine Accessories | Mtce | 72 | 72B | VIBRATOR SHAFT U45 ONLY | SIZE:672MM LG X 37.88MM | MATL:316SS SHAFT: VIBRATOR SHAFT FOR PLF (NEW IMPROVED DESIGN) C1565 U45 VIBRATOR ASSEMBLY ONLY TO BE USED IN U45 SLFC PART# SLFC-EGTL-U45-V SUPPLIER TO CLEARLY MARK/ENGRAVE "316S/S" ON NON SEALING AREA OF SHAFT FOR MATERIAL IDENTIFICATION | EA | 4 | 4 | 8 | NO | 528.8111 | 161771.6152 | SOUTH AFRICA, SLFC | SLFC-EGTL-U45-V |  | 02,02A |  | 1AXX | 1AXX |  |  |  |  | LFC00003 |  | 2018-02-21 | 2025-02-03 | 2018-08-27 | -1 | 1
140 | 29200000TL | 03483 | EG1060009 | P | 37001059 | 37 | Engine Accessories | Mtce | 87 | 87B | INJECTOR:FUEL TYPE:FUEL | SIZE:STD MATL:STD | DESCRIPTION INJECTOR (4006/12) 858/33 -N#59912 O#910-023&05307 EXCH60079 ALTERNATIVE PART #S: 10000-59912 910-023 DIMENSIONS (H/W/L) CM: 7.00/28.00/36.00 WEIGHT (KG): 1.5200 P/N: 10000-47889 LOCATION: MIRAMAR, FL COMPATIBLE WITH ENGINE MODELS: PERKINS 400 | EA | 6 | 4 | 10 | NO | 1150 | 352383 | PERKINS INTERNATIONAL ENG | 10000-47889 |  | 07 |  |  | 2BBB |  |  |  |  | 10000-59912 910-023 |  | 2018-05-06 |  | 2018-06-08
141 | 29200000TL | 03483 | EG1057008 | P | 37001060 | 37 | Engine Accessories | Mtce | 87 | 87B | ACTUATOR:HYD-PNEUMATIC | TYPE:INJECTOR RATING:STD | SIZE:STD TRAVEL:STD CONN:STD ACTUATOR PERKINS 680/129. HTTPS://WWW.PERKINSPARTSDIRECT.COM/680129 OLD P/N: 974-197 | EA | 3 | 2 | 4 | NO | 2950 | 904057 | PERKINS INTERNATIONAL ENG | 10000-65986 |  | 07 |  |  | 2BBB |  |  |  |  | 680/129 |  | 2018-05-06 | 2025-03-02 | 2018-06-08 | -1 | 1
142 | 29200000TL | 03483 | EGC035023 | P | 37001101 | 37 | Engine Accessories | Mtce | 72 | 72Z | FILTER:WATER TYPE:CLEAN WATER | SIZE:5 IN X 6 IN ELEMENT | MATL:MEMBRANE FILTERING RETENTION:10 MICRON HOUSING MATL:PLACTCC 171-AT-0307 2 YEARS MAINTENANCE KITS CONSIST OF VARIOUS PARTS PN112 WATER VENT TUBING FLOW ORIFICE PN258 INLINE SCREEN PN439 FUSES PN465 OPTICAL LEVEL SWITCH PN498 CARTRIDGE FILTER FITTING P | EA | 1 | 0 | 0 | NO | 1050 | 321741 | RODI SYSTEMS | EZ-SDI-2YSPK |  | 00 |  |  | 3CCC |  |  |  |  | EZ-SDI-1 |  | 2018-09-13 |  | 2018-10-12
143 | 29200000TL | 03483 | EG1058013 | P | 37001113 | 37 | Engine Accessories | Mtce | 87 | 87B | SILENCER:ENGINE TYPE:ENGINE | EXHAUST SIZE:447MM LG X 220MM | X 34MM MATL:SS SILENCER REQUIRED FOR DOOSAN AIR COMPRESSORS MODEL 7/31E | EA | 2 | 1 | 2 | NO | 434.66 | 133196.4576 | DOOSAN | 22568885 |  | 27 | [7 empty] | IR 7/31E |  | 2019-02-04 |  | 2019-05-26
144 | 29200000TL | 03483 | EG1059005 | P | 37001118 | 37 | Engine Accessories | Mtce | 87 | 87B | ALTERNATOR TYPE:TBD AMP:TBD | VOL:12V 12V ALTERNATOR | REQUIRED AS SPARE FOR DOOSAN AIR COMPRESSORS | EA | 4 | 0 | 0 | NO | 297.534 | 107261 | DOOSAN | 22255434 |  | 16 | [9 empty] | 2019-05-20
145 | 29200000TL | 03483 | EG1004018 | P | 37001120 | 37 | Engine Accessories | Mtce | 87 | 87B | GASKET:ENGINE TYPE:EXHAUST | GASKET STYLE:TBD MATL:TBD | ID:TBD OD:TBD THCK:TBD EXHAUST GASKETS REQUIRED AS SPARE FOR DOOSAN AIR COMPRESSORS | EA | 3 | 2 | 6 | NO | 34.0028 | 12258 | DOOSAN | 15898331 |  | 16 | [9 empty] | 2019-05-21
146 | 29300000TL | 03483 | EG3003091 | P | 37001122 | 37 | Engine Accessories | Mtce | 87 | 87B | PUMP TYPE:LT WATER PUMP INLET | SIZE:STD OUTLET SIZE:STD | CAP:STD SPEED:STD RATING:STD DRIVER:STD CASING MATL:STD IMPELLER MATL:STD WATER PUMP & HEAT EXCHANGER PE02D001LBHD0018, LT WATER PUMP PART NUMBER 995-017 WWW.ENGINEERINGPOWERSOLUTIONS.CO.UK | EA | 1 | 0 | 1 | YES | 7822.59 | 3207261.9 | PERKINS ENGINE | 995-017 |  | 01,07 |  |  | 2BBB |  |  |  |  | PE02D001LBHD0018 |  | 2019-11-13 |  | 2021-03-05
147 | 29200000TL | 03483 | EGC006023 | P | 37001124 | 37 | Engine Accessories | Mtce | 87 | 87B | PIPE STRUCTURE:WATERPIPE L | SIZE:STD RATING:STD LG:STD | ENDS:STD SPEC:STD GRADE:STD MATL:STEEL THERMOSTAT, WATER OUTLET/INLET & RAIL PG03D001LDHD0039, WATER PIPE L PART NUMBER 988-054 WWW.ENGINEERINGPOWERSOLUTIONS.CO.UK | EA | 3 | 2 | 4 | NO | 517.97 | 158737.0862 | PERKINS ENGINE | 998-054 |  | 01,07 | [7 empty] | PG03D001LDHD0039 |  | 2019-07-25 |  | 2019-09-16
148 | 29200000TL | 03483 | EGC005023 | P | 37001125 | 37 | Engine Accessories | Mtce | 87 | 87B | PIPE STRUCTURE:WATERPIPE R | SIZE:STD RATING:STD LG:STD | ENDS:STD SPEC:STD GRADE:STD MATL:STEEL THERMOSTAT, WATER OUTLET/INLET & RAIL PG03D001LDHD0039, WATER PIPE R PART NUMBER 988-053 WWW.ENGINEERINGPOWERSOLUTIONS.CO.UK | EA | 3 | 0 | 0 | NO | 400.96 | 122878.2016 | PERKINS ENGINE | 998-053 |  | 01,07 | [7 empty] | PG03D001LDHD0039 |  | 2019-07-25 |  | 2019-09-16
149 | 29200000TL | 03483 | EGC033032 | P | 37001126 | 37 | Engine Accessories | Mtce | 87 | 87B | HOUSING TYPE:WATER HOUSING | SIZE:STD MATL:STEEL | THERMOSTAT, WATER OUTLET/INLET & RAIL PG03D001LDHD0039, WATER HOUSING PART NUMBER 988-138 WWW.ENGINEERINGPOWERSOLUTIONS.CO.UK | EA | 7 | 0 | 0 | NO | 20.47 | 6273.2362 | PERKINS ENGINE | 998-138 |  | 01,07 | [7 empty] | PG03D001LDHD0039 |  | 2019-07-25 |  | 2019-09-16
150 | 29200000TL | 03483 | EG1022010 | P | 37001127 | 37 | Engine Accessories | Mtce | 87 | 87B | HOUSING TYPE:EXH. TRANSFER | HOUSINGS SIZE:STD MATL:STEEL | THERMOSTAT, WATER OUTLET/INLET & RAIL PG03D001LDHD0039, EXH. TRANSFER HOUSINGS PART NUMBER 998-050 WWW.ENGINEERINGPOWERSOLUTIONS.CO.UK | EA | 9 | 8 | 16 | NO | 296.8 | 106996.4 | PERKINS ENGINE | 998-050 |  | 01,07 | [7 empty] | PG03D001LDHD0039 |  | 2019-07-25 |  | 2019-09-16
151 | 29200000TL | 03483 | EG1004018 | P | 37001128 | 37 | Engine Accessories | Mtce | 87 | 87B | BELT TYPE:BELT ALTERNATOR | SIZE:STD MATL:RBR ALTERNATOR & | GENERATOR KK02D001NDHD0004, BELT ALTERNATOR PART NUMBER 909-036 WWW.ENGINEERINGPOWERSOLUTIONS.CO.UK | EA | 2 | 0 | 0 | NO | 55.25 | 16931.915 | PERKINS ENGINE | 909-036 |  | 01,07 | [7 empty] | KK02D001NDHD0004 | RGN391 | 2019-07-25 | 2024-04-23 | 2019-09-16 |  |  | -2 | 2
152 | 29200000TL | 03483 | EGC039030 | P | 37001131 | 37 | Engine Accessories | Mtce | 50 | 50Z | BEARING TYPE:CAM BEARINGS | SIZE:STD STYLE:STD SERIES:STD | MATL:STEEL CYLINDER BLOCK, LINERS & MAIN BEARING KIT PPL034567, CAM BEARINGS PART NUMBER 930-003 WWW.ENGINEE RINGPOWERSOLUTIONS.CO.UK | EA | 10 | 9 | 18 | NO | 102.3 | 31350.858 | PERKINS ENGINE | 930-003 |  | 01,07 | [7 empty] | PPL034567 |  | 2019-07-25 |  | 2019-09-16
153 | 29200000TL | 03483 | EGC034028 | P | 37001135 | 37 | Engine Accessories | Mtce | 51 | 51N | COIL:ELECTRICAL | FUNCTION:OPERATING ELECT. | RATING:STD IGNITION EQUIPMENT PPL024331, COIL PART NUMBER 996-175 WWW.ENGINEERINGPOWERSOLUTIONS.CO.UK | EA | 9 | 8 | 16 | NO | 160.91 | 49312.4786 | PERKINS ENGINE | 996-175 |  | 01,07 |  |  | 3CCA |  |  |  |  | PPL024331, |  | 2019-07-25 |  | 2019-09-16
154 | 29200000TL | 03483 | EGC034026 | P | 37001138 | 37 | Engine Accessories | Mtce | 87 | 87B | THERMOSTAT TYPE:THERMOSTATS | RANGE:STD ELECT. RATING:STD | THERMOSTAT ASSEMBLY 988-756 THERMOSTAT WWW.ENGINEERINGPOWERSOLUTIONS.CO.UKPART NUMBER 914-013 | EA | 5 | 0 | 0 | NO | 110.54 | 33876.0884 | PERKINS ENGINE | 914-013 |  | 01,07 | [7 empty] | PPL034572 |  | 2019-07-25 | 2022-09-18 | 2019-09-16
155 | 29200000TL | 03483 | EGC036018 | P | 37001139 | 37 | Engine Accessories | Mtce | 87 | 87B | TEE TYPE:TEE-PIECE SIZE:STD | CONN:STD MATL:STEEL | THERMOSTAT, WATER OUTLET/INLET & RAIL PG03D001LDHD0039, TEEPIECE PART NUMBER 998-034 WWW.ENGINEERINGPOWERSOLUTIONS.CO.UK | EA | 5 | 4 | 8 | NO | 94.61 | 28994.1806 | PERKINS ENGINE | 998-034 |  | 01,07 | [7 empty] | PG03D001LDHD0039 |  | 2019-07-25 |  | 2019-09-16
156 | 29200000TL | 03483 | EGC033024 | P | 37001144 | 37 | Engine Accessories | Mtce | 54 | 54A | O-RING TYPE:ACTUATOR O-RINGS | ID:STD OD:STD WIDTH:STD SEC | DIA:STD MATL:STD INDUSTRY STD:STD CONTROL UNIT PPL029034, SEAL - O RING ACTUATOR O-RINGS WWW.ENGINEERINGPOWERSOLUTIONS.CO.UKOLD PART NUMBER 996-103 NEW P/N: 998-146 | EA | 5 | 4 | 6 | NO | 137.21 | 42049.3766 | PERKINS ENGINE | 998-146 |  | 01,07 |  |  | 3CCA |  |  |  |  | PPL029034 |  | 2019-07-25 |  | 2019-09-16
157 | 29200000TL | 03483 | EGC003003 | P | 37001145 | 37 | Engine Accessories | Mtce | 72 | 72Z | FILTER:FUEL TYPE:FUEL FILTER | SIZE:STD ELEMENT MATL:STD | FILTERING RETENTION:STD HOUSING MATL:STD CATERPILLAR C32 DGC32 FUEL FILTER PART NUMBER 513-4493 WWW.ENGINEERINGPOWERSOLUTIONS.CO.UK | EA | 19 | 20 | 40 | NO | 57.59 | 17649.0314 | CATERPILLAR INC | 513-4493 |  | 01,07 | [7 empty] | C32 DGC32 | CHC008 | 2019-07-25 | 2021-05-03 | 2019-09-16
158 | 29200000TL | 03483 | EGC037024 | P | 39017619 | 39 | Pipe Fittings & Valves | Const | 66 | 66F | CAGE: VALVE, 2-1/2 IN | ET or ED |  | EA | 1 | 0 | 0 | NO | 482.9689 | 74985.75 | FISHER | 2U227933272 |  | 02,21,22 | 1 |  |  |  |  | 49462 |  | ET OR ED |  | 2012-01-07
159 | 29200000TL | 03483 | EG1010003 | P | 39017792 | 39 | Pipe Fittings & Valves | Const | 66 | 66Z | SILENCER TYPE:SSM SERIES | MUFFLER SIZE:1 INCH |  | EA | 3 | 1 | 3 | NO | 217.03 | 66139.7097 | EMERSON | SSM6MN |  | 00 | [7 empty] | M SERIES MUFFLER |  | 2017-03-08 |  | 2016-10-23
160 | 29200000TL | 03483 | EG1060011 | P | 39017794 | 39 | Pipe Fittings & Valves | Const | 66 | 66S | ACTUATOR:PNEUMATIC RATING:30 | BAR TRAVEL:90 DEG C SERV |  | KI | 1 | 0 | 0 | NO | 1745 | 533970 | BETTIS ACTUATORS | VA124178 |  | 00 |  |  | 1BBB | [6 empty] | 2016-09-19 | 2019-11-11 | 2016-12-12
161 | 29200000TL | 03483 | EG1015019 | P | 39017795 | 39 | Pipe Fittings & Valves | Const | 66 | 66S | ACTUATOR:PNEUMATIC RATING:30 | BAR TRAVEL:90 DEG C SERV K.PWR |  | KI | 1 | 1 | 2 | NO | 5664 | 1733184 | BETTIS ACTUATORS | VA130097 |  | 00 |  |  | 1BBB | [6 empty] | 2016-09-19 | 2019-11-11 | 2016-12-12
162 | 29200000TL | 03483 | EG1021016 | P | 39018449 | 39 | Pipe Fittings & Valves | Const | 66 | 66S | VALVE:BALL TYPE:FULL PORT | SIZE:1 CLASS:150LB DESIGN |  | EA | 1 | 0 | 0 | NO | 850 | 259454 | FLOW SERVE CORP. AUSTRIA | AKH2A |  | 02, 04, 05, 07, 23, 27 | [7 empty] | AKH2A |  | 2018-02-09 |  | 2018-03-03
163 | 29200000TL | 03483 | EG1013017 | P | 39018535 | 39 | Pipe Fittings & Valves | Const | 66 | 66H | VALVE:PRESSURE RELIEF | REGULATOR TYPE |  | EA | 1 | 2 | 5 | NO | 145.3666 | 52404.66 | PARKER HANNIFIN | VR744MF2SV |  | 00 |  |  | 2BBB |  |  |  |  | VR7 SERIES |  | 2018-03-17 | 2025-01-27 |  | -2 | 1
164 | 29200000TL | 03483 | EG1009012 | P | 39018536 | 39 | Pipe Fittings & Valves | Const | 66 | 66P | REGULATOR:PRESSURE TYPE:GAS | INLET PRESS.:200 BARG OUTLET |  | EA | 1 | 2 | 5 | NO | 1316.6389 | 474648.3126 | PARKER HANNIFIN | IR6002SK5POL404BCM |  | 00 |  |  | 3CCA |  |  |  |  | IR6000 SERIES |  | 2018-03-17 | 2025-01-27 |  | -2 | 1
165 | 29200000TL | 03483 | EG1049018 | P | 39018540 | 39 | Pipe Fittings & Valves | Const | 66 | 66R | GLOBE TYPE:ET GLOBE SIZE:3 IN | MATL:STL MANUFACTURE: | FISHER S/N: 17758558 TYPE: ET (GLOBE) PORT SIZE: 2 5/16” SIZE: 3” RATING: CL300/750 PSI,CWP BODY: STL PLUG: SST/HF STEM: SST SEAT: CO-ALLOY LEAK CLASS: IV CV: 103 PACKING: GRAPHITE BONNET: STANDARD EXTENSION LENGTH: STANDARD ACTUATOR SIZE: 40 TRAVEL: 1 1/ | EA | 1 | 0 | 1 | NO | 22964 | 8278522 | FIHSER CONTROL | 17758558 |  | 07 |  |  | 2BBB |  |  |  |  | ET (GLOBE) |  | 2018-03-24 | 2019-09-25 | 2019-11-25
166 | 29200000TL | 03483 | EGC018025 | P | 39018554 | 39 | Pipe Fittings & Valves | Const | 66 | 66P | KIT:STEAM TRAP UNA 16 | GESTRA FLOAT STEAMTRAP/TP13301 |  | EA | 2 | 2 | 4 | NO | 312.93 | 95822.2953 | GESTRA FLOAT STEAM TRAP | 00560416 |  | 07 |  |  | 2BBB |  |  |  |  | TMA400C 3/4 IN 150 CL |  | 2018-04-05 |  | 2019-01-03
167 | 29300000TL | 03483 | EG1054004 | P | 39018557 | 39 | Pipe Fittings & Valves | Const | 63 | 63Z | TRAP:STEAM TYPE:THERMOSTATIC | SIZE/CONN:1 IN PRESS. | RATING:15O LC MATL:STL GESTRA STEAM TRAP 1��150 UNA16A SIMPLEX DN 25 A04 TMA400C CL 150 PR22994126-V2: UNIT 10 SPECIAL GESTRA FLOAT STEAM TRAP/TP13301,SP10414&SP10428/25MM-S-23204-TA-ZCP150/WO-509033. Ensure material is sourced from Chevron Approved Man | EA | 3 | 2 | 3 | YES | 1000 | 379500 | GESTRA FLOAT STEAM TRAP | TMA400C 1 IN 150 CL |  | 07 |  |  | 2BBB |  |  |  |  | A04 |  | 2019-12-22 |  | 2021-01-29
168 | 29300000TL | 03483 | EGC003015 | P | 39018558 | 39 | Pipe Fittings & Valves | Const | 63 | 63Z | TRAP:STEAM TYPE:THERMOSTATIC | SIZE/CONN:1 IN PRESS. | RATING:300 CL MATL:STL GESTRA STEAM TRAP 1’’300 UNA16A SIMPLEX DN 25 A04 TMA400C CL 150 PR22994126-V2: UNIT 10 SPECIAL GESTRA FLOAT STEAM TRAP/TP13301,SP10414&SP10428/25MM-S-23204-TA-ZCP150/WO-509033. Ensure material is sourced from Chevron Approved Man | EA | 4 | 2 | 4 | YES | 2951.41 | 1120079.6965 | ARMSTRONG INTERNATIONAL | TMA400C 1 IN CL 300 |  | 07 | [7 empty] | A04 |  | 2019-11-16 |  | 2020-06-26
169 | 29200000TL | 03483 | EG1051022 | P | 39018562 | 39 | Pipe Fittings & Valves | Const | 66 | 66A | BALL:VALVE DIA:2 IN VALVE | SIZE:2 IN MATL:WCB BODY 2IN (5 |  | EA | 1 | 0 | 0 | NO | 819.89 | 250524.0322 | VELAN | F08-10402-SSEZ-B |  | 07 | [7 empty] | F08-10402-SSEZ-B |  | 2018-04-09 |  | 2018-05-31
170 | 29200000TL | 03483 | EGC037010 | P | 39018563 | 39 | Pipe Fittings & Valves | Const | 66 | 66A | KIT:REBUILD TYPE:REGULAR PORT | APPLICATION:STEAM CONTAINS |  | EA | 1 | 0 | 0 | NO | 438.65 | 134411.133 | VELAN | SKSB-5447-9993 |  | 07 | [7 empty] | F08-10402-SSEZ-B |  | 2018-04-09 |  | 2019-05-02
171 | 29200000TL | 03483 | EG1051022 | P | 39018564 | 39 | Pipe Fittings & Valves | Const | 66 | 66A | VALVE:BALL TYPE:WCB BODY | SIZE:1 IN CLASS:300 LB DESIGN |  | EA | 1 | 0 | 1 | NO | 455.98 | 139328.3833 | VELAN | F05-11402-SSEZ-B |  | 07 | [7 empty] | F05-11402-SSEZ-B |  | 2018-04-09 |  | 2018-05-31
172 | 29200000TL | 03483 | EG1023004 | P | 39018566 | 39 | Pipe Fittings & Valves | Const | 63 | 63Z | TRAP:STEAM TYPE:STEAM | SIZE/CONN:1 IN PRESS. |  | EA | 2 | 1 | 2 | NO | 403.56 | 123666.2274 | ARMSTRONG INTERNATIONAL | 42634-1 |  | 07 | [7 empty] | 000644869 |  | 2018-04-09 |  | 2019-02-20
173 | 29200000TL | 03483 | EG1022008 | P | 39018567 | 39 | Pipe Fittings & Valves | Const | 63 | 63Z | TRAP: STEAM TRAP | SIZE/CONN:1 IN PRESS. |  | EA | 2 | 1 | 2 | NO | 469.27 | 143802.286 | ARMSTRONG-ARI-CONA | SC 42634-1 |  | 07 |  |  | 2BBB |  |  |  |  | 000644869 |  | 2018-04-09 |  | 2019-02-20
174 | 29200000TL | 03483 | EG1011FLR | P | 39018569 | 39 | Pipe Fittings & Valves | Const | 66 | 66O | VALVE:CHECK TYPE:WAFER TYPE | SIZE:6 IN CLASS:150LB DESIGN |  | EA | 2 | 0 | 0 | NO | 4572.29 | 1398069.1133 | KELVION THERMAL SOLUTIONS | 2687 A01 7702 |  | 00 | [7 empty] | Q1704118G |  | 2018-04-26 | 2019-09-17 | 2018-07-02
175 | 29200000TL | 03483 | EGC028001 | P | 39018613 | 39 | Pipe Fittings & Valves | Const | 66 | 66Z | BASE TYPE:SUB-BASE SIZE:4 W/1 | DELI VE IV SGL.S MATL:METAL |  | EA | 4 | 2 | 6 | NO | 233.53 | 71523.2331 | MOTION INDUSTRIES | R432031847 |  | 01,07 | [9 empty] | 2018-05-16 |  | 2018-06-12
176 | 29200000TL | 03483 | EG1056011 | P | 39018614 | 39 | Pipe Fittings & Valves | Const | 66 | 66A | ACTUATOR:PNEUMATIC RATING: | 80 -125 PSI TRAVEL |  | ST | 2 | 1 | 3 | NO | 4000 | 1225753.072 | WORCESTER | 34 B34S |  | 07 |  |  | 2BBB |  |  |  |  | SERIES 34 |  | 2018-05-22 |  | 2018-08-02
177 | 29200000TL | 03483 | EG5008004 | P | 39018651 | 39 | Pipe Fittings & Valves | Const | 66 | 66P | VALVE:BLEED TYPE:BI-MODE | SIZE:9/16 IN DESIGN |  | EA | 2 | 1 | 2 | NO | 7886.34 | 2411406.1818 | NLB CORP | NLB8488 |  | 16 |  |  | 1BBB | [6 empty] | 2018-06-21 |  | 2018-08-23
178 | 29200000TL | 03483 | EGC046009 | P | 39018652 | 39 | Pipe Fittings & Valves | Const | 66 | 66H | KIT:REBUILD TYPE:MAIN SOFT | GOODS KIT APPLICATION:RELIEF |  | EA | 8 | 5 | 8 | NO | 7.39 | 2262.4485 | SWAGELOCK USA | NE-R3A-K2 |  | 07 |  |  | 2BBB |  |  |  |  | NUPRO SS-4R3A |  | 2018-06-22 |  | 2019-07-29
179 | 29200000TL | 03483 | EG1002008 | P | 39018665 | 39 | Pipe Fittings & Valves | Const | 66 | 66P | REGULATOR:FILTER TYPE:AIR | INLET PRESS.:300 PSI (2068 |  | EA | 2 | 0 | 0 | NO | 1624.78 | 585733.2075 | EMERSON PROCESS-ROSEMOUNT | GFH76-X-SK-M-X-1-G |  | 07 |  |  | 3CCA |  |  |  |  | GFH76 |  | 2018-07-11
180 | 29200000TL | 03483 | EG1022016 | P | 39018668 | 39 | Pipe Fittings & Valves | Const | 66 | 66S | VALVE:BALL TYPE:SINGLE | REDUCED BORE, UNI-BODY SIZE:1 |  | EA | 2 | 0 | 0 | NO | 435 | 133300.6466 | KITZ | 150UTAZM-FS |  | 00 | [7 empty] | 1 IN 150UTAZM-FS |  | 2018-07-23 |  | 2018-08-28
181 | 29200000TL | 03483 | EG1013010 | P | 39018670 | 39 | Pipe Fittings & Valves | Const | 66 | 66S | KIT:REBUILD TYPE:SERVICE | SERVICE KIT FOR CBX |  | EA | 4 | 1 | 2 | NO | 2152.0268 | 658948.0767 | BETTIS | VA138603 |  | 07 | [7 empty] | CBA930-SR60-CW-10 |  | 2018-08-03 |  | 2018-08-23
182 | 29200000TL | 03483 | EGC021026 | P | 39018678 | 39 | Pipe Fittings & Valves | Const | 66 | 66Z | KIT:REBUILD THIS SERVICE KIT | IS USE FOR CRITICAL VALVE ON |  | EA | 2 | 1 | 2 | NO | 979.22 | 299416.0994 | CLA VAL | CMDL CLA-VAL-KIT |  | 07 | [7 empty] | CMDL CLA-VAL-KIT |  | 2018-08-06 |  | 2018-09-05
183 | 29200000TL | 03483 | EG1013006 | P | 39018680 | 39 | Pipe Fittings & Valves | Const | 66 | 66Z | KIT TYPE:MOUNTING KIT | APPLICATION:FISHER 657-4, |  | EA | 2 | 1 | 2 | NO | 508 | 155448 | EMERSON PROCESS - FISHER | GE54617X012 |  | 17 |  |  | 1BBB | [6 empty] | 2018-08-11 |  | 2018-09-15
184 | 29200000TL | 03483 | EG1041003 | S | 39018681 | 39 | Pipe Fittings & Valves | Const | 66 | 66Z | KIT TYPE:MOUNTING KIT | APPLICATION:FISHER 667, TRAVEL |  | EA | 2 | 0 | 0 | NO | 4242.11 | 1297109.9747 | EMERSON PROCESS - FISHER | GE35404X012 |  | 17 |  |  | 1CCC | [6 empty] | 2018-08-11 |  | 2018-09-25
185 | 29200000TL | 03483 | EG1042011 | S | 39018682 | 39 | Pipe Fittings & Valves | Const | 66 | 66Z | KIT TYPE:MOUNTING KIT | APPLICATION:FISHER 657-4, |  | EA | 1 | 0 | 0 | NO | 528 | 161568 | EMERSON PROCESS - FISHER | GE73027X012 |  | 17 |  |  | 1BBB | [6 empty] | 2018-08-11 |  | 2018-09-15
186 | 29200000TL | 03483 | EG1042002 | S | 39018683 | 39 | Pipe Fittings & Valves | Const | 66 | 66Z | KIT TYPE:MOUNTING KIT | APPLICATION:FISHER585C, TRAVEL |  | EA | 1 | 0 | 1 | NO | 633 | 193698 | EMERSON PROCESS - FISHER | GE73549X012 |  | 17 |  |  | 1BBB | [6 empty] | 2018-08-11 |  | 2018-09-15
187 | 29200000TL | 03483 | EG1042002 | S | 39018684 | 39 | Pipe Fittings & Valves | Const | 66 | 66Z | KIT TYPE:MOUNTING KIT | APPLICATION:FISHER585C, TRAVEL |  | EA | 2 | 0 | 0 | NO | 684 | 209304 | EMERSON PROCESS - FISHER | GE75004X012 |  | 17 |  |  | 1BBB | [6 empty] | 2018-08-11 |  | 2018-09-15
188 | 29200000TL | 03483 | EG1042001 | S | 39018685 | 39 | Pipe Fittings & Valves | Const | 66 | 66Z | KIT TYPE:MOUNTING KIT | APPLICATION:FISHER585C, TRAVEL |  | EA | 2 | 0 | 0 | NO | 545 | 166770 | EMERSON PROCESS - FISHER | GE75006X012 |  | 17 |  |  | 1BBB | [6 empty] | 2018-08-11 |  | 2018-09-15
189 | 29200000TL | 03483 | EG1052003 | P | 39018686 | 39 | Pipe Fittings & Valves | Const | 66 | 66Z | KIT TYPE:MOUNTING KIT | APPLICATION:FISHER585C, TRAVEL |  | EA | 2 | 1 | 2 | NO | 738.56 | 225999.8496 | EMERSON PROCESS - FISHER | GE75010X012 |  | 17 |  |  | 1BBB | [6 empty] | 2018-08-11 |  | 2018-09-28
190 | 29200000TL | 03483 | EG1060009 | P | 39018687 | 39 | Pipe Fittings & Valves | Const | 66 | 66Z | KIT TYPE:MOUNTING KIT | APPLICATION:FISHER585C, TRAVEL |  | EA | 1 | 0 | 0 | NO | 411.275 | 125850.8844 | EMERSON PROCESS - FISHER | GG35355X012 |  | 17 |  |  | 1BBB | [6 empty] | 2018-08-11 | 2021-03-31 | 2018-09-28
191 | 29200000TL | 03483 | EG1017015 | P | 39018695 | 39 | Pipe Fittings & Valves | Const | 66 | 66Z | KIT TYPE:MOUNTING KIT | APPLICATION:FISHER 657,667 |  | EA | 2 | 0 | 0 | NO | 241 | 73746 | FISHER CONTROLS | GE65853X042 |  | 17 |  |  | 1BBB | [6 empty] | 2018-09-03 |  | 2018-09-27
192 | 29200000TL | 03483 | EG1059005 | P | 39018706 | 39 | Pipe Fittings & Valves | Const | 66 | 66C | SEAT:RING TYPE:INC | 625/GRAPHITE MATL:INC |  | EA | 1 | 0 | 0 | NO | 8559.69 | 2623031.4036 | TOMOE VALVE |  |  | 01,01A,14,18 | [9 empty] | 2018-10-24 | 2020-02-03 | 2019-05-17
193 | 29200000TL | 03483 | EG1002017 | P | 39018711 | 39 | Pipe Fittings & Valves | Const | 66 | 66Z | STEM:VALVE STEM MHS: FOR API | 6D 6IN CLASS 150/300/600/900 |  | EA | 3 | 0 | 0 | NO | 5250 | 1608915 | AXELSON | 44544 |  | 00 | [9 empty] | 2018-10-24 |  | 2019-03-14
194 | 29200000TL | 03483 | EG3001064 | P | 39018720 | 39 | Pipe Fittings & Valves | Const | 66 | 66F | STEM:VALVE VALVE | STYLE:GENERAL VALVE CAMERON | 1276G VALVE SIZE:SEE DESCR DIA:SEE DESCR LG:SEE DESCR MATL:SEE DESCR STEM:LWR S/A,1276 TSGO. FOR GENERAL VALVE CAMERON, MODEL 1276G / QA CODE: 01A AND 07 | EA | 2 | 1 | 2 | NO | 8865.5 | 2716566.51 | CAMERON VALVE | 8A-22-533 |  | 01A, 07 |  |  | 3CCC |  |  |  |  | FOR VALVE MODEL 1276G |  | 2018-10-24 |  | 2019-01-29
195 | 29200000TL | 03483 | EGC037031 | P | 39018723 | 39 | Pipe Fittings & Valves | Const | 66 | 66F | PIN TYPE:PIN:UPR STEM,1500 TS | OPER SIZE:SEE DESCR MATL:SEE | DESCR PIN:UPR STEM,1500 TS OPER. FOR GENERAL VALVE CAMERON, MODEL 1276G | EA | 2 | 1 | 2 | NO | 247.96 | 75979.9032 | GENERAL VALVE, CAMERON | 8A-41-473 |  | 00 | [7 empty] | FOR VALVE MODEL 1276G |  | 2018-10-24 |  | 2019-02-12
196 | 29200000TL | 03483 | EGC037031 | P | 39018724 | 39 | Pipe Fittings & Valves | Const | 66 | 66F | PIN TYPE:PIN:TRUNNION,1276 | TSGO SIZE:SEE DESCR MATL:SEE | DESCR PIN:TRUNNION,1276 TSGO. FOR GENERAL VALVE CAMERON, MODEL 1276G | EA | 2 | 1 | 2 | NO | 260.41 | 79794.8322 | GENERAL VALVE, CAMERON | 8A-41-476 |  | 00 | [7 empty] | FOR VALVE MODEL 1276G |  | 2018-10-24 |  | 2019-02-12
197 | 29200000TL | 03483 | EGC037031 | P | 39018725 | 39 | Pipe Fittings & Valves | Const | 66 | 66F | PIN TYPE:PIN:GUIDE,1276 / | 1277 TSGO SIZE:SEE DESCR | MATL:SEE DESCR PIN:GUIDE,1276 / 1277 TSGO. FOR GENERAL VALVE CAMERON, MODEL 1276G | EA | 2 | 1 | 2 | NO | 562.82 | 172459.3044 | GENERAL VALVE, CAMERON | 8A-41-480 |  | 00 | [7 empty] | FOR VALVE MODEL 1276G |  | 2018-10-24 |  | 2019-02-12
198 | 29200000TL | 03483 | EGC037031 | P | 39018726 | 39 | Pipe Fittings & Valves | Const | 66 | 66F | KEY TYPE:KEY,5/8 SQ AISI | C1018/M1020 ST SIZE:SEE DESCR | MATL:SEE DESCR KEY,5/8 SQ AISI C1018/M1020 ST. FOR GENERAL VALVE CAMERON, MODEL 1276G | EA | 2 | 1 | 2 | NO | 84.85 | 25999.737 | GENERAL VALVE, CAMERON | 8A-45-428 |  | 00 | [7 empty] | FOR VALVE MODEL 1276G |  | 2018-10-24 |  | 2019-02-12
199 | 29200000TL | 03483 | EGC037031 | P | 39018727 | 39 | Pipe Fittings & Valves | Const | 66 | 66F | ROLLER TYPE:ROLLER,1276 TSGO | ALY STL SIZE:SEE DESCR | MATL:SEE DESCR ROLLER,1276 TSGO ALY STL. FOR GENERAL VALVE CAMERON, MODEL 1276G | EA | 2 | 1 | 2 | NO | 445.84 | 136614.2928 | GENERAL VALVE, CAMERON | 8A-48-409 |  | 00 | [7 empty] | FOR VALVE MODEL 1276G |  | 2018-10-24 |  | 2019-02-12
200 | 29200000TL | 03483 | EGC016011 | P | 39018728 | 39 | Pipe Fittings & Valves | Const | 66 | 66F | STUD TYPE:STUD,3/4-10 UNC X | 4-3/4 LG B7 DIA:SEE DESCR |  | EA | 20 | 0 | 0 | NO | 71.32 | 21855.3008 | GENERAL VALVE, CAMERON | 8A-71-47 |  | 00 | [7 empty] | FOR VALVE MODEL 1276G |  | 2018-10-24 |  | 2019-03-09
201 | 29200000TL | 03483 | EG1002019 | P | 39018734 | 39 | Pipe Fittings & Valves | Const | 66 | 66F | STEM:VALVE VALVE SIZE:4 IN | STEM: FOR 4 PAGE BONNET |  | EA | 2 | 0 | 0 | NO | 4415 | 1353020.9 | AXELSON | 44340 |  | 00 |  |  | 2CBC | [5 empty] | ESVL001 | 2018-10-24 |  | 2019-03-14
202 | 29200000TL | 03483 | EG3001064 | P | 39018742 | 39 | Pipe Fittings & Valves | Const | 66 | 66F | STEM:VALVE VALVE | STYLE:STEM:SUB-ASSY 1251 4W | OPER VALVE SIZE:SEE DESCR DIA:SEE DESCR LG:SEE DESCR MATL:SEE DESCR STEM:SUB-ASSY 1251 4W OPER. FOR GENERAL VALVE CAMERON, MODEL C4721G-MA / QA CODE: 01A AND 07 | EA | 2 | 1 | 2 | NO | 8783.92 | 2691568.7664 | GENERAL VALVE, CAMERON | 8A-22-549 |  | 01A, 07 | [7 empty] | FOR VALVE MODEL C4721G-MA |  | 2018-10-24 |  | 2019-04-29
203 | 29200000TL | 03483 | EGC005023 | P | 39018745 | 39 | Pipe Fittings & Valves | Const | 66 | 66C | DISC:VALVE VALVE | STYLE:BUTTERFLY VALVE SIZE:12 |  | EA | 2 | 0 | 0 | NO | 1112.16 | 340799.1888 | METSO AUTOMATION | 030 |  | 00 |  |  | 2BBB | [6 empty] | 2018-10-24 |  | 2019-03-28
204 | 29200000TL | 03483 | EGC039011 | P | 39018748 | 39 | Pipe Fittings & Valves | Const | 66 | 66C | KIT TYPE:REPAIR APPLICATION:12 | IN BUTTERFLY VALVE CONTAINS |  | EA | 2 | 1 | 2 | NO | 662.97 | 203147.2674 | METSO AUTOMATION | MA0001199 |  | 01A, 02, 21 | [9 empty] | 2018-10-24 |  | 2018-11-21
205 | 29200000TL | 03483 | EGC002006 | P | 39018749 | 39 | Pipe Fittings & Valves | Const | 66 | 66P | VALVE:BUTTERFLY TYPE:WAFER | SPHERRE SIZE:12 IN CLASS:300LB |  | EA | 1 | 0 | 0 | NO | 4836.5 | 1482048.695 | METSO AUTOMATION | 12 830W1122HBXZCKE |  | 00 | [9 empty] | 2018-10-24 |  | 2019-03-28
206 | 29200000TL | 03483 | EG3003011 | P | 39018761 | 39 | Pipe Fittings & Valves | Const | 66 | 66F | STEM:VALVE VALVE STYLE:TYPE | 1261G VALVE SIZE:SEE DESCR | DIA:SEE DESCR LG:SEE DESCR MATL:SEE DESCR STEM:UPR S/A,1261 TSGO. FOR GENERAL VALVE CAMERON, MODEL 1261G / QA CODE: 01A AND 07 | EA | 2 | 1 | 2 | NO | 1570.04 | 595908.4526 | CAMERON VALVE | 8A-22-552 |  | 01A, 07 |  |  | 3CCC |  |  |  |  | FOR VALVE MODEL 1261G |  | 2018-10-26 |  | 2018-12-22
207 | 29200000TL | 03483 | EG3003011 | P | 39018762 | 39 | Pipe Fittings & Valves | Const | 66 | 66F | STEM:VALVE VALVE STYLE:MODEL | 1261G VALVE SIZE:SEE DESCR | DIA:SEE DESCR LG:SEE DESCR MATL:SEE DESCR STEM:LWR,1261 TSGO. FOR GENERAL VALVE CAMERON, MODEL 1261G / QA CODE: 01A AND 07 | EA | 2 | 1 | 2 | NO | 2032.58 | 771465.442 | GENERAL VALVE, CAMERON | 8A-22-553 |  | 01A, 07 |  |  | 3CCC |  |  |  |  | FOR VALVE MODEL 1261G |  | 2018-10-26 |  | 2018-12-22
208 | 29200000TL | 03483 | EG3001035 | P | 39018767 | 39 | Pipe Fittings & Valves | Const | 66 | 66A | VALVE:BALL TYPE:FLOATING | SIZE:4 IN CLASS:300 LB DESIGN |  | EA | 2 | 1 | 2 | NO | 1925 | 589858.5 | WORCESTER | 4'AF5246TZ-300 |  | 01A | [7 empty] | 4'AF5246TZ-300 |  | 2018-10-27 |  | 2018-11-27
209 | 29200000TL | 03483 | EG1052027 | P | 39018782 | 39 | Pipe Fittings & Valves | Const | 66 | 66Z | VALVE:POPPET TYPE:POPPET | SIZE:1 IN CONN:NPT BODY |  | EA | 19 | 0 | 0 | NO | 1950 | 597577.5 | NORGREN USD | 8040025 |  | 07 |  |  | 1BBB |  |  |  |  | 80400 |  | 2018-11-30 |  | 2019-02-28
210 | 29200000TL | 03483 | EG1051077 | P | 39018783 | 39 | Pipe Fittings & Valves | Const | 66 | 66Z | VALVE:POPPET TYPE:POPPET | SIZE:1/2 IN CONN:NPT BODY |  | EA | 6 | 0 | 0 | NO | 1100 | 337095 | NORGREN USD | 804005 |  | 07 |  |  | 1BBB |  |  |  |  | 80400 |  | 2018-11-30 |  | 2019-02-28
211 | 29200000TL | 03483 | EG3005FLR | P | 39018785 | 39 | Pipe Fittings & Valves | Const | 53 | 53B | BELLOWS:PIPE TYPE:EXPANSION | JOINT SIZE: 42IN,TST PRES:12.5 | EXPANSION JOINT RUBBER JOINT SIZE: 42IN, C/W ASME B16.47 "A" CLASS 150 LB FLANGE RANGE:8.4BARG DESIGN PRESSURE & TEST PRESSURE 12.5 BAR.G, RUBBER MATL: EPDM. Equip Tag :EJ 11019 & EJ 21019 42 IN bellow use on Main Heat Exchanger (Cold box) for Unit 10 | KI | 3 | 2 | 3 | NO | 24500 | 7507290 | SENIOR FLEXONICS | F0783-07-1 |  | 05,07,22,23,27 |  |  | 1BBB |  | EGTL1-FLX-PIP-DD-100003 |  |  | CG-23 FLEXEL |  | 2018-12-05 |  | 2019-03-12
212 | 29300000TL | 03483 | EG1060FLR | P | 39018842 | 39 | Pipe Fittings & Valves | Const | 66 | 66S | KIT:REBUILD TYPE:ACTUATOR KIT | APPLICATION:FOR BETTIS / |  | EA | 4 | 0 | 1 | YES | 257.4625 | 175794.5317 | BETTIS ACTUATORS | VA131821 |  | 01A, 02, 21 | [7 empty] | BETTIS/CBA315-SR100-CCW | BENL1335 | 2019-11-01 |  | 2023-12-07
213 | 29200000TL | 03483 | EG1060016 | P | 39018851 | 39 | Pipe Fittings & Valves | Const | 66 | 66S | KIT:REBUILD TYPE:ACTUATOR KIT | APPLICATION:FOR BETTIS / |  | EA | 8 | 0 | 0 | NO | 1650 | 505642.5 | BETTIS ACTUATORS | VA131426 + VA131420 |  | 01A, 02, 21 |  |  | 1BBB |  |  |  |  | BETTIS / GC01008-SR4-CW |  | 2018-12-16 |  | 2019-02-28
214 | 29200000TL | 03483 | EG1016016 | P | 39018869 | 39 | Pipe Fittings & Valves | Const | 66 | 66P | KIT:REBUILD TYPE:SERVICE | APPLICATION:FILTER REGULATOR |  | EA | 2 | 1 | 3 | NO | 130 | 39838.5 | NORGREN | B64G-KITA40R |  | 01A, 02, 21 |  |  | 1BBB |  |  |  |  | B64G | BENL1337 | 2018-12-21 | 2021-11-24 | 2019-02-28
215 | 29200000TL | 03483 | EGC037031 | P | 39018872 | 39 | Pipe Fittings & Valves | Const | 66 | 66S | DIAPHRAGM TYPE:QUICK EXHAUST | DIAPHRAGM SIZE:3/4 IN X 3/4 IN |  | EA | 2 | 10 | 20 | NO | 107.05 | 32805.4725 | PARKER | 034750120 |  | 00 | [7 empty] | 0R75VB |  | 2019-01-21 | 2025-06-19 | 2019-01-30 | -1 | 1 | -2 | 1
216 | 29200000TL | 03483 | EG1014012 | P | 39018879 | 39 | Pipe Fittings & Valves | Const | 53 | 53Z | HOLDER TYPE:NOZZLE ORIFICE | SIZE:2.60[66MM] HOLDER, NOZZLE |  | EA | 6 | 0 | 0 | NO | 132.98 | 40727.7846 | NLB CORP | BN7507 |  | 16 | [9 empty] | 2019-01-21 |  | 2019-02-09
217 | 29200000TL | 03483 | EG1024009 | P | 39018882 | 39 | Pipe Fittings & Valves | Const | 60 | 60B | TUBING:NONMETALLIC TYPE:AIR | OD:1/4 IN MATL:BLACK |  | EA | 6 | 3 | 6 | NO | 6.9 | 2114.298 | NLB CORP | DM2666-56 |  | 16 | [9 empty] | 2019-01-21 |  | 2019-02-09
218 | 29200000TL | 03483 | EGC015016 | P | 39018888 | 39 | Pipe Fittings & Valves | Const | 66 | 66R | SEAT:VALVE TYPE:GLOBE SIZE:STD | VALVE STYLE:STD VALVE SIZE:STD |  | EA | 2 | 0 | 0 | NO | 496.52 | 152143.6584 | SAMSON CONTROLS | 3248-POS 4 |  | 07 | [7 empty] | 3248 SERIES 240 |  | 2019-01-22 |  | 2019-05-15
219 | 29200000TL | 03483 | EGC015016 | P | 39018889 | 39 | Pipe Fittings & Valves | Const | 66 | 66R | GUIDE:VALVE VALVE STYLE:GLOBE | VALVE SIZE:STD MATL:STD SAMSON |  | EA | 2 | 0 | 0 | NO | 335.11 | 102684.4062 | SAMSON CONTROLS | 3248-POS 24 |  | 07 | [7 empty] | 3248 SERIES 240 |  | 2019-01-22 |  | 2019-05-15
220 | 29200000TL | 03483 | EGC014002 | P | 39018890 | 39 | Pipe Fittings & Valves | Const | 66 | 66R | RETAINER:VALVE TYPE:WASHER | SIZE:STD MATL:STD SAMSON |  | EA | 2 | 0 | 0 | NO | 23.97 | 7344.8874 | SAMSON CONTROLS | 3248-POS 30 |  | 07 | [7 empty] | 3248 SERIES 240 |  | 2019-01-22 |  | 2019-05-15
221 | 29200000TL | 03483 | EGC015016 | P | 39018891 | 39 | Pipe Fittings & Valves | Const | 66 | 66R | PLUG:VALVE VALVE STYLE:GLOBE | VALVE SIZE:STD MATL:STD SAMSON |  | EA | 2 | 0 | 0 | NO | 2506.07 | 767909.9694 | SAMSON CONTROLS | 3248-POS 37 |  | 07 | [7 empty] | 3248 SERIES 240 |  | 2019-01-22 |  | 2019-05-15
222 | 29200000TL | 03483 | EGC014002 | P | 39018892 | 39 | Pipe Fittings & Valves | Const | 66 | 66R | SPACER TYPE:SPACER STEM | SIZE:STD MATL:STD SAMSON |  | EA | 2 | 0 | 0 | NO | 924.42 | 283260.7764 | SAMSON CONTROLS | 3248-POS 71 |  | 07 | [7 empty] | 3248 SERIES 240 |  | 2019-01-22 |  | 2019-05-15
223 | 29300000TL | 03483 | EG5009020 | P | 39018895 | 39 | Pipe Fittings & Valves | Const | 66 | 66S | REPAIR KIT:ACTUATOR | TYPE:MOTOR OPERATED VALVE | ACTUATOR RATING:3.63KW 15 MIN IQ2 MOD 11A IQ40 A/Z TOP HAND WHEEL MAINTENANCE KITFOR 183-XV-0508. S/N: HD44860101; ACTUATOR TYPE: IQH40FA24A; QA Code 01A, 02, 21. Ensure material is sourced from Chevron Approved Manufacturer List | EA | 2 | 1 | 2 | YES | 2200 | 674124 | ROTORK | IQ2MOD11AIQ40A/Z |  | 01A, 02, 21 |  |  | 1BBB |  |  |  |  | IQH40FA24A |  | 2019-11-01
224 | 29200000TL | 03483 | EGC028006 | P | 39018898 | 39 | Pipe Fittings & Valves | Const | 66 | 66P | KIT:REBUILD TYPE:REPAIR | APPLICATION:STD CONTAINS A:STD |  | EA | 1 | 0 | 1 | NO | 736.45 | 225692.467 | LIMTORQUE | L120-10/85-MDPI-24-264 |  | 07 | [7 empty] | 136570*018/H794615 |  | 2019-01-28
225 | 29200000TL | 03483 | EGC028006 | P | 39018899 | 39 | Pipe Fittings & Valves | Const | 66 | 66P | KIT:REBUILD TYPE:REPAIR | APPLICATION:STD CONTAINS A:STD |  | EA | 1 | 0 | 0 | NO | 736.45 | 225692.467 | LIMTORQUE | L120-10/85-MDPI-24-265 |  | 07 | [7 empty] | 136570*016/H805016 |  | 2019-01-28
226 | 29200000TL | 03483 | EGC028006 | P | 39018900 | 39 | Pipe Fittings & Valves | Const | 66 | 66P | KIT:REBUILD TYPE:REPAIR | APPLICATION:VALVE CONTAINS |  | EA | 1 | 0 | 0 | NO | 736.45 | 225692.467 | LIMITORQUE | L120-10/85-MDPI-12-145 |  | 07 | [7 empty] | 136570*004/H794610 |  | 2019-01-28
227 | 29200000TL | 03483 | EGC028006 | P | 39018901 | 39 | Pipe Fittings & Valves | Const | 66 | 66P | KIT:REBUILD TYPE:REPAIR | APPLICATION:VALVE CONTAINS |  | EA | 2 | 1 | 2 | NO | 736.45 | 225692.467 | LIMITORQUE | L120-10/85-MDPI-12-135 |  | 07 | [7 empty] | 136570*005/H794602&13 |  | 2019-01-28
228 | 29200000TL | 03483 | EGC028006 | P | 39018902 | 39 | Pipe Fittings & Valves | Const | 66 | 66P | KIT:REBUILD TYPE:REPAIR | APPLICATION:VALVE CONTAINS |  | EA | 1 | 0 | 0 | NO | 736.45 | 225692.467 | LIMITORQUE | L120-10/85-MDPI-12-156 |  | 07 | [7 empty] | 136570*006/H794604 |  | 2019-01-28
229 | 29200000TL | 03483 | EGC028006 | P | 39018904 | 39 | Pipe Fittings & Valves | Const | 66 | 66P | KIT:REBUILD TYPE:REPAIR | APPLICATION:VALVE CONTAINS |  | EA | 2 | 1 | 2 | NO | 736.45 | 225692.467 | LIMITORQUE | L120-10/85-MDPI-12-133 |  | 07 | [7 empty] | 136570*001&8/H794609 & 07 |  | 2019-01-28
230 | 29200000TL | 03483 | EGC028006 | P | 39018905 | 39 | Pipe Fittings & Valves | Const | 66 | 66P | KIT:REBUILD TYPE:REPAIR | APPLICATION:VALVE CONTAINS |  | EA | 2 | 1 | 2 | NO | 736.45 | 225692.467 | LIMITORQUE | L120-10/85-MDPI-12-140 |  | 07 | [7 empty] | 136570*009/H794611&12 |  | 2019-01-28
231 | 29200000TL | 03483 | EGC028006 | P | 39018906 | 39 | Pipe Fittings & Valves | Const | 66 | 66P | KIT:REBUILD TYPE:REPAIR | APPLICATION:VALVE CONTAINS |  | EA | 1 | 0 | 0 | NO | 736.45 | 225692.467 | LIMITORQUE | L120-10/85-MDPI-12-137 |  | 07 | [7 empty] | 136570*002/H794603 |  | 2019-01-28
232 | 29200000TL | 03483 | EGC028006 | P | 39018907 | 39 | Pipe Fittings & Valves | Const | 66 | 66P | KIT:REBUILD TYPE:REPAIR | APPLICATION:VALVE CONTAINS |  | EA | 1 | 0 | 0 | NO | 736.45 | 225692.467 | LIMITORQUE | L120-10/85-MDPI-12-131 |  | 07 | [7 empty] | 136570*003/H794606 |  | 2019-01-28
233 | 29200000TL | 03483 | EGC028006 | P | 39018908 | 39 | Pipe Fittings & Valves | Const | 66 | 66P | KIT:REBUILD TYPE:REPAIR | APPLICATION:VALVE CONTAINS |  | EA | 1 | 0 | 0 | NO | 736.45 | 225692.467 | LIMITORQUE | L120-10/85-MDPI-12-143 |  | 07 | [7 empty] | 136570*010/H794605 |  | 2019-01-28
234 | 29200000TL | 03483 | EG1055046 | P | 39018910 | 39 | Pipe Fittings & Valves | Const | 66 | 66R | ACTUATOR:PNEUMATIC | RATING:480-16 TRAVEL:STD |  | EA | 1 | 0 | 0 | NO | 6706 | 2054986.64 | FISHER CONTROL | 134976 |  | 07 |  |  | 2BBB |  |  |  |  | TYPE 480-16 / SIZE-40 |  | 2019-02-14 |  | 2019-03-14
235 | 29200000TL | 03483 | EGC037004 | P | 39018911 | 39 | Pipe Fittings & Valves | Const | 66 | 66F | KIT TYPE:480-16, SIZE 40 | APPLICATION:GLOBE VALVE |  | EA | 2 | 0 | 0 | NO | 73 | 22369.9936 | FISHER CONTROL | R480-16X012 |  | 07 |  |  | 2BBB |  |  |  |  | TYPE 480-16 / SIZE-40 |  | 2019-02-14 |  | 2019-03-14
236 | 29200000TL | 03483 | EG3001020 | P | 39018917 | 39 | Pipe Fittings & Valves | Const | 66 | 66P | VALVE:CONTROL TYPE:GLOBE SET | PRESS.:0.4 TO 4 BARG INLET | SIZE:1N INLET CONN:1 IN 1500# RTJ FLG OUTLET SIZE:1 IN OUTLET CONN:1 IN CLASS:1500 LB DESIGN RATING:100 LB BODY MATL:316 SS TRIM:MICRO-FLUTE (1 F) OPERATED:PNEUMATIC TEMP RATING:STD SOFTGOODS:STD VALVE, CONTROL, SEAL GAS MFG: FISHER BODY MATERIAL: 316 STA | EA | 2 | 1 | 2 | NO | 5601.62 | 2019383.289 | FIHSER CONTROL | 657HPS/DVC-6010 F |  | 07 | [7 empty] | 657HPS |  | 2019-02-27 |  | 2019-11-12
237 | 29200000TL | 03483 | EG1026014 | P | 39018929 | 39 | Pipe Fittings & Valves | Const | 66 | 66R | VALVE:GLOBE TYPE:HANDWHEEL | OPERATED SIZE:1 INCH |  | EA | 2 | 1 | 3 | NO | 4349.3615 | 1332426.8835 | SWI VALVE CO | ABF-11AB-B80-A1A |  | 01A |  |  | 3CBA | [6 empty] | 2019-02-28
238 | 29200000TL | 03483 | EGC006018 | P | 39018936 | 39 | Pipe Fittings & Valves | Const | 66 | 66S | VALVE:CHECK TYPE:DELUGE VALVE | SIZE:4 IN CLASS:150 LB DESIGN |  | EA | 1 | 0 | 1 | NO | 13716 | 4203405.36 | CLA VAL | 4 IN 800GS |  | 02,07 |  |  | 2BBB |  |  |  |  | 800GS |  | 2019-03-18
239 | 29200000TL | 03483 | EGC006018 | P | 39018937 | 39 | Pipe Fittings & Valves | Const | 66 | 66S | VALVE:CHECK TYPE:DELUGE VALVE | SIZE:6 IN CLASS:150 LB DESIGN |  | EA | 1 | 0 | 0 | NO | 14925.5 | 4574068.73 | CLA VAL | 6 IN 800GS |  | 02,07 |  |  | 2BBB |  |  |  |  | 800GS |  | 2019-03-18
240 | 29300000TL | 03483 | EG1055006 | P | 39018951 | 39 | Pipe Fittings & Valves | Const | 66 | 66G | VALVE:PLUG TYPE:PFA LINED PLUG | VALVE SIZE:3IN CLASS:300LB |  | EA | 1 | 0 | 0 | NO | 5156.43 | 2374123.5006 | WESTFIELD ENERGY RESOURCE | 2-T4E-31C210033NW |  | 00 | [9 empty] | 2019-11-16 |  | 2022-06-13
241 | 29200000TL | 03483 | EG1006011 | P | 39019036 | 39 | Pipe Fittings & Valves | Const | 66 | 66Z | VALVE:SAFETY TYPE:SAFETY SET | PRESS.:TBD INLET SIZE:TBD |  | EA | 3 | 0 | 0 | NO | 98.61 | 30219.7297 | DOOSAN | 93159655 |  | 16 |  |  | 3CCC | [6 empty] | 2019-05-21 |  | 2020-03-19
242 | 29200000TL | 03483 | EG1009006 | P | 39019081 | 39 | Pipe Fittings & Valves | Const | 66 | 66P | STEM:VALVE VALVE STYLE:GLOBE | VALVE SIZE:3 IN MATL:WCC STEEL |  | EA | 2 | 2 | 4 | NO | 1067 | 326982.15 | FISHER SANMAR | 1K5878X0092 |  | 02 | [9 empty] | 2019-06-12
243 | 29200000TL | 03483 | EG1023005 | P | 39019162 | 39 | Pipe Fittings & Valves | Const | 66 | 66A | VALVE:BALL TYPE:FLOATING | SIZE:3/4IN CLASS:150LB DESIGN |  | EA | 1 | 0 | 1 | NO | 1236.18 | 378827.361 | ATOMAC | 3/4IN-AKH2.2 |  | 01,07 | [7 empty] | 3/4IN-AKH2.2 |  | 2019-07-13
244 | 29200000TL | 03483 | EG1030006 | P | 39019172 | 39 | Pipe Fittings & Valves | Const | 66 | 66G | PLUG:VALVE VALVE STYLE:GLOBE | VALVE VALVE SIZE:I IN MATL:316 |  | EA | 3 | 2 | 3 | NO | 813.5429 | 293282.22 | FIHSER CONTROL | 15A6660X042 |  | 01 |  |  | 2BBB | [6 empty] | 2019-08-01
245 | 29200000TL | 03483 | EGC035018 | P | 39019175 | 39 | Pipe Fittings & Valves | Const | 66 | 66R | BUSHING:VALVE VALVE SIZE:1 IN | MATL:17-4 H900 BUSHING, SEAL; |  | EA | 5 | 4 | 6 | NO | 75.6586 | 27274.94 | FIHSER CONTROL | 1E791214012 |  | 01 |  |  | 2BBB | [6 empty] | 2019-08-01
246 | 29200000TL | 03483 | EGC035018 | P | 39019176 | 39 | Pipe Fittings & Valves | Const | 66 | 66R | KIT:REBUILD TYPE:REPAIR KIT: | REPAIR; 667 SPARES W/O DIAPH |  | EA | 3 | 2 | 4 | NO | 10.2012 | 3677.52 | FIHSER CONTROL | R667X000302 |  | 01 |  |  | 2BBB | [6 empty] | 2019-08-01
247 | 29200000TL | 03483 | EG1016012 | P | 39019177 | 39 | Pipe Fittings & Valves | Const | 66 | 66R | CAGE:VALVE VALVE STYLE:GLOBE | VALVE SIZE:2 IN MATL:17-4 PH |  | EA | 3 | 0 | 0 | NO | 3041.5481 | 1096478.1 | FISHER | 25A0709X032 |  | 01 |  |  | 2BBB | [6 empty] | 2019-08-01
248 | 29200000TL | 03483 | EG1016012 | P | 39019178 | 39 | Pipe Fittings & Valves | Const | 66 | 66R | PLUG:VALVE VALVE STYLE:GLOBE | VALVE SIZE:2 IN |  | EA | 3 | 2 | 3 | NO | 1433.2169 | 516674.7 | FISHER | 27B1759X092 |  | 01 |  |  | 2BBB | [6 empty] | 2019-08-01
249 | 29200000TL | 03483 | EG1016012 | P | 39019179 | 39 | Pipe Fittings & Valves | Const | 66 | 66R | SEAT:RING MATL:316/COCR-A | SEAT RING; 2X1, 1 5/16 PORT |  | EA | 3 | 2 | 3 | NO | 1162.8949 | 419223.6 | FISHER | 24B4322X012 |  | 01 |  |  | 2BBB | [6 empty] | 2019-08-01
250 | 29200000TL | 03483 | EG1022016 | P | 39019180 | 39 | Pipe Fittings & Valves | Const | 66 | 66R | CAGE:VALVE VALVE STYLE:GLOBE | VALVE SIZE:4 IN MATL:17-4 PH |  | EA | 3 | 0 | 0 | NO | 9201.1506 | 3317014.8 | FISHER | 31B5877X012 |  | 01 | [9 empty] | 2019-08-03
251 | 29200000TL | 03483 | EG1019014 | P | 39019181 | 39 | Pipe Fittings & Valves | Const | 66 | 66F | PLUG:VALVE VALVE STYLE:GLOBE | VALVE SIZE:4 IN |  | EA | 3 | 0 | 0 | NO | 3276.1673 | 1181058.3 | FISHER | 21B7202X142 |  | 01 | [9 empty] | 2019-08-03
252 | 29200000TL | 03483 | EG1008016 | P | 39019182 | 39 | Pipe Fittings & Valves | Const | 66 | 66R | SEAT:VALVE TYPE:GLOBE SIZE:4 | IN VALVE SIZE:4 IN |  | EA | 3 | 0 | 0 | NO | 2063.9684 | 744060.6 | FISHER | 23B8616X012 |  | 01 | [9 empty] | 2019-08-03
253 | 29200000TL | 03483 | EG3003004 | P | 39019183 | 39 | Pipe Fittings & Valves | Const | 66 | 66S | VALVE:CONTROL TYPE:6IN VALTEK | MK1 GLOBE / ACTUATOR SET |  | EA | 1 | 0 | 0 | NO | 29116.09 | 10496351.887 | FLOWSERVE | 720731001 |  | 07,17 |  |  | 3CCA |  |  |  |  | CV-310 |  | 2019-08-25 |  | 2020-02-05
254 | 29200000TL | 03483 | EGC030009 | P | 39019185 | 39 | Pipe Fittings & Valves | Const | 66 | 66F | KIT: REBUILD KIT NF8316A384V | SOLENOID PART NFC318399V |  | EA | 30 | 10 | 30 | NO | 849 | 322195.5 | ASCO | NFC318399V |  | 01 |  |  | 2BBB |  |  |  |  | WSNFB316A384VMB.24/DC |  | 2019-08-26 |  | 2019-12-06
255 | 29200000TL | 03483 | EG1015010 | P | 39019186 | 39 | Pipe Fittings & Valves | Const | 66 | 66Z | VALVE:PINCH TYPE:PINCH | SIZE:1/8 IN DESIGN RATING:2 |  | EA | 1 | 0 | 1 | NO | 446.301 | 160891.5 | HACH | 4494800 |  | 00 |  |  | 3CCC |  |  |  |  | 6000 |  | 2019-08-27
256 | 29200000TL | 03483 | EG1015010 | P | 39019187 | 39 | Pipe Fittings & Valves | Const | 66 | 66Z | VALVE:PINCH TYPE:PINCH | SIZE:1/8 IN DESIGN RATING:2 |  | EA | 1 | 0 | 0 | NO | 352.7903 | 127180.9 | HACH | 4730200 |  | 00 |  |  | 3CCC |  |  |  |  | 6000 |  | 2019-08-27
257 | 29300000TL | 03483 | EG1022011 | S | 39019193 | 39 | Pipe Fittings & Valves | Const | 66 | 66A | BALL:VALVE DIA:STD VALVE | SIZE:6 IN MATL:316 SS W/ ALLOY | 6 VALVE BALL PART NUMBER ITEM NO.50, 316 SS W/ ALLOY 6, FLOWSERVE SHEARSTREAM HP - VLENIM0027-01 04/14, PAGE NO 6, FIGURE 1: 3 – 12-INCH AND 16-INCH SHEAR-STREAM HP BODY ASSEMBLY WITH ROTATING POST DESIGN. HTTP://WWW.MANUALSDIR.COM/MANUALS/766969/FLOWSERV | EA | 2 | 1 | 2 | YES | 6088.41 | 2194871.805 | FLOW SERVE CORP. AUSTRIA | NO.50 HP-VLENIM0027 |  | 07 |  |  | 2BBB |  |  |  |  | HP - VLENIM0027-01 03.08 |  | 2019-11-25 |  | 2019-11-27
258 | 29300000TL | 03483 | EG1012018 | P | 39019196 | 39 | Pipe Fittings & Valves | Const | 66 | 66A | PLUG TYPE:VALVE PLUG SIZE:STD | MATL:STD VALVE PLUG PART | NUMBER ITEM NO.122, FLOWSERVE SHEARSTREAM HP - VLENIM0027-01 04/14, PAGE NO 6, FIGURE 1: 3 – 12-INCH AND 16-INCH SHEAR-STREAM HP BODY ASSEMBLY WITH ROTATING POST DESIGN. HTTP://WWW.MANUALSDIR.COM/MANUALS/766969/FLOWSERVE-VALTEK-SHEARSTREAM-HP-CONTROL-VALV | EA | 2 | 1 | 2 | YES | 1470.2 | 530007.1 | FLOW SERVE CORP. AUSTRIA | NO.122 HP-VLENIM0027 |  | 07 |  |  | 2BBB |  |  |  |  | HP - VLENIM0027-01 03.08 |  | 2019-11-25 |  | 2019-11-27
259 | 29200000TL | 03483 | EG1012002 | P | 39019199 | 39 | Pipe Fittings & Valves | Const | 66 | 66A | PACKING:VALVE TYPE:PACKING | SIZE:STD SHAPE:STD MATL:AFPI / |  | ST | 2 | 1 | 2 | NO | 262.9 | 94775.45 | FLOW SERVE CORP. AUSTRIA | NO.88 HP-VLENIM0027 |  | 07 |  |  | 2BBB |  |  |  |  | HP - VLENIM0027-01 03.08 |  | 2019-08-30
260 | 29200000TL | 03483 | EG1012002 | P | 39019200 | 39 | Pipe Fittings & Valves | Const | 66 | 66A | PACKING:VALVE TYPE:PACKING | STUD SIZE:STD SHAPE:STD |  | EA | 4 | 1 | 2 | NO | 33.97 | 12246.185 | FLOW SERVE CORP. AUSTRIA | NO.100 HP-VLENIM0027 |  | 07 |  |  | 2BBB |  |  |  |  | HP - VLENIM0027-01 03.08 |  | 2019-08-30
261 | 29300000TL | 03483 | EG1011002 | P | 39019359 | 39 | Pipe Fittings & Valves | Const | 66 | 66Z | SHAFT TYPE:WORM SHAFT SIZE:FOR | 12IN VALVE MATL:SS | DESCRIPTION: WORM SHAFT FOR 1261 GEAR OPERATOR HANDWHEEL ASSEMBLY 12INCH TWIN SEAL VALVE, C821, MFR: CAMERON ITEM NO: 6 SEE ATTACHED DOCUMENT P/N: 8A-24-428. Ensure material is sourced from Chevron Approved Manufacturer List | EA | 2 | 1 | 2 | YES | 1236.5 | 469259.9621 | GENERAL VALVE, CAMERON | 8A-24-428 |  | 00 |  |  | 1BBA |  |  |  |  | 1261 |  | 2020-11-29 |  | 2021-03-07
262 | 29200000TL | 03483 | EGC046002 | P | 42400304 | 42 | Hoisting Equip/Cranes & Parts | Mtce | 64 | 64D | LIGHT: DOME P/N 7581000186 | FOR GROVE CRANE RT-760E | Cranes & Parts / Accessories : DOME LIGHT 2054 P/N:7581000186; GROVE RT-760E CR MFG: GROVE | EA | 2 | 0 | 0 | NO | 6.3904 | 991.92 | GROVE | 7581000186 |  | 01,10 | [7 empty] | RT-760E |  | 2012-04-04
263 | 29200000TL | 03483 | EGC046010 | P | 42400423 | 42 | Hoisting Equip/Cranes & Parts | Mtce | 14 | 14A | BOOT: CONN P/N 7172000546 | FOR GROVE CRANE RT-760E | Analyzers & Monitors : BOOT: CONN P/N 7172000546 GROVE RT-760E MFG: GROVE | EA | 2 | 0 | 0 | NO | 0.2711 | 42.08 | GROVE | 7172000546 |  | 01 | [7 empty] | RT-760E |  | 2012-04-04
264 | 29200000TL | 03483 | EGC046011 | P | 42400426 | 42 | Hoisting Equip/Cranes & Parts | Mtce | 14 | 14A | BOOT: PLA P/N 7172100002 | FOR GROVE CRANE RT-760E | Analyzers & Monitors : BOOT: PLA P/N 7172100002 GROVE RT-760E MFG: GROVE | EA | 2 | 0 | 0 | NO | 0.3796 | 58.915 | GROVE | 7172100002 |  | 01 | [7 empty] | RT-760E |  | 2012-04-04
265 | 29200000TL | 03483 | EGC046009 | P | 42400513 | 42 | Hoisting Equip/Cranes & Parts | Mtce | 64 | 64D | INDICATOR: TURNING SIGNAL | LIGHT COMPLETE ASSEMBLY | Cranes & Parts / Accessories : COMPRISING OF PN's:7581001301-7892000836-712000546 & 7689000704OLD PN:6581100007 | EA | 2 | 1 | 2 | NO | 51.7668 | 8035.2 | GROVE | 6-581-100007 |  | 01,12 | 1 |  | 2CBC |  |  |  |  | RT-760 |  | 2012-04-04
266 | 29200000TL | 03483 | EGC046010 | P | 42400739 | 42 | Hoisting Equip/Cranes & Parts | Mtce | 14 | 14A | TERMINAL: FEMALE PN 7345001446 | FOR GROVE CRANE LB43,45,46 & 5 | Analyzers & Monitors : TERMINAL FEMALE 22-15 AWG. P/N 7345001446 MODEL RT 760E S/N 222454 MFG: GROVE | EA | 1 | 0 | 0 | NO | 0.9161 | 142.2033 | GROVE | 7345001446 |  | 00 | [7 empty] | RT 760E |  | 2012-04-04
267 | 29200000TL | 03483 | EGC046009 | P | 42400740 | 42 | Hoisting Equip/Cranes & Parts | Mtce | 64 | 64D | TERMINAL: FEMALE PN 7345001744 | FOR GROVE CRANE LB43,45,46 & 5 | Cranes & Parts / Accessories : TERMINAL FEMALE 16-14 AWG. P/N 7345001744 MODEL RT 760E S/N 222454 MFG: GROVE | EA | 3 | 0 | 0 | NO | 1.1908 | 184.789 | GROVE | 7345001744 |  | 00 | [7 empty] | RT 760E |  | 2012-04-04 |  | 2014-03-10
268 | 29200000TL | 03483 | EGC046006 | P | 42400839 | 42 | Hoisting Equip/Cranes & Parts | Mtce | 14 | 14A | PLUG: FRONT CONSOLE, | SHAPE SQUARE, | Analyzers & Monitors : CRANE MODEL RT-650E, SERIAL NOS. 222803, 222804 AND 224852. | EA | 1 | 0 | 0 | NO | 81.7544 | 12689.86 | GROVE | 7709000849 |  | 01 | 1 |  | 2BBC |  |  | 8624 |  |  |  | 2012-04-04
269 | 29200000TL | 03483 | EGC046009 | P | 42400853 | 42 | Hoisting Equip/Cranes & Parts | Mtce | 14 | 14A | CONNECTOR: ELECTRICAL, | MATERIAL PLASTIC, | Analyzers & Monitors : CRANE MODEL RT-650E, SERIAL NOS. 222803, 222804 AND 224852. | EA | 1 | 0 | 0 | NO | 4.3413 | 673.855 | GROVE | 7172000547 |  | 01 | 1 |  | 2BBC |  |  | 8624 |  |  |  | 2012-04-04
270 | 29200000TL | 03483 | EGC046011 | P | 42400854 | 42 | Hoisting Equip/Cranes & Parts | Mtce | 51 | 51B | CONNECTOR: ENGINE, | MATERIAL PLASTIC, | Electric Components - Lighting : CRANE MODEL RT-650E, SERIAL NOS. 222803, 222804 AND 224852. | EA | 2 | 0 | 0 | NO | 4.9598 | 769.86 | GROVE | 7172000551 |  | 01 | 1 |  |  |  |  | 8624 |  |  |  | 2012-04-04
271 | 29200000TL | 03483 | EGC046005 | P | 42400860 | 42 | Hoisting Equip/Cranes & Parts | Mtce | 14 | 14I | PAD: WEAR, BOOM, | SHAPE SQUARE, | Temperature and heat measuring instruments : CRANE MODEL RT-650E, SERIAL NOS. 222803, 222804 AND 224852. | EA | 1 | 0 | 0 | NO | 37.7485 | 5859.29 | GROVE | 7671100007 |  | 01,12 | 4 |  |  |  |  | 8624 |  |  |  | 2012-04-04
272 | 29200000TL | 03483 | EGC046003 | P | 42400861 | 42 | Hoisting Equip/Cranes & Parts | Mtce | 14 | 14H | TERMINAL: WIRE HARNESS, | STYLE METAL, | Pressure measuring and control Instruments : CRANE MODEL RT-650E, SERIAL NOS. 222803, 222804 AND 224852. | EA | 2 | 0 | 0 | NO | 4.7258 | 733.5328 | GROVE | 7892000218 |  | 00 | 20 |  |  |  |  | 8624 |  |  |  | 2012-04-04
273 | 29200000TL | 03483 | EGC046010 | P | 42400864 | 42 | Hoisting Equip/Cranes & Parts | Mtce | 14 | 14H | BOOT: CONNECTOR, | MATERIAL PLASTIC, | Pressure measuring and control Instruments : CRANE MODEL RT-650E, SERIAL NOS. 222803, 222804 AND 224852. | EA | 2 | 0 | 0 | NO | 6.1716 | 957.9528 | GROVE | 7172000567 |  | 01 | 1 |  | 2BBC |  |  | 8624 |  |  |  | 2012-04-04
274 | 29200000TL | 03483 | EGC046006 | P | 42400865 | 42 | Hoisting Equip/Cranes & Parts | Mtce | 14 | 14H | BAR: FUSE, ELECTRICAL, | MATERIAL BRASS, | Pressure measuring and control Instruments : CRANE MODEL RT-650E, SERIAL NOS. 222803, 222804 AND 224852. | EA | 2 | 0 | 0 | NO | 5.0922 | 790.4106 | GROVE | 7892000220 |  | 01,10,22 | 1 |  |  |  |  | 8624 |  |  |  | 2012-04-04
275 | 29200000TL | 03483 | EGC046007 | P | 42400867 | 42 | Hoisting Equip/Cranes & Parts | Mtce | 14 | 14Z | WEAR PAD: BOOM, | MATERIAL PLASTIC, | Instruments - Other & Parts : CRANE MODEL RT-650E, SERIAL NOS. 222803, 222804 AND 224852. | EA | 1 | 0 | 0 | NO | 70.5563 | 10951.7 | GROVE | 7671100082 |  | 01,12 | 6 |  |  |  |  | 8624 |  |  |  | 2012-04-04
276 | 29200000TL | 03483 | EGC046006 | P | 42400872 | 42 | Hoisting Equip/Cranes & Parts | Mtce | 66 | 66Z | SOCKET: ELECTRICAL, | SHAPE ROUND, | Valve-Other : CRANE MODEL RT-650E, SERIAL NOS. 222803, 222804 AND 224852 | EA | 2 | 0 | 0 | NO | 2.1481 | 333.424 | GROVE | 7826000087 |  | 01,10,22 | 3 |  |  |  |  | 8624 |  |  |  | 2012-04-04
277 | 29200000TL | 03483 | EGC046003 | P | 42400876 | 42 | Hoisting Equip/Cranes & Parts | Mtce | 66 | 66C | PAD: WEAR, BOOM, | MATERIAL METAL, | Valve-Butterfly : CRANE MODEL RT-650E, SERIAL NOS. 222803, 222804 AND 224852 | EA | 1 | 0 | 0 | NO | 27.9802 | 4343.07 | GROVE | 7671100021 |  | 01,12 | 3 |  |  |  |  | 8624 |  |  |  | 2012-04-04
278 | 29200000TL | 03483 | EGC046007 | P | 42400878 | 42 | Hoisting Equip/Cranes & Parts | Mtce | 66 | 66C | PIN: CONNECTOR, | MATERIAL METAL, | Valve-Butterfly : CRANE MODEL RT-650E, SERIAL NOS. 222803, 222804 AND 224852 | EA | 2 | 0 | 0 | NO | 8.8285 | 1370.35 | GROVE | 7689000813 |  | 01 | 1 |  |  |  |  | 8624 |  |  |  | 2012-04-04
279 | 29200000TL | 03483 | EGC046005 | P | 42400884 | 42 | Hoisting Equip/Cranes & Parts | Mtce | 06 | 06A | TERMINAL: ELECTRICAL, | MATERIAL METAL, | Chemicals-Acids - Solid and Liquid : CRANE MODEL RT-650E, SERIAL NOS. 222803, 222804 AND 224852 | EA | 2 | 1 | 2 | NO | 3.8494 | 597.506 | GROVE | 7892000252 |  | 01,10,22 | 6 |  |  |  |  | 8624 |  |  |  | 2012-04-04
280 | 29200000TL | 03483 | EGC046010 | P | 42400886 | 42 | Hoisting Equip/Cranes & Parts | Mtce | 14 | 14Z | BOOT: WIRE HARNESS, | MATERIAL RUBBER, | Instruments - Other & Parts : CRANE MODEL RT-650E, SERIAL NOS. 222803, 222804 AND 224852 | EA | 2 | 0 | 0 | NO | 6.7796 | 1052.32 | GROVE | 7172000545 |  | 01 | 5 |  |  |  |  | 8624 |  |  |  | 2012-04-04
281 | 29200000TL | 03483 | EGC046009 | P | 42400887 | 42 | Hoisting Equip/Cranes & Parts | Mtce | 14 | 14Z | SOCKET: WIRE HARNESS, | MATERIAL METAL, | Instruments - Other & Parts : CRANE MODEL RT-650E, SERIAL NOS. 222803, 222804 AND 224852 | EA | 1 | 0 | 0 | NO | 11.0131 | 1709.44 | GROVE | 7826000635 |  | 00 | 3 |  | 2BBC |  |  | 8624 |  |  |  | 2012-04-04
282 | 29200000TL | 03483 | EGC046008 | P | 42400888 | 42 | Hoisting Equip/Cranes & Parts | Mtce | 14 | 14Z | TERMINAL: WIRE HARNESS, | COLOR GREEN, | Instruments - Other & Parts : CRANE MODEL RT-650E, SERIAL NOS. 222803, 222804 AND 224852 | EA | 2 | 1 | 2 | NO | 2.7264 | 423.192 | GROVE | 7892000257 |  | 00 | 3 |  |  |  |  | 8624 |  |  |  | 2012-04-04
283 | 29200000TL | 03483 | EGC046004 | P | 42400894 | 42 | Hoisting Equip/Cranes & Parts | Mtce | 14 | 14Z | CONNECTOR: SWITCH, | MATERIAL PLASTIC, | Instruments - Other & Parts : CRANE MODEL: RT-650E, SERIAL NOS. 222803, 222804 AND 224852 | EA | 2 | 0 | 0 | NO | 2.9495 | 457.8168 | GROVE | 7364001685 |  | 01 | 3 |  |  |  |  | 8629 |  |  |  | 2012-04-04
284 | 29200000TL | 03483 | EGC046010 | P | 42400896 | 42 | Hoisting Equip/Cranes & Parts | Mtce | 14 | 14Z | BOOT: WIRE HARNESS, | TYPE ELECTRICAL, | Instruments - Other & Parts : CRANE MODEL: RT-650E, SERIAL NOS. 222803, 222804 AND 224852 | EA | 2 | 0 | 0 | NO | 4.8993 | 760.4632 | GROVE | 7172000550 |  | 01,10,22 | 6 |  |  |  |  | 8629 |  |  |  | 2012-04-04
285 | 29200000TL | 03483 | EGC046006 | P | 42400898 | 42 | Hoisting Equip/Cranes & Parts | Mtce | 14 | 14Z | PLUG: WIRE HARNESS, | MATERIAL PLASTIC, | Instruments - Other & Parts : CRANE MODEL: RT-650E, SERIAL NOS. 222803, 222804 AND 224852 | EA | 2 | 0 | 0 | NO | 8.4106 | 1305.48 | GROVE | 7709000936 |  | 01 | 3 |  |  |  |  | 8629 |  |  |  | 2012-04-04
286 | 29200000TL | 03483 | EGC046005 | P | 42400909 | 42 | Hoisting Equip/Cranes & Parts | Mtce | 14 | 14Z | TERMINAL: WIRE HARNESS, | STYLE METAL, | Instruments - Other & Parts : CRANE MODEL: RT-650E, SERIAL NOS. 222803, 222804 AND 224852 | EA | 2 | 0 | 0 | NO | 2.4455 | 379.5904 | GROVE | 7892000253 |  | 00 | 10 |  |  |  |  | 8629 |  |  |  | 2012-04-04
287 | 29200000TL | 03483 | EGC046010 | P | 42400910 | 42 | Hoisting Equip/Cranes & Parts | Mtce | 14 | 14Z | PAD: WEAR, BOOM, | SHAPE ROUND, | Instruments - Other & Parts : CRANE MODEL: RT-650E, SERIAL NOS. 222803, 222804 AND 224852 | EA | 1 | 0 | 0 | NO | 8.4519 | 1311.9 | GROVE | 6671000236 |  | 01,12 | 6 |  |  |  |  | 8629 |  |  |  | 2012-04-04
288 | 29200000TL | 03483 | EGC046007 | P | 42400911 | 42 | Hoisting Equip/Cranes & Parts | Mtce | 14 | 14Z | CONNECTOR: BOOM LIGHT, | STYLE PLASTIC, | Instruments - Other & Parts : CRANE MODEL: RT-650E, SERIAL NOS. 222803, 222804 AND 224852 | EA | 2 | 0 | 0 | NO | 3.6435 | 565.5384 | GROVE | 7364001682 |  | 01 | 2 |  |  |  |  | 8629 |  |  |  | 2012-04-04
289 | 29200000TL | 03483 | EGC046005 | P | 42400915 | 42 | Hoisting Equip/Cranes & Parts | Mtce | 14 | 14Z | RECEPTICAL: WIRE HARNESS, | STYLE CUMMINS, | Instruments - Other & Parts : CRANE MODEL: RT-650E, SERIAL NOS. 222803, 222804 AND 224852 | EA | 1 | 0 | 0 | NO | 9.4763 | 1470.91 | GROVE | 7892000832 |  | 00 | 1 |  |  |  |  | 8629 |  |  |  | 2012-04-04
290 | 29200000TL | 03483 | EGC046008 | P | 42400917 | 42 | Hoisting Equip/Cranes & Parts | Mtce | 14 | 14Z | RECEPTICAL: WIRE HARNESS, | MATERIAL PLASTIC, | Instruments - Other & Parts : CRANE MODEL: RT-650E, SERIAL NOS. 222803, 222804 AND 224852 | EA | 1 | 0 | 0 | NO | 9.2451 | 1435.01 | GROVE | 7892000979 |  | 00 | 3 |  |  |  |  | 8629 |  |  |  | 2012-04-04
291 | 29200000TL | 03483 | EGC046003 | P | 42400920 | 42 | Hoisting Equip/Cranes & Parts | Mtce | 14 | 14Z | PLUG: WIRE HARNESS, | MATERIAL PLASTIC, | Instruments - Other & Parts : CRANE MODEL: RT-650E, SERIAL NOS. 222803, 222804 AND 224852 | EA | 2 | 0 | 0 | NO | 8.6667 | 1345.24 | GROVE | 7709000844 |  | 01 | 3 |  |  |  |  | 8629 |  |  |  | 2012-04-04
292 | 29200000TL | 03483 | EGC046002 | P | 42400923 | 42 | Hoisting Equip/Cranes & Parts | Mtce | 14 | 14Z | TERMINAL: WIRE HARNESS, | STYLE CONNECTOR, | Instruments - Other & Parts : CRANE MODEL: RT-650E, SERIAL NOS. 222803, 222804 AND 224852 | EA | 2 | 1 | 2 | NO | 2.6273 | 407.8032 | GROVE | 7892000219 |  | 00 | 8 |  |  |  |  | 8629 |  |  |  | 2012-04-04
293 | 29200000TL | 03483 | EGC046009 | P | 42400926 | 42 | Hoisting Equip/Cranes & Parts | Mtce | 14 | 14Z | PLUG: WIRE HARNESS, | MATERIAL PLASTIC, | Instruments - Other & Parts : CRANE MODEL: RT-650E, SERIAL NOS. 222803, 222804 AND 224852 | EA | 1 | 0 | 0 | NO | 18.5809 | 2884.12 | GROVE | 7709000845 |  | 01 | 1 |  |  |  |  | 8629 |  |  |  | 2012-04-04
294 | 29200000TL | 03483 | EGC046005 | P | 42400927 | 42 | Hoisting Equip/Cranes & Parts | Mtce | 14 | 14Z | CONNECTOR: WIRE HARNESS, | MATERIAL PLASTIC, | Instruments - Other & Parts : CRANE MODEL: RT-650E, SERIAL NOS. 222803, 222804 AND 224852 | EA | 1 | 0 | 0 | NO | 3.9161 | 607.8576 | GROVE | 7364001683 |  | 01 | 1 |  |  |  |  | 8629 |  |  |  | 2012-04-04
295 | 29200000TL | 03483 | EGC046002 | P | 42400928 | 42 | Hoisting Equip/Cranes & Parts | Mtce | 14 | 14Z | SEAL: PLUG, WIRE HARNESS, | SHAPE ROUND, | Instruments - Other & Parts : CRANE MODEL: RT-650E, SERIAL NOS. 222803, 222804 AND 224852 | EA | 2 | 0 | 0 | NO | 2.3216 | 360.3544 | GROVE | 7689000503 |  | 01,22 | 1 |  |  |  |  | 8629 |  |  |  | 2012-04-04
296 | 29200000TL | 03483 | EGC046009 | P | 42400932 | 42 | Hoisting Equip/Cranes & Parts | Mtce | 14 | 14Z | SOCKET: WIRE NARNESS, | MATERIAL METAL | Instruments - Other & Parts : CRANE MODEL: RT-650E, SERIAL NOS. 222803, 222804 AND 224852 | EA | 2 | 0 | 0 | NO | 12.4423 | 1931.29 | GROVE | 7826000095 |  | 00 | 3 |  |  |  |  | 8624 |  |  |  | 2012-04-04
297 | 29200000TL | 03483 | EGC046006 | P | 42400933 | 42 | Hoisting Equip/Cranes & Parts | Mtce | 14 | 14Z | TERMINAL: WIRE HARNESS, | MATERIAL RUBBER, | Instruments - Other & Parts : | EA | 2 | 0 | 0 | NO | 0 | 0 | GROVE | 7892000254 |  | 00 | 7 |  |  |  |  | 8624 |  |  |  | 2012-04-04
298 | 29200000TL | 03483 | EGC046004 | P | 42400934 | 42 | Hoisting Equip/Cranes & Parts | Mtce | 14 | 14Z | PLUG: WIRE HARNESS, | MATERIAL PLASTIC, | Instruments - Other & Parts : CRANE MODEL, RT-650E, SERIAL NOS. 222803, 222804 AND 224852. | EA | 2 | 0 | 0 | NO | 10.5504 | 1637.62 | GROVE | 7709000838 |  | 01 | 3 |  |  |  |  | 8624 |  |  |  | 2012-04-04
299 | 29200000TL | 03483 | EGC046011 | P | 42400939 | 42 | Hoisting Equip/Cranes & Parts | Mtce | 14 | 14Z | CONNECTOR: WIRE HARNESS, | MATERIAL PLASTIC, | Instruments - Other & Parts : CRANE MODEL, RT-650E, SERIAL NOS. 222803, 222804 AND 224852. | EA | 2 | 0 | 0 | NO | 2.7865 | 432.5184 | GROVE | 7172000565 |  | 01 | 1 |  |  |  |  | 8624 |  |  |  | 2012-04-04
300 | 29200000TL | 03483 | EGC046007 | P | 42400941 | 42 | Hoisting Equip/Cranes & Parts | Mtce | 14 | 14Z | PLUG: WIRE HARNESS,Q | MATERIAL PLASTIC, | Instruments - Other & Parts : CRANE MODEL RT-650E, SERIAL NOS. 222803, 222804 AND 224852. | EA | 2 | 0 | 0 | NO | 9.9142 | 1538.88 | GROVE | 7709000812 |  | 01 | 3 |  |  |  |  | 8630 |  |  |  | 2012-04-04
301 | 29200000TL | 03483 | EGC046004 | P | 42400942 | 42 | Hoisting Equip/Cranes & Parts | Mtce | 14 | 14Z | RECEPTICAL: WIRE HARNESS, | MATERIAL PLASTIC, | Instruments - Other & Parts : CRANE MODEL RT-650E, SERIAL NOS. 222803, 222804 AND 224852. | EA | 2 | 0 | 0 | NO | 19.2749 | 2991.84 | GROVE | 7892000951 |  | 00 | 3 |  |  |  |  | 8630 |  |  |  | 2012-04-04
302 | 29200000TL | 03483 | EGC046001 | P | 42400943 | 42 | Hoisting Equip/Cranes & Parts | Mtce | 14 | 14Z | PLUG: WIRE HARNESS,Q | MATERIAL PLASTIC, | Instruments - Other & Parts : CRANE MODEL RT-650E, SERIAL NOS. 222803, 222804 AND 224852. | EA | 2 | 0 | 0 | NO | 9.1129 | 1414.49 | GROVE | 7709000876 |  | 01 | 3 |  |  |  |  | 8630 |  |  |  | 2012-04-04
303 | 29200000TL | 03483 | EGC046004 | P | 42400945 | 42 | Hoisting Equip/Cranes & Parts | Mtce | 14 | 14Z | PLUG: WIRE HARNESS,Q | MATERIAL PLASTIC, | Instruments - Other & Parts : CRANE MODEL RT-650E, SERIAL NOS. 222803, 222804 AND 224852. | EA | 2 | 0 | 0 | NO | 7.5513 | 1172.11 | GROVE | 7709100891 |  | 01 | 1 |  |  |  |  | 8630 |  |  |  | 2012-04-04
304 | 29200000TL | 03483 | EGC046008 | P | 42401155 | 42 | Hoisting Equip/Cranes & Parts | Mtce | 64 | 64D | PARALLEL | NON- INSULATED | Cranes & Parts / Accessories : Grove Crane RT-890; ENGINE MODEL: QSB 6.7; ENGINE CPL NUMBER: 8611; EQUIPMENT SERIAL NUMBER : 230580; ENGINE MANUFACTURER: CUMMINS EQUIPMENT PART LIST (EPL) FOR ESCRAVOS ROLLING STOCK GROVE CRANE EQUIPMENT NUMBER 86 | EA | 2 | 0 | 0 | NO | 0.5395 | 83.7375 | MANITOWOC | 7892000196 |  | 22 | 1 |  | 2CBC |  |  | 41047 |  | RT-890 |  | 2012-04-04
305 | 29200000TL | 03483 | EG1058013 | P | 42401172 | 42 | Hoisting Equip/Cranes & Parts | Mtce | 75 | 75A | KIT | CYLINDER SEAL | Grove Crane RT-890; ENGINE MODEL: QSB 6.7; ENGINE CPL NUMBER: 8611; EQUIPMENT SERIAL NUMBER: 230580; ENGINE MANUFACTURE: CUMMINS; EQUIPMENT PART LIST (EPL) FOR ESCRAVOS ROLLING STOCK GROVE CRANE EQUIPMENT NUMBER 86 | EA | 1 | 0 | 0 | NO | 2063.06 | 628202.379 | MANITOWOC | 80003502 |  | 01,22 | 1 |  | 1CCC |  |  | 41047 |  | RT-890 |  | 2012-04-04 | 2016-09-17 | 2016-09-30
306 | 29200000TL | 03483 | EGC046009 | P | 42401413 | 42 | Hoisting Equip/Cranes & Parts | Mtce | 58 | 58Z | PAD | WEAR | Signs - Non illuminated :GROVE CRANESCrane Model - RT-540E (40 TON CRANE)Crane serial number - 228264Manufacturer - Cummins Engine Company Model -- QSB 6.7Engine CPL (Control Parts Listing)- 0426Engine Serial Number - 46956578 | EA | 1 | 0 | 0 | NO | 76.9543 | 11944.79 | GROVE | 6671000266 |  | 01,12 | 1 |  | 2BBC |  |  | 45144 |  |  |  | 2012-04-04
307 | 29200000TL | 03483 | EGC046002 | P | 42401414 | 42 | Hoisting Equip/Cranes & Parts | Mtce | 64 | 64D | PAD:WEAR | FOR GROVE CRANE | Cranes & Parts / Accessories : RT-540E (40 TON CRANE)Crane serial number - 228264Manufacturer - Cummins Engine Company Model - QSB 6.7Engine CPL (Control Parts Listing)- 0426Engine Serial Number - 46956578 | EA | 1 | 0 | 0 | NO | 7.5688 | 1174.83 | GROVE | 7671100095 |  | 01,12 |  |  | 2CBC |  |  | 45145 |  |  |  | 2012-04-04
308 | 29200000TL | 03483 | EGC046001 | P | 42401417 | 42 | Hoisting Equip/Cranes & Parts | Mtce | 64 | 64D | PAD:WEAR | FOR GROVE CRANE | Cranes & Parts / Accessories : RT-540E (40 TON CRANE)Crane serial number - 228264Manufacturer - Cummins Engine Company Model-QSB 6.7Engine CPL (Control Parts Listing)- 0426Engine Serial Number - 46956578 | EA | 1 | 0 | 0 | NO | 51.8461 | 8047.51 | GROVE | 7671100016 |  | 01,12 | 1 |  | 2BBC |  |  | 45145 |  |  |  | 2012-04-04
309 | 29200000TL | 03483 | EGC046001 | P | 42401418 | 42 | Hoisting Equip/Cranes & Parts | Mtce | 64 | 64D | PAD:WEAR | FOR GROVE CRANE | Cranes & Parts / Accessories : RT-540E (40 TON CRANE)Crane serial number - 228264Manufacturer - Cummins Engine Company Model - QSB 6.7Engine CPL (Control Parts Listing)- 0426Engine Serial Number - 46956578 | EA | 1 | 0 | 0 | NO | 27.9836 | 4343.6 | GROVE | 7671100010 |  | 01,12 | 1 |  | 2BBC |  |  | 45145 |  |  |  | 2012-04-04
310 | 29200000TL | 03483 | EGC046003 | P | 42401426 | 42 | Hoisting Equip/Cranes & Parts | Mtce | 64 | 64D | FUSE | FOR GROVE CRANE RT-540E | Cranes & Parts / Accessories : Model - RT-540E (40 TON CRANE)Crane serial number - 228264Manufacturer - Cummins Engine Company Model -QSB 6.7Engine CPL (Control Parts Listing)- 0426Engine Serial Number - 46956578 | EA | 2 | 0 | 0 | NO | 106.2151 | 16486.63 | GROVE | 7482000572 |  | 01,10 | 1 |  |  |  |  | 45145 |  |  |  | 2012-04-04
311 | 29300000TL | 03483 | EGC002004 | P | 50001044 | 50 | Misc. Machinery | Non-Specific | 57 | 57D | HOSE:HYDRAULIC SIZE:NA LG:NA | CONN:NA RATING:NA STYLE:NA | MATL:STAINLESS STEEL STAINLESS STEEL CORRUGATED HOSE WITH WELDING END, DOUBLE-SIDED; 2" 60,3X2,77 BL.= 1200 MM; MAT NO: 000 200 024 863; POS/TAG NO: 34; DOC NO.: 480-3-01621 7; CODE/TAG NO2: 8790-34 | EA | 2 | 1 | 2 | YES | 1060.84 | 402588.78 | MAN DIESEL & TURBO | 000 200 024 863 |  | 00 |  |  | 2BBB | [6 empty] | 2019-10-31 |  | 2021-01-20
312 | 29200000TL | 03483 | EG1049017 | P | 51020630 | 51 | Misc. Supplies | SCM | 56 | 56Z | CAUTION SIGN:YELLOW | FOR WET FLOOR | Fasteners / Hardware : DO NOT REORDER | EA | 4 | 0 | 0 | NO | 1.7511 | 272 | JFF INTERNATIONAL |  |  | 00 | 1 | [8 empty] | 2012-04-04
313 | 29200000TL | 03483 | EG3002053 | P | 53006022 | 53 | Refined Petroleum Products | Mtce | 14 | 14Z | GREASE: BEARING ELECTRIC MOTOR | POLYSTAR SYNTHETIC 4602 54KG | Instruments - Other & Parts : PAIL, EQUIVALENT TO CHEVRON GR SRI GREASE NLG12, SYMBOL # 53007084. All chemicals and other hazardous materials must be accompained by the following; a) Safety data Sheet, SDS, (not more than 5 years old); b) Certificate | DR | 3 | 0 | 0 | NO | 2577.8 | 789915.254 | CHEVRON OIL/TEXACO |  |  | 01,12 | 1 |  | 1BBB |  |  | 2958 |  |  | TLU031 | 2019-01-20 | 2021-06-02 | 2019-02-14
314 | 29200000TL | 03483 | EG3002FLR | P | 53006038 | 53 | Refined Petroleum Products | Mtce | 07 | 07B | GREASE | ULTI-PLEX EP NL | Lubricants & Greases : Viscosity, Kinematic*cSt at 40°C: 383; cSt at 100°C: 25. ITEM RECLASSIFIED FROM 97811378 TO 53006038. | PA | 8 | 10 | 14 | NO | 414.6604 | 149485.0588 | CHEVRON USA | 250186 |  | 12,22 |  |  | 1CCC | [5 empty] | TLU035 | 2019-03-18 | 2023-02-07 | [5 empty] | -5 | 1
315 | 29200000TL | 03483 | EGC041010 | P | 55016042 | 55 | Fire Fighting/Safety Equipment | HES | 51 | 51Z | ALARM | AUDIBLE,24VDC | Electric-Other : | EA | 1 | 0 | 0 | NO | 1.0002 | 155.29 | FIRETROL | AL-1002 |  | 01 | 1 |  | 2BBC | [6 empty] | 2012-01-07
316 | 29200000TL | 03483 | EGC038009 | P | 55505393 | 55 | Fire Fighting/Safety Equipment | HES | 72 | 72Z | STRAINER:PIPING TYPE:EYE/FACE | WASH ASSEMBL SIZE:STD CONN:STD | PRESS. RATING:STD MATL:STD ITEM POS: 7 STRAINER, 0005623000, SP202 FOR SS SHOWER EYE/FACE WASH, MODEL NUMBER 8330 CF#435, PART NUMBER 0002080174 | EA | 2 | 0 | 0 | NO | 30 | 9193.8 | HAWS | 0005623000 |  | 07 | [7 empty] | 8330 CF#435 |  | 2019-03-21 |  | 2019-04-05
317 | 29200000TL | 03483 | EGC043013 | P | 57060121 | 57 | Escravos Gas Plant Spares | Mtce | 66 | 66P | KIT:GASKET,FOR CONTROL VALVE, | CONTAINS 2X SPIRAL WOUND | Valve - Control : GASKET, SET.. REPLACED AGBAMI-SB SYMBOL # 97804873 | EA | 5 | 0 | 0 | NO | 57.3839 | 8908.278 | FISHER CONTROLS | 12B7100X012 |  | 01 | 1 |  | 2CBC | [6 empty] | 2012-01-07 | 2025-06-09 |  | -1 | 1
318 | 29200000TL | 03483 | EGC043016 | P | 57060295 | 57 | Escravos Gas Plant Spares | Mtce | 54 | 54D | RING; PACKING BOX; VAVLE; CTRL | P/N 1J873235072 | Packing / Glands / Stuffing Boxes : MFG:Fisher Rosemount | EA | 2 | 1 | 2 | NO | 3.4551 | 536.41 | Fisher Rosemount | 1J873235072 |  | 01 |  | 1AXX | [7 empty] | 2012-01-07
319 | 29200000TL | 03483 | EGC034018 | P | 57060442 | 57 | Escravos Gas Plant Spares | Mtce | 66 | 66F | VALVE | ASSY ANTI-SURGE | Valve - Parts & Accessories :MFG:Fisher Rosemount | EA | 1 | 0 | 0 | NO | 187.5128 | 29109.4827 | Fisher Rosemount | 1V1998000A2 |  | 02 |  |  | 2BBB | [6 empty] | 2012-01-07
320 | 29200000TL | 03483 | EGC039030 | P | 57145101 | 57 | Escravos Gas Plant Spares | Mtce | 14 | 14Z | KIT:REPAIR,FOR ACTUATOR, | CONTAINS 3 X O-RING,1X GASKET | Instruments - Other & Parts : EQUIPMENT GLYCOL DEHYDRATION. REPLACED AGBAMI-SB SYMBOL # 97802597 | EA | 6 | 0 | 0 | NO | 5.0274 | 780.91 | FISHER CONTROLS | R667X000302 |  | 01 | 1 | 1AXX | 1BBB | [5 empty] | KGISL211 | 2012-01-07
321 | 29300000TL | 03483 | EG1039005 | P | 57704863 | 57 | Escravos Gas Plant Spares | Mtce | 76 | 76Z | RING: IMPELLER WEAR, | A743 Gr CA6NM, ASTM | Pumps-Other : MIXED LPG TRANSFER PUMP 2-P-8462, UNION DRW#; O-S.4390.040-X. FOR EGP. SERIAL NUMBER FOR Mixed Transfer LPG Pump(2-P-8462A): 207355 & Mixed Transfer LPG Pump(2-P-8462B): 207356 | EA | 1 | 0 | 1 | YES | 5370.42 | 8970105.1176 | SULZER | 503.01 |  | 01,22 | 1 |  | 2BBB |  | O-S.4390.040 | 34856 |  |  | SULZERL386 | 2019-11-01 |  | 2024-10-28
322 | 29200000TL | 03483 | EGC033009 | P | 57705459 | 57 | Escravos Gas Plant Spares | Mtce | 14 | 14Z | THERMOCOUPLE TYPE K AMETEK O2 | TYPE K THERMOCOUPLE O2 ANAL | Instruments - Other & Parts : FOR OXYGEN ANALYZER, MATERIAL STAINLESS STEEL P/N 71697KE TAG EPG AIT 0704, 0705 TAG EGTL 150 AT 0001A,B, 0006A,B, 160 AT 0001, 0206, 172 AT 0003, 0004, 0009, 0010, 0020, 0021, 0109, 0110, 0204A,B, 0304A,B, 0404A,B MANUFACT | EA | 6 | 0 | 0 | NO | 747.965 | 146972.477 | AMETEK | 71697KE |  | 02,22 | 1 |  |  |  | 71697KE | EGP3 SAR# 56R1 |  | WDG 1V |  | 2013-05-06 | 2018-07-19 | 2015-10-05
323 | 29200000TL | 03483 | EGC038019 | P | 57705541 | 57 | Escravos Gas Plant Spares | Mtce | 76 | 76Z | WASHER | LOCK,PUMP, | *OBS* Pumps - Parts : GR 1.0330 (SYMBOL 57705541 REPLACES 57802303) | EA | 11 | 0 | 0 | NO | 12.0108 | 1864.68 | SULZER | 15507500341 |  | 01 | 1 |  | 2BAB |  | 1-S.1740.042-X | EGP3 SAR# 61 |  | 92301 |  | 2013-05-06 | 2024-09-17 |  |  |  | -1 | 1
324 | 29200000TL | 03483 | EG1001014 | P | 57705591 | 57 | Escravos Gas Plant Spares | Mtce | 50 | 50Z | BEARING | ANTIFRICTION, | Bearings & Accessories - All :PUMP,GR STEEL (SYMBOL 57705591 REPLACES 57802354 AND 58015857) | EA | 1 | 7 | 10 | NO | 800.5006 | 211141.4354 | SULZER | 17742003101 |  | 01,21,22 | 1 |  | 2CBC |  | CS61600502 | EGP3 SAR# 61 |  | 320.01 | SULZERL318 | 2013-05-06 | 2025-10-17 | 2017-08-16 | -1 | 1 | -2 | 1
325 | 29200000TL | 03483 | EG1008002 | P | 57705698 | 57 | Escravos Gas Plant Spares | Mtce | 14 | 14Z | MODULE: 16 CHANNELS | ANALOG INPUT | Instruments - Other & Parts : MODULE: 16 CHANNELS, ANALOG INPUT, 24 VDC, 4 TO 20 MA, 24 VDC. EQUIPMENT USE: SIS-03-001/SIS-03-101/102/103 (SYMBOL 57705698 REPLACES 57801747) | EA | 8 | 0 | 0 | NO | 6291.0961 | 1775089.1476 | YOKOGAWA | SAI143-HF3/PRP |  | 01,02,22 |  |  | 1AAA |  | ONS-YKO-GP-CAT-IC-0001 | EGP 3 SAR # 40 |  |  |  | 2013-05-06 | 2025-11-07 | 2017-06-16 | -4 | 1
326 | 29200000TL | 03483 | EGC043017 | P | 57706151 | 57 | Escravos Gas Plant Spares | Mtce | 66 | 66Z | GASKET: SPIRAL WOUND | 18 IN X 15-1/4 IN ORBIT VALVE | Valve-Other : WITH ACTUATOR BONNET PIPE SIZE 6 IN OUTER RING AISI 304 STAINLESS STEEL, INNER RING AISI 304 STAINLESS STEEL, FILLER MATERIAL GRAPHITE, SIZE 10-1/8 IN OD X 8.998 IN ID X 0.095 IN THK. MANUFACTURER: CAMERON VALVES & MEASUREMENTS (SYMBOL 5770 | EA | 1 | 0 | 0 | NO | 105.1547 | 16325.27 |  | 1A-S10361 |  | 01,22 |  |  | 3XXX |  | 672512M02 / 3 | EGP 3 SAR # 29 |  |  |  | 2013-05-06
327 | 29200000TL | 03483 | EGC024016 | P | 57706861 | 57 | Escravos Gas Plant Spares | Mtce | 71 | 71H | COUPLING TYPE:COUPLING | ELEMENT SET OF 12. SIZE:SET OF | 12 MATL:. COUPLING ELEMENT SET FOR INGERSOLL RAND SIERRA H50A OIL FREE AIR SCREW COMPRESSOR. SERIAL TS5685U17039. EQUIPMENT TAG 171-CS-042A. IR PART NUMBER(CCN):39236898. | ST | 1 | 0 | 1 | NO | 300 | 91863 | INGERSOLL RAND | 39236898 |  | 16 |  |  | 2CAC |  |  |  |  | H50A |  | 2018-03-24 |  | 2018-10-21
328 | 29200000TL | 03483 | EGC036034 | P | 57802302 | 57 | Escravos Gas Plant Spares | Mtce | 56 | 56Z | NUT | PUMP,GR 1.0044 | Fasteners / Hardware : | EA | 1 | 0 | 0 | NO | 454.1239 | 70539.13 | SULZER |  |  | 01,21,22 | 1 |  | 2BBC |  | 1-S.1740.042-X | EGP3 SAR# 61 |  | 92301 |  | 2012-01-07
329 | 29200000TL | 03483 | EGC017014 | P | 57803546 | 57 | Escravos Gas Plant Spares | Mtce | 54 | 54A | GASKET: SPIRAL WOUND, | PIPE SIZE 4 IN, 750 PSI | Gaskets : INNER RING: AISI 304 STAINLESS STEEL, OUTER RING: AISI 304 STAINLESS STEEL, FILLER MATERIAL: GRAPHITE, STYLE: CAMERON, 6D0073, SIZE: 6-25/64 IN ID X 6-59/64 IN OD X .125 IN THK DRWAING NUMBER:ONS-ORB-GP-AGT-PI-0001 (625454M01 / 3) | EA | 2 | 0 | 0 | NO | 25.3097 | 3929.6 |  | 1A-S-7614 | 1A-S-7614 | 01,22 | 1 |  |  |  | ONS-ORB-GP-AGT-PI-0001 (6 |  |  |  |  | 2012-01-07
330 | 29200000TL | 03483 | EG1040022 | S | 58000003 | 58 | EGTL Spares | Mtce | 54 | 54A | GASKET: RING JOINT | 1-1/2 IN PIPE, 900 LB | Gaskets : API R20, MONEL, OCTAGONAL, 172-ES-008A/B/C, 172-ES-008A/B/C. FOR HEAT EXCHANGERS | EA | 103 | 0 | 0 | NO | 238.7264 | 37182.2288 | FLEXITALLIC | 2639-SPL-G-01-03 | 21702015001 | 01,22 | 1 | 2BBB |  |  | DK2006-211-004 |  |  | DK2006-211 |  | 2012-10-24 | 2016-11-07 | 2014-09-04
331 | 29200000TL | 03483 | EG1040025 | S | 58000006 | 58 | EGTL Spares | Mtce | 54 | 54A | GASKET: RING JOINT | 1-1/2 IN PIPE, 900 LB | Gaskets : API R20, 304 SS, OCTAGONAL, 172-ES-008A/B/C, 172-ES-008A/B/C | EA | 68 | 0 | 0 | NO | 19.3779 | 3023.8518 | FLEXITALLIC | 2639-SPL-G-01-03 | 77600872 | 01,22 | 1 | 2BBB |  |  | DK2006-211-004 |  |  | DK2006-211 |  | 2012-10-24 | 2025-07-28 | 2014-09-27 | -30 | 2
332 | 29200000TL | 03483 | EG1043011 | S | 58000007 | 58 | EGTL Spares | Mtce | 02 | 02A | BOLT:STUD, CR-MO 8 UN THREADED | 1-3/8IN-8UN-340MM LG | CR-MO, SA193, GR B7, 2 HEAVY NUTS-SA194-2H, 2 HEAVY NUTS-SA194-2H, | ST | 9 | 4 | 8 | NO | 26.4941 | 4116.515 | SAMSUNG BOLT CO. | 2639-SPL-B-01-01 |  | 02,22 | 1 | 3CCB |  |  | DK2006-211-002 |  |  | DK2006-211 |  | 2012-10-24 | 2016-10-25
333 | 29200000TL | 03483 | EG1043011 | S | 58000008 | 58 | EGTL Spares | Mtce | 02 | 02A | BOLT: STUD, 8 UN | 1-3/8IN DIA, 325MM THD LG | Heating Ventilation and Air Conditioning Equipnment & Parts : CR-MO, SA193, GR B7, 2 HEAVY NUTS-SA194-2H, 172-ES-008A/B/C, 2 HEAVY NUTS-SA194-2H, 172-ES-008A/B/C | ST | 3 | 4 | 8 | NO | 25.6941 | 3992.235 | SAMSUNG BOLT CO. | 2639-SPL-B-01-02 |  | 02,22 | 1 | 3CCB |  |  | DK2006-211-002 |  |  | DK2006-211 |  | 2012-10-24 | 2020-08-01
334 | 29200000TL | 03483 | EGC009003A | P | 58000009 | 58 | EGTL Spares | Mtce | 56 | 56Z | BOLT: STUD, 8 UN | 1 IN DIA, 160MM THD LG | *OBS*Fastener-Stud B : CR-MO, SA193, GR B7, 2 HEAVY NUTS-SA194-2H, 172-ES-008B/C, 2 HEAVY NUTS-SA194-2H, 172-ES-008B/C | ST | 224 | 0 | 0 | NO | 2.274 | 353.0481 | SAMSUNG BOLT CO. | 2606-SPL-B-01-03 |  | 02,22 | 1 | 3CCB |  |  | DK2006-211-004 |  |  | DK2006-211 |  | 2012-10-24 | 2018-10-17
335 | 29200000TL | 03483 | EG1043012 | S | 58000010 | 58 | EGTL Spares | Mtce | 56 | 56Z | BOLT: STUD, 9 UN | 7/8 IN DIA, 165MM THD LG | *OBS*Fastener-Stud B : CR-MO, SA193, GR B7, 2 HEAVY NUTS-SA194-2H, 172-ES-008A/B/C, 2 HEAVY NUTS-SA194-2H, 172-ES-008A/B/C | ST | 2 | 0 | 0 | NO | 86.1886 | 26404.6752 | SAMSUNG BOLT CO. | 2606-SPL-B-01-04 |  | 02,22 | 1 | 3CCB | 3CCB |  | DK2006-211-004 |  |  | DK2006-211 |  | 2012-10-24 | 2024-06-28 | 2019-09-05 |  |  | -43 | 1
336 | 29200000TL | 03483 | EG1049008 | P | 58000011 | 58 | EGTL Spares | Mtce | 54 | 54A | GASKET: HEAT EXCHANGER | GRAPHITE METAL LAYER 316L SS | Gaskets : KAMMPROFILE, CAMPROFILE, 1138 MM ID, 1188 MM OD, 5 MM THK, 0 RIB WD, 0 RADII, SHELL & TUBE, GMGC, 172-ES-002, KUK-IL INNOT - 2638-SPL2-G-01-01, GMGC, 172-ES-002, KUK-IL INNOT - 2638-SPL2-G-01-01 | EA | 7 | 0 | 0 | NO | 697.3834 | 108275.75 | KUK-IL INNOT CO | 2638-SPL2-G-01-01 |  | 01,22 | 1 | 2CBA |  |  | DK2006-209-002 |  |  | DK2006-209 |  | 2013-01-11 | 2018-10-18
337 | 29200000TL | 03483 | EGC009011A | P | 58000012 | 58 | EGTL Spares | Mtce | 54 | 54A | GASKET: HEAT EXCHANGER | GRAPHITE METAL LAYER 316L SS | Gaskets : KAMMPROFILE, CAMPROFILE, 1138 MM ID, 1188 MM OD, 5 MM THK, 10 MM RIB WD, 10 MM RADII, SHELL & TUBE, GMGC WITH PASS PART, KUK-IL INNOT - 2638-SPL2-G-01-02, 172-ES-002, GMGC WITH PASS PART, KUK-IL INNOT | EA | 1 | 0 | 0 | NO | 782.7549 | 121530.52 | KUK-IL INNOT CO | 2638-SPL2-G-01-02 |  | 01,22 | 1 | 2CBA | 2BBB |  | DK2006-209-002 |  |  | DK2006-209 |  | 2013-01-11 | 2018-10-18
338 | 29300000TL | 03483 | EG1050008 | P | 58000014 | 58 | EGTL Spares | Mtce | 54 | 54A | GASKET: HEAT EXCHANGER | GRAPHITE METAL LAYER 316L SS | Gaskets : KAMMPROFILE, CAMPROFILE, 774 MM ID, 800 MM OD, 5 MM THK, 10 MM RIB WD, 10 MM RADII, SHELL & TUBE, GMGC WITH PASS PART, KUK-IL INNOT - 2638-SPL2-G-01-04, 172-ES-009, GMGC WITH PASS PART, KUK-IL INNOT - 2 | EA | 3 | 2 | 3 | YES | 439.6631 | 522500 | KUK-IL INNOT CO | 2638-SPL2-G-01-04 |  | 01,22 | 1 | 2CBA |  |  | DK2006-210-002 |  |  | DK2006-210 |  | 2019-11-01 |  | 2023-10-13
339 | 29200000TL | 03483 | EG1043009 | S | 58000016 | 58 | EGTL Spares | Mtce | 54 | 54A | GASKET: NON-SPIRAL | FLANGE, 2 IN PIPE, 150 LB | Gaskets : GRAPHITE METAL LAYER/316L SS, ASME 16.21, 73MM ID, 101.6MM OD, 5MM THK, GMGC, ANSI 150 LB RF, STYLE: CAMPROFILE, KUK-IL INNOT - 2638-SPL2-G-01-05, 172-ES-002, GMGC, ANSI 150 LB RF, STYLE: CAMPROFILE, KU | EA | 100 | 0 | 0 | NO | 25.0814 | 4055.5271 |  |  |  | 01,22 | 1 | 2CBA |  |  | DK2006-210-004 |  |  | DK2006-209 |  | 2013-01-11 | 2016-04-13 | 2014-09-04
340 | 29200000TL | 03483 | EGC011017 | P | 58000017 | 58 | EGTL Spares | Mtce | 54 | 54A | GASKET: NON-SPIRAL | FLANGE, 1.5 IN PIPE, 150 LB | Gaskets : GRAPHITE METAL LAYER 316L SS, ASME 16.21, 54.1 MM ID, 82.6 MM OD, 5 MM THK, GMGC, ANSI 150 LB RF, STYLE: CAMPROFILE, KUK-IL INNOT - 2638-SPL2-G-01-06, 172-ES-002SIZE: 1-1/2 IN, | EA | 83 | 0 | 0 | NO | 15.8572 | 2638.248 | FLEXITALLIC |  | 2638-SPL2-G-01-06 | 01,22 | 1 | 2CBA |  |  | DK2006-209-002 |  |  | DK2006-209 |  | 2013-01-11 | 2019-12-18 | 2014-09-04
341 | 29200000TL | 03483 | EGC009012 | P | 58000024 | 58 | EGTL Spares | Mtce | 54 | 54A | GASKET:DEAERATOR KAMPROFILE | 24 IN X 4MM THK,316L SS CORE | ASME 150 LB RF, FOR MANHOLE M1, M2 - DEG-402 SH1- POS.43 AND FOR MANHOLE M3 - DEG-400 SH1-POS.46, ASME 150 LB RF | EA | 12 | 0 | 0 | NO | 96.0557 | 14907.84 | KLINGER |  |  | 01 | 1 | 2BBB | 1CCC |  | EGTL1-TCI-MEC-DD-720006 |  |  | 172-VC-001 |  | 2012-12-14
342 | 29200000TL | 03483 | EGC011027 | P | 58000025 | 58 | EGTL Spares | Mtce | 54 | 54A | GASKET:DEAERATOR KAMPROFILE | 6 IN X 4 T,316L SS CORE | Gaskets : FOR NOZZLE V2 - DEG 400 SH.1 POS. 71, ASME 150 LB RF | EA | 8 | 0 | 0 | NO | 73.88 | 11468.3924 | KLINGER | DEG-400 SH1-71 |  | 01 | 1 | 2BBB |  |  | EGTL1-TCI-MEC-DD-720001 |  |  | 172-VC-001 |  | 2012-12-14 | 2013-07-30 | 2014-03-07
343 | 29200000TL | 03483 | EGC009012 | P | 58000026 | 58 | EGTL Spares | Mtce | 54 | 54A | GASKET:DEAERATOR,36 IN X 4 T | 316L SS CORE | FOR NOZZLE B5 - DEG 403 SH1 POS.6, ASME 150 LB RF | EA | 4 | 0 | 0 | NO | 114.0661 | 17703.06 | KLINGER | DEG-403 SH1-6 |  | 01 | 1 | 2BBB | 1CCC |  | EGTL1-TCI-MEC-DD-720008 |  |  | 172-VC-001 |  | 2012-12-14
344 | 29200000TL | 03483 | EGC011009 | P | 58000027 | 58 | EGTL Spares | Mtce | 54 | 54A | GASKET:DEAERATOR,18 IN X 4 T | 316L SS CORE | ASME 150 LB RF,FOR NOZZLE B4A,B4B,B4C,B4D - DEG 403 SH1 POS. 9 | EA | 8 | 0 | 0 | NO | 82.0476 | 12733.78 | KLINGER | DEG-403 SH1-9 | 77800503 | 01 | 1 | 2BBB | 1CCC |  | EGTL1-TCI-MEC-DD-720008 |  |  | 172-VC-001 |  | 2012-12-14
345 | 29200000TL | 03483 | EGC011016 | P | 58000028 | 58 | EGTL Spares | Mtce | 54 | 54A | GASKET:DEAERATOR,2 IN X 4 T | 316L SS CORE | ASME 150 LB RF, KAMMPROFILE FOR VENT - DEG 403 SH.1 POS. 15 | EA | 40 | 0 | 0 | NO | 22.0128 | 3416.38 | KLINGER | DEG-403 SH1-15 | 77800504 | 01 | 1 | 2BBB | 1CCC |  | EGTL1-TCI-MEC-DD-720008 |  |  | 172-VC-001 |  | 2012-12-14
346 | 29200000TL | 03483 | EG1028009 | P | 58000029 | 58 | EGTL Spares | Mtce | 54 | 54A | GASKET:TEFLON ,MANWAY | NON-ASBESTOS, SQ | Gaskets : 500 MM INN X 530 MM OUT WD X 600 MM INN X 630 MM OUT LG, 3T, PTFE FOR INSPECTION DOOR - DEG-400 SH3-POS 47, 3T, PTFE FOR INSPECTION DOOR - DEG-400 SH3-POS 47 | EA | 4 | 0 | 0 | NO | 7800 | 1210950 | KLINGER | DEG-400 SH1-47 | 77700623 | 01 | 1 | 2BBB |  |  | EGTL1-TCI-MEC-DD-720008 |  |  | 172-VC-001 |  | 2013-06-22
347 | 29200000TL | 03483 | EGC010024 | P | 58000035 | 58 | EGTL Spares | Mtce | 56 | 56Z | NUT:HEX HEAVY,7/8IN DIA,9 UNC | 23/32 IN HT,CS,SA194,GR 2H | Fasteners / Hardware : FOR NOZZLE B5 DOWNCOMER -DEG 403 SH.1-POS. 7 | ST | 105 | 0 | 0 | NO | 6.481 | 1010.0333 | ITALTIR - ITALY | DEG-403 SH1-7,8 | 38200200001 | 01,21,22 | 1 | 2BBB |  |  | EGTL1-TCI-MEC-DD-720008 |  |  | 172-VC-001 |  | 2012-12-14 |  | 2014-11-20
348 | 29200000TL | 03483 | EGC011010 | P | 58000040 | 58 | EGTL Spares | Mtce | 66 | 66Z | NOZZLE: SPRAY,NO 43,THD | 316L SS, MODEL 8 T/H | Valve-Other : | EA | 38 | 0 | 0 | NO | 800.4639 | 124232 | TERMOCHIMICA | DEG-400 SH3 | 01400200100 | 22 | 1 | 2BBB |  |  | EGTL1-TCI-MEC-DD-720003 |  |  | 172-VC-001 |  | 2012-12-14
349 | 29200000TL | 03483 | EGC018011 | P | 58000050 | 58 | EGTL Spares | Mtce | 14 | 14Z | GASKET: RING JOINT | 2-1/2 IN PIPE, 900 LB | Instruments - Other & Parts : API R27, 316 SS, OVAL, FLANGE NON-SPIRAL, MAGNETIC LEVEL GAUGE, 120-LG-0092B, 120-LG-0102, 135-LG-0116, 150-LG-0553, FLANGE NON-SPIRAL, MAGNETIC LEVEL GAUGE, 120-LG-0092B, 120-LG-0102, 135-LG-0116, 150-LG-0553. | EA | 92 | 0 | 0 | NO | 44.8055 | 8145.1768 |  | V18369 T | V18369 T | 01 | 1 | 2CCB |  |  | MII-4167 |  |  | MIIH-SF |  | 2012-12-13 | 2017-11-17 | 2015-01-23
350 | 29200000TL | 03483 | EGC029003 | P | 58000051 | 58 | EGTL Spares | Mtce | 54 | 54A | GASKET: RING JOINT | 2-1/2 IN PIPE, 300 600 LB | Gaskets : API R26, 316 SS, OVAL, FLANGE NON-SPIRAL, MAGNETIC LEVEL GAUGE, 150-LG-0014, 150-LG-0021, 150-LG-0022, 150-LG-0034, FLANGE NON-SPIRAL, MAGNETIC LEVEL GAUGE, 150-LG-0014, 150-LG-0021, 150-LG-0022, 150-LG-0034 | EA | 90 | 0 | 0 | NO | 53.2628 | 9716.2715 | FLEXITALLIC |  | V18368 | 01 | 1 | 2CCB |  |  | MII-4204 |  |  | MIIH-SF |  | 2012-12-13 | 2017-12-12 | 2015-01-21
351 | 29200000TL | 03483 | EGC009012 | P | 58000054 | 58 | EGTL Spares | Mtce | 54 | 54A | GASKET:CAMPROFILE | 993 MM O.D, 967 MM I.D | 4 MM THK., GRAPHITE LAYER 304 SS, CIRCULAR, 105-ES-001 B MK 10, STYLE: B27A - CIRCULAR, 105-ES-001 B MK 10, STYLE: B27A - CIRCULAR. FOR CS SHELL & TUBE EXCHANGERS | PC | 8 | 0 | 0 | NO | 718.78 | 111590.6 | SEVAL | 2214/605/4 |  | 01,22 | 1 |  | 1CCC |  | 2214-7085 |  |  | AEU |  | 2013-02-16 | 2016-07-01
352 | 29200000TL | 03483 | EGC009011A | P | 58000055 | 58 | EGTL Spares | Mtce | 14 | 14I | GASKET: HEAT EXCHANGER | GRAPHITE LAYER 304 SS | *OBS*Gage&Parts-Othe : CAMPROFILE B27A, B27A - 2 PASSES, 967 MM ID, 993 MM OD, 4 MM THK, 10 MM RIB WD, 0 RADII, SHELL SIDE, 105-ES-001 A/B MK 11, SIZE: 993 O.D. - 967 I.D. -4 THK., SHAPE: CIRCULAR, 105-ES-001 A/B MK 11, SIZE: 993 O | PC | 3 | 0 | 0 | NO | 718.78 | 111590.6 | SEVAL | 2214/605/5 | 175843 | 01,22 | 1 |  |  |  | 2214-7085 |  |  | AEU |  | 2013-02-16 | 2019-08-09
353 | 29200000TL | 03483 | EGC009011A | P | 58000056 | 58 | EGTL Spares | Mtce | 54 | 54A | GASKET: HEAT EXCHANGER | GRAPHITE LAYER 304 SS | Gaskets : CAMPROFILE B27A, B27A - 2 PASSES, 955 MM ID, 981 MM OD, 4 MM THK, 10 MM RIB WD, 0 RADII, SHELL SIDE, 105-ES-001 A/B MK 12, SIZE: 981 O.D. - 955 I.D. -4 THK., SHAPE: CIRCULAR, 105-ES-001 A/B MK 12, SIZE: 981 O. | EA | 4 | 0 | 0 | NO | 752.7179 | 116861.33 | SEVAL | 2214/605/6 | 213-227-08 | 01,22 | 1 | 1BAC |  |  | 2214-7085 |  |  | AEU |  | 2013-02-16 | 2016-07-01
354 | 29200000TL | 03483 | EG1041009 | S | 58000057 | 58 | EGTL Spares | Mtce | 54 | 54A | GASKET:CAMPROFILE B27A | FOR RF FLANGE 2IN 300LB | CIRCULAR, OR EQUIVALENT FOR FLANGE 300#-RF, 105-ES-001 B, 120-ES-016 A, 120-ES-016 B, 130-ES-004 A, 130-ES-004 B, 130-ES-005, STYLE: CAMPROFILE B27A, PIPE SIZE: 1 IN, PRESSURE RATING: | EA | 70 | 0 | 0 | NO | 21.7006 | 3369.0132 | SEVAL | 2214/605/9 | 213-227-09 | 01,22 | 1 | 1AXX |  |  | 2214-7085 |  |  | AEU |  | 2013-02-16 | 2019-05-19
355 | 29200000TL | 03483 | EGC009011A | P | 58000059 | 58 | EGTL Spares | Mtce | 14 | 14Z | GASKET: HEAT EXCHANGER | GRAPHITE LAYER 304 SS | *OBS*Gage&Parts-Othe : CAMPROFILE B27A, CAMPROFILE B27A, 785 MM ID, 811 MM OD, 4 MM THK, 10 MM RIB WD, 0 RADII, SHELL SIDE, 2 PASSES / 120-ES-016 A/B, SIZE: 811 O.D. - 785 I.D. -4 THK., SHAPE: CIRCULAR, 2 PASSES / 120-ES-016 A/B, SI | PC | 7 | 0 | 0 | NO | 737.46 | 114490.67 | SEVAL | 2214/605/11-12 |  | 01,22 | 1 | 1BBB | 1BBB |  | 2214-7086 |  |  | AEU |  | 2013-02-16 | 2016-10-25
356 | 29200000TL | 03483 | EG1012021 | P | 58000062 | 58 | EGTL Spares | Mtce | 54 | 54A | GASKET:CAMPROFILE B27A | FOR RF FLANGE 8IN 300LB | CIRCULAR, OR EQUIVALENT FOR FLANGE, Ø 300 LB RF ITEM 130-ES-004 A/B, STYLE: CAMPROFILE B27A, PIPE SIZE: 8 IN, PRESSURE RATING: 300 LB THICKNESS: 4 MM, OR EQUIVALENT FOR FLANGE, Ø 3 | EA | 4 | 2 | 4 | NO | 155.29 | 24108.7725 | SEVAL | 2214/605/24 | 022 | 01,22 | 1 | 1BBB |  |  | 2214-7087 |  |  | BEU |  | 2013-02-16
357 | 29200000TL | 03483 | EGC009009 | P | 58000065 | 58 | EGTL Spares | Mtce | 56 | 56Z | BOLT:STUD, ALL-THREAD | 1-1/8 IN DIA, 440 LG, 8 UN | *OBS*Fastener-Stud B : SA193-B7(BOLT) / SA194-2H(NUT), SA193/SA194, GR B7/2H, B1.1, 2 HEX NUT, SA 194 GR.2H, 105-ES-001 A/B, B1.1, 2 HEX NUT, SA 194 GR.2H, 105-ES-001 A/B | ST | 2 | 1 | 2 | NO | 32.4 | 11680.2 | OME | 2214/518/2 | STR-0310-060-304SS | 02,22 | 1 |  |  |  | 2214-7085 |  |  | AEU |  | 2013-02-15 | 2019-08-12 | 2019-11-06
358 | 29200000TL | 03483 | EG1039008 | P | 58000066 | 58 | EGTL Spares | Mtce | 56 | 56Z | BOLT:STUD, ALL-THREAD | 1 IN DIA, 280 MM LG, 8 UN | *OBS*Fastener-Stud B : SA 193-B7 (BOLT) / SA 194-2H (NUT), SA193/SA194, GR B7/2H, B1.1, 2 HEX NUT, SA 194 GR.2H, 105-ES-001 A/BB, B1.1, 2 HEX NUT, SA 194 GR.2H, 105-ES-001 A/BB | ST | 10 | 1 | 2 | NO | 20.17 | 3131.39 | OME | 2214/518/1 | GCC-0418-050-P-UF | 02,22 | 1 |  |  |  | 2214-7085 |  |  | AEU |  | 2013-02-15 | 2019-08-13
359 | 29200000TL | 03483 | EGC009008 | P | 58000070 | 58 | EGTL Spares | Mtce | 56 | 56Z | BOLT:STUD, ALL-THREAD | 1-1/8IN DIA, 397MM LG, 8 UN | *OBS*Fastener-Stud B : SA 193-B7 (BOLT) / SA 194-2H (NUT), SA193/SA194, GR B7/2H, B1.1, 2 HEXAGONAL NUT, SA 194 GR.2H, 130-ES-004 A/B, B1.1, 2 HEXAGONAL NUT, SA 194 GR.2H, 130-ES-004 A/B | ST | 11 | 0 | 0 | NO | 32.78 | 10023.1406 | OME | 2214/518/7 | STR-1224-100-SS-300-CON | 02,22 | 1 | 1BBB |  |  | 2214-7087 |  |  | BEU |  | 2013-02-15 | 2019-10-14 | 2018-07-25
360 | 29200000TL | 03483 | EGC009008 | P | 58000071 | 58 | EGTL Spares | Mtce | 56 | 56Z | BOLT: ANCHOR | 1-1/8IN DIA, 397MM LG, 8 UN | Fasteners / Hardware : SA 193-B7 (BOLT) / SA 194-2H (NUT), ? B1.1-EXT PAD DIA 46, 397 LG, + 2 HEXAGONAL NUT, SA 194 GR 2H, 130-ES-004 B, TYPE: COLLAR, SPECIFICATION: SA193, GRADE: B7, ? B1.1-EXT PAD DIA 46, 397 LG, + | ST | 1 | 0 | 0 | NO | 328.01 | 55927.8822 | OME | 2214/518/8 | HILLIARD # PH739-12-CGV | 02,22 | 1 | 1BBB |  |  | 2214-7087 |  |  | BEU |  | 2013-02-15 | 2018-06-27 | 2014-12-01
361 | 29200000TL | 03483 | EGC009008 | P | 58000072 | 58 | EGTL Spares | Mtce | 56 | 56Z | BOLT:STUD, ALL-THREAD | 7/8 IN DIA, 140 MM LG, 8 UNC | *OBS*Fastener-Stud B : SA 193-B7 (BOLT) / SA 194-2H (NUT), SA193/SA194, GR B7/2H, B1.1, 2 HEXAGONAL NUT, SA 194 GR.2H, 130-ES-004 B, B1.1, 2 HEXAGONAL NUT, SA 194 GR.2H, 130-ES-004 B | ST | 2 | 0 | 0 | NO | 10.515 | 2479.9883 | OME | 2214/519/9 | 66 | 02,22 | 1 | 1BBB |  |  | 2214-7087 |  |  | BEU |  | 2013-02-15 | 2019-10-21 | 2019-02-20
362 | 29200000TL | 03483 | EGC009008 | P | 58000073 | 58 | EGTL Spares | Mtce | 56 | 56Z | BOLT:STUD, ALL-THREAD | 7/8 IN DIA, 274 MM LG, 9 UNC | Fasteners / Hardware : SA 193-B7 (BOLT) / SA 194-2H (NUT), SA193/SA194, GR B7/2H, B1.1, 2 HEXAGONAL NUT, SA 194 GR.2H, ITEM 130-ES-005, B1.1, 2 HEXAGONAL NUT, SA 194 GR.2H, ITEM 130-ES-005 | ST | 10 | 0 | 0 | NO | 7.96 | 3020.82 | OME | 2214/518/11 |  | 02,22 | 1 | 1BBB |  |  | 2214-7088 |  |  | BEU |  | 2013-02-15 | 2019-09-26 | 2019-11-19
363 | 29200000TL | 03483 | EGC009008 | P | 58000074 | 58 | EGTL Spares | Mtce | 56 | 56Z | BOLT: ANCHOR | 7/8 IN DIA, 274 MM LG, UNC | Fasteners / Hardware : SA 193-B7 (BOLT) / SA 194-2H (NUT), Ø, B1.1 EXT PAD DIA 37, 274 LG, + 2 HEXAGONAL NUT, SA 194 GR 2H ITEM 130-ES-005, TYPE: COLLAR, SPECIFICATION: SA193 GRADE: B7, Ø, B1.1 EXT PAD DIA 37, 274 LG, + | ST | 8 | 0 | 0 | NO | 122.0375 | 23614.0322 | OME | 2214/518/12 | DKME-2702-01-01 | 02,22 | 1 | 1BBB |  |  | 2214-7088 |  |  | BEU |  | 2013-02-15 |  | 2014-12-01
364 | 29200000TL | 03483 | EG1052035 | P | 58000075 | 58 | EGTL Spares | Mtce | 54 | 54A | GASKET: CHANNEL COVER | 586MM ID, 606MM OD | Gaskets : KAMMPROFILE, GRAPHITE FACING 304T SS, 0.157 IN THK, 9/16 IN RIB WD, 1/4 IN RADII, SYNGAS FEED/EFFLUENT EXCHANGER, WITH RIBS, WITH RIBS. FOR SHELL & TUBE HEAT EXCH | EA | 4 | 0 | 0 | NO | 1075.0692 | 166893.75 | KRUEGER ENG | 06-027 CCG |  | 01,22 | 1 | 1BCB |  |  | 06-027-11 |  |  | 22-192 AEU (06-027) |  | 2013-03-11
365 | 29200000TL | 03483 | EG1052035 | P | 58000076 | 58 | EGTL Spares | Mtce | 54 | 54A | GASKET: CHANNEL | 589MM ID, 610MM OD | Gaskets : KAMMPROFILE, GRAPHITE FACING 304T SS, 0.157 IN THK, 7/16 IN RIB WD, 1/4 IN RADII, SYNGAS FEED/EFFLUENT EXCHANGER, WITH RIBS, WITH RIBS | EA | 4 | 0 | 0 | NO | 1075.0692 | 166893.75 | KRUEGER ENG | 06-027 CG |  | 01,22 | 1 | 1BCB |  |  | 06-027-11 |  |  | 22-192 AEU (06-027) |  | 2013-03-11
366 | 29200000TL | 03483 | EG1052035 | P | 58000077 | 58 | EGTL Spares | Mtce | 54 | 54A | GASKET: SHELL | 589MM ID, 610MM OD | Gaskets : KAMMPROFILE, GRAPHITE FACING 304T SS, 0.157 IN THK, SYNGAS FEED/EFFLUENT EXCHANGER | EA | 4 | 0 | 0 | NO | 620.0399 | 96255 | KRUEGER ENG | 06-027 SG | 0053170802 | 01,22 | 1 | 1BCB |  |  | 06-027-11 |  |  | 22-192 AEU (06-027) |  | 2013-03-11
367 | 29200000TL | 03483 | EG1052035 | P | 58000078 | 58 | EGTL Spares | Mtce | 54 | 54A | GASKET: CHANNEL | 703MM ID, 730MM OD | Gaskets : KAMMPROFILE, GRAPHITE FACING 304T SS, 0.157 IN THK, 7/16 IN RIB WD, 1/4 IN RADII, SYNGAS FEED/EFFLUENT EXCHANGER, WITH RIBS, WITH RIBS | EA | 3 | 0 | 0 | NO | 1255.0808 | 194838.75 | KRUEGER ENG | 06-025 CCG/CG | 0744140002 | 01,22 | 1 | 1BCB | 1BBB |  | 06-025-11 |  |  | 26-197 AFU (06-025) |  | 2013-03-11 | 2018-12-28
368 | 29200000TL | 03483 | EG1052035 | P | 58000079 | 58 | EGTL Spares | Mtce | 54 | 54A | GASKET: SHELL | 703MM ID, 730MM OD | Gaskets : KAMMPROFILE, GRAPHITE FACING 304T SS, 0.157 IN THK, NO RIB RIB WD, SYNGAS FEED/EFFLUENT EXCHANGER | EA | 2 | 0 | 0 | NO | 405.2916 | 73543.6942 | KRUEGER ENG | 06-025 SG | 0704230064 | 01,22 | 1 | 1BCB | 1BBB |  | 06-025-11 |  |  | 26-197 AFU (06-025) |  | 2013-03-11 | 2018-12-28 | 2019-03-04
369 | 29200000TL | 03483 | EG1052035 | P | 58000081 | 58 | EGTL Spares | Mtce | 54 | 54A | GASKET: SHELL | 1562MM ID, 1589MM OD | Gaskets : KAMMPROFILE, GRAPHITE FACING 304T SS, 1562MM ID, 1589MM OD, 0.157 IN THK, NO RIB RIB WD, SYNGAS FEED/EFFLUENT EXCHANGER, 120-ES-118, 120-ES-218 | EA | 8 | 0 | 0 | NO | 1105.0712 | 171551.25 | KRUEGER ENG | 06-022/023 SG | 1.60/6.10 | 01,22 | 1 | 1BCB |  |  | 06-022/023-11 |  |  | 58-172 BXU |  | 2013-03-11
370 | 29200000TL | 03483 | EG1052035 | P | 58000082 | 58 | EGTL Spares | Mtce | 14 | 14Z | GASKET: FRONT AND REAR | CHANNEL COVER | *OBS*Gage&Parts-Othe : KAMMPROFILE, GRAPHITE FACING 304T SS, 1357MM ID, 1384MM OD, 0.157 IN THK, NO RIB RIB WD, SYNGAS FEED/EFFLUENT EXCHANGER | EA | 16 | 0 | 0 | NO | 975.0628 | 151368.75 | KRUEGER ENG | 06-024 FCCG/FCG/RCG/RCCG | 3SDA16001721 | 01,22 | 1 | 1BCB | 1BCB |  | 06-024-11 |  |  | 53-284 AEL |  | 2013-03-11
371 | 29200000TL | 03483 | EG1052035 | P | 58000086 | 58 | EGTL Spares | Mtce | 54 | 54A | GASKET: CHANNEL COVER | 645MM ID, 672MM OD | Gaskets : KAMMPROFILE, GRAPHITE FACING 304T SS, 0.157 IN THK, 5/8 IN & 5/16 IN RIB WD, 1/4 IN RADII, SYNGAS FEED/EFFLUENT EXCHANGER, WITH RIB, WITH RIB | EA | 4 | 0 | 0 | NO | 825.0531 | 128081.25 | KRUEGER ENG | 06-028 CCG/CG | 3ZTW400516476 | 01,22 | 1 | 1BCB |  |  | 06-028-11 |  |  | 24/40-109 AKU |  | 2013-03-11
372 | 29200000TL | 03483 | EG1052035 | P | 58000087 | 58 | EGTL Spares | Mtce | 54 | 54A | GASKET: SHELL | 645MM ID, 672MM OD | Gaskets : KAMMPROFILE, GRAPHITE FACING 304T SS, , 0.157 IN THK, NO RIB RIB WD, SYNGAS FEED/EFFLUENT EXCHANGER | EA | 2 | 0 | 0 | NO | 645.0415 | 100136.25 | KRUEGER ENG | 06-028SG | 3GTW400505721 | 01,22 | 1 | 1BCB |  |  | 06-028-11 |  |  | 24/40-109 AKU |  | 2013-03-11
373 | 29200000TL | 03483 | EGC009006 | P | 58000093 | 58 | EGTL Spares | Mtce | 54 | 54A | GASKET: FLEXICARB | 1168 MM ID, 1195 MM OD | KAMMPROFILE, GMGC - 304L SS, 4 MM THK, 11 MM RIB WD, 6 MM RADII, CHANNEL COVER, 135-ES-004, 135-ES-004 | EA | 2 | 0 | 0 | NO | 595.23 | 182318.949 | EEC | X-7213-K-CCG | 8P4209012699 | 01,22 | 1 | 2CBB | 1CCC |  | X-7213-K |  |  | X-7213 |  | 2013-01-11 | 2016-09-17 | 2016-11-25
374 | 29200000TL | 03483 | EGC009006 | P | 58000095 | 58 | EGTL Spares | Mtce | 54 | 54A | GASKET: FLEXICARB | 1169 MM ID, 1195 MM OD | KAMMPROFILE, GMGC-304L SS, 4 MM THK, NONE RIB WD, NONE RADII, SHELL SIDE, 135-ES-004, 135-ES-004 | EA | 2 | 0 | 0 | NO | 1846.5448 | 286694.55 | EEC | X-7213-K-SG | 3G32600437721 | 01,22 | 1 | 2CBB | 1CCC |  | X-7213-K |  |  | X-7213 |  | 2013-01-11
375 | 29300000TL | 03483 | EGC009006 | P | 58000097 | 58 | EGTL Spares | Mtce | 54 | 54A | GASKET: FLEXICARB | 1236 MM ID, 1262 MM OD | KAMMPROFILE, GMGC - 316L SS, 4 MM THK, NONE RIB WD, NONE RADII, BOTTOM CHANNEL, 135-ES-009, 135-ES-009 | EA | 2 | 1 | 2 | YES | 1053.642 | 1487469.36 | EEC | X-7214-K-BCG | 8P3211012699 | 01,22 | 1 | 2CBB | 1CCC |  | X-7214-K |  |  | X-7214 |  | 2019-11-01 |  | 2025-03-12
376 | 29200000TL | 03483 | EGC009006 | P | 58000100 | 58 | EGTL Spares | Mtce | 54 | 54A | GASKET: FLEXICARB | 1697 MM ID, 1724 MM OD | KAMMPROFILE, GMGC - 304 SS, 4 MM THK, NONE RIB WD, NONE RADII, BOTTOM CHANNEL , 172-ES-007A/B , 172-ES-007A/B | EA | 2 | 0 | 0 | NO | 2011.683 | 312333.9 | EEC | X-7215A-J-BCG | KIT GUAR DL MM3 | 01,22 | 1 | 2CBB | 1CCC |  | X-7215A-J |  |  | X-7215 |  | 2013-01-11
377 | 29200000TL | 03483 | EGC009006 | P | 58000102 | 58 | EGTL Spares | Mtce | 54 | 54A | GASKET: FLEXICARB | 1697 MM ID, 1724 MM OD | KAMMPROFILE, GMGC - 304 SS, 4 MM THK, NONE RIB WD, NOMNE RADII, TOP CHANNEL COVER, . 172-ES-007C/D, . 172-ES-007C/D | EA | 3 | 0 | 0 | NO | 2011.683 | 312333.9 | EEC | X-7215B-J-TCCG | KITGUAR DX3 DS | 01,22 | 1 | 2CBB | 1CCC |  | X-7215B-J |  |  | X-7216 |  | 2013-01-11
378 | 29200000TL | 03483 | EGC009006 | P | 58000103 | 58 | EGTL Spares | Mtce | 54 | 54A | GASKET: FLEXICARB | 1697 MM ID, 1724 MM OD | KAMMPROFILE, GMGC - 304 SS, 4 MM THK, NONE RIB WD, NONE RADII, TOP CHANNEL, ., 172-ES-007C/D, ., 172-ES-007C/D | EA | 2 | 0 | 0 | NO | 2011.683 | 312333.9 | EEC | X-7215B-J-TCG | KIT DD DL/MM 3 | 01,22 | 1 | 2CBB | 1CCC |  | X-7215B-J |  |  | X-7216 |  | 2013-01-11
379 | 29200000TL | 03483 | EGC009006 | P | 58000104 | 58 | EGTL Spares | Mtce | 54 | 54A | GASKET: FLEXICARB | 1697 MM ID, 1724 MM OD | KAMMPROFILE, GMGC - 304 SS, 4 MM THK, NONE RIB WD, NONE RADII, BOTTOM CHANNEL, ., 172-ES-007C/D, 172-ES-007C/D | EA | 2 | 0 | 0 | NO | 2011.683 | 312333.9 | EEC | X-7215B-J-BCG | SET VLV 1/4&QUOT; VV | 01,22 | 1 | 2CBB | 1CCC |  | X-7215B-J |  |  | X-7216 |  | 2013-01-11
380 | 29200000TL | 03483 | EGC009006 | P | 58000105 | 58 | EGTL Spares | Mtce | 54 | 54A | GASKET: FLEXICARB | 1697 MM ID, 1724 MM OD | KAMMPROFILE, GMGC - 304 SS, 4 MM THK, NONE RIB WD, NONE RADII, BOTTOM CHANNEL COVER, ., 172-ES-007C/D, ., 172-ES-007C/D | EA | 2 | 0 | 0 | NO | 2011.683 | 312333.9 | EEC | X-7215B-J-BCCG | KIT DD DX3 DS | 01,22 | 1 | 2CBB | 1CCC |  | X-7215B-J |  |  | X-7216 |  | 2013-01-11
381 | 29200000TL | 03483 | EG1054010 | P | 58000106 | 58 | EGTL Spares | Mtce | 14 | 14Z | GASKET: HEAT EXCHANGER | 311 MM ID, 337 MM OD | *OBS*Gage&Parts-Othe : KAMMPROFILE, CAMPROFILE, GRAPHITE METAL LAYER 304 SS, 5 MM THK, 0 RIB WD, 0 RADII, SHELL SIDE, GMGC, 187-ES-001, GMGC, 187-ES-001 | EA | 3 | 0 | 0 | NO | 49.76 | 7725.24 |  | 2606-SPL-G-01-01 |  | 01,22 | 1 | 2CBB | 2CBB |  | DK2006-037-002 |  |  | DK2006-037 |  | 2013-02-28 | 2014-07-18
382 | 29200000TL | 03483 | EG1054010 | P | 58000107 | 58 | EGTL Spares | Mtce | 14 | 14Z | GASKET: HEAT EXCHANGER | 311MM ID, 337MM OD | *OBS*Gage&Parts-Othe : CAMPROFILE, GRAPHITE LAYER/304 SS, 5MM THK, 10MM RIB WD, 10MM RADII, CHANNEL SIDE, GMGC W/ PASS PART, 187-ES-001, GMGC W/ PASS PART, 187-ES-001 | EA | 3 | 0 | 0 | NO | 64.71 | 10046.2275 |  | 2606-SPL-G-01-02 |  | 01,22 | 1 | 2CBB | 2CBB |  | DK2006-037-002 |  |  | DK2006-037 |  | 2013-02-28 | 2014-07-18
383 | 29200000TL | 03483 | EG1054010 | P | 58000110 | 58 | EGTL Spares | Mtce | 14 | 14Z | GASKET: HEAT EXCHANGER | 647MM ID, 673MM OD | *OBS*Gage&Parts-Othe : CAMPROFILE, GRAPHITE METAL LAYER/304 SS, 5MM THK, 0 RIB WD, 0 RADII, SHELL & TUBE, GMGC, 150-ES-016, GMGC, 150-ES-016 | EA | 11 | 0 | 0 | NO | 81.25 | 12614.0625 |  | 2606-SPL-G-01-05 |  | 01,22 | 1 | 2CBB | 2CBB |  | DK2006-033-002 |  |  | DK2006-033 |  | 2013-02-28 | 2014-01-07
384 | 29200000TL | 03483 | EG1054010 | P | 58000111 | 58 | EGTL Spares | Mtce | 54 | 54A | GASKET: HEAT EXCHANGER | 707MM ID, 733MM OD | *OBS*Gage&Parts-Othe : CAMPROFILE, GRAPHITE METAL LAYER/304 SS, , 5MM THK, 0 RIB WD, 0 RADII, SHELL SIDE, GMGC, 150-ES-014A/B, GMGC, 150-ES-014A/B | EA | 1 | 0 | 0 | NO | 107.8 | 16735.95 |  | 2606-SPL-G-01-06 |  | 01,22 | 1 | 2CBB |  |  | DK2006-031-002 |  |  | DK2006-031 |  | 2013-02-28 | 2022-11-18
385 | 29200000TL | 03483 | EG1054010 | P | 58000112 | 58 | EGTL Spares | Mtce | 14 | 14I | GASKET: HEAT EXCHANGER | 707MM ID, 733MM OD | *OBS*Gage&Parts-Othe : CAMPROFILE, GRAPHITE LAYER/304 SS, 5MM THK, 10MM RIB WD, 10MM RADII, CHANNEL SIDE, GMGC, 150-ES-014A/B, GMGC, 150-ES-014A/B | EA | 2 | 0 | 0 | NO | 161.15 | 25018.5375 |  | 2606-SPL-G-01-07 |  | 01,22 | 1 | 2CBB |  |  | DK2006-031-002 |  |  | DK2006-031 |  | 2013-02-28 | 2022-11-18
386 | 29200000TL | 03483 | EG1054010 | P | 58000113 | 58 | EGTL Spares | Mtce | 54 | 54A | GASKET: HEAT EXCHANGER | 731 MM ID, 757 MM OD | Gaskets : KAMMPROFILE, CAMPROFILE, GRAPHITE METAL LAYER 304 SS, 5 MM THK, 0 RIB WD, 0 RADII, SHELL SIDE, GMGC, 150-ES-015, GMGC, 150-ES-015 | EA | 2 | 0 | 0 | NO | 120.98 | 18782.145 |  | 2606-SPL-G-01-08 |  | 01,22 | 1 | 2CBB | 1BBB |  | DK2006-032-002 |  |  | DK2006-032 |  | 2013-02-28 | 2017-01-06
387 | 29200000TL | 03483 | EG1054010 | P | 58000115 | 58 | EGTL Spares | Mtce | 54 | 54A | GASKET: HEAT EXCHANGER | 783MM ID, 809MM OD | *OBS*Gage&Parts-Othe : CAMPROFILE, GRAPHITE METAL LAYER/304 SS, 5MM THK, 10MM RIB WD, 10MM RADII, CHANNEL SIDE, GMGC W/ PASS PART, 150-ES-009A/B, GMGC W/ PASS PART, 150-ES-009A/B | EA | 2 | 0 | 0 | NO | 174.41 | 27077.1525 |  | 2606-SPL-G-01-10 |  | 01,22 | 1 | 2CBB | 2CBB |  | DK2006-030-002 |  |  | DK2006-030 |  | 2013-02-28 | 2019-07-11
388 | 29200000TL | 03483 | EG1054010 | P | 58000116 | 58 | EGTL Spares | Mtce | 14 | 14Z | GASKET: HEAT EXCHANGER | 783MM ID, 809MM OD | *OBS*Gage&Parts-Othe : CAMPROFILE, GRAPHITE METAL LAYER/304 SS, 5MM THK, 0 RIB WD, 0 RADII, SHELL SIDE, GMGC, 150-ES-009A/B, GMGC, 150-ES-009A/B | EA | 3 | 0 | 0 | NO | 134.16 | 20828.34 |  | 2606-SPL-G-01-11 |  | 01,22 | 1 | 2CBB | 2CBB |  | DK2006-030-002 |  |  | DK2006-030 |  | 2013-02-28 | 2019-09-30
389 | 29200000TL | 03483 | EG1054010 | P | 58000117 | 58 | EGTL Spares | Mtce | 54 | 54A | GASKET: HEAT EXCHANGER | 834MM ID, 860MM OD | Gaskets : CAMPROFILE, GRAPHITE METAL LAYER/304 SS, 5MM THK, 0 RIB WD, 0 RADII, SHELL SIDE, GMGC, 150-ES-021, GMGC, 150-ES-021 | EA | 4 | 0 | 0 | NO | 147.34 | 22874.535 |  | 2606-SPL-G-01-12 |  | 01,22 | 1 | 2CBB |  |  | DK2006-036-002 |  |  | DK2006-036 |  | 2013-02-28
390 | 29200000TL | 03483 | EG1054010 | P | 58000118 | 58 | EGTL Spares | Mtce | 54 | 54A | GASKET: HEAT EXCHANGER | 834MM ID, 860MM OD | Gaskets : CAMPROFILE, GRAPHITE METAL LAYER/304 SS, 5MM THK, 10MM RIB WD, 10MM RADII, CHANNEL SIDE, GMGC W/ PASS PART, 150-ES-021, GMGC W/ PASS PART, 150-ES-021 | EA | 4 | 0 | 0 | NO | 277.73 | 43117.5825 |  | 2606-SPL-G-01-13 |  | 01,22 | 1 | 2CBB |  |  | DK2006-036-002 |  |  | DK2006-036 |  | 2013-02-28
391 | 29200000TL | 03483 | EG1054010 | P | 58000119 | 58 | EGTL Spares | Mtce | 54 | 54A | GASKET: HEAT EXCHANGER | 821 MM ID, 847 MM OD | Gaskets : KAMMPROFILE, CAMPROFILE, GRAPHITE METAL LAYER 304 SS, 5 MM THK, 10 MM RIB WD, 10 MM RADII, CHANNEL SIDE, GMGC, W/ PASS PART, 150-ES-021, GMGC, W/ PASS PART, 150-ES-021 | EA | 1 | 0 | 0 | NO | 590.8266 | 110881.3625 | KUKIL INNTOT | 2606-SPL-G-01-14 |  | 01,22 | 1 | 2CBB |  |  | DK2006-036-002 |  |  | DK2006-036 |  | 2013-02-28 | 2019-10-15 | 2015-03-24
392 | 29200000TL | 03483 | EG1054010 | P | 58000120 | 58 | EGTL Spares | Mtce | 14 | 14Z | GASKET: HEAT EXCHANGER | 929 MM ID, 955 MM OD | *OBS*Gage&Parts-Othe : KAMMPROFILE, CAMPROFILE, GRAPHITE METAL LAYER 304 SS, 5 MM THK, 0 RIB WD, 0 RADII, SHELL SIDE, GMGC, 150-ES-017, GMGC, 150-ES-017 | EA | 6 | 0 | 0 | NO | 173.6742 | 26973.8984 |  | 2606-SPL-G-01-15 |  | 01,22 | 1 | 2CBB | 2CBB |  | DK2006-034-002 |  |  | DK2006-034 |  | 2012-12-14 | 2014-08-10
393 | 29200000TL | 03483 | EG1054010 | P | 58000121 | 58 | EGTL Spares | Mtce | 14 | 14Z | GASKET: HEAT EXCHANGER | 930 MM ID, 955 MM OD | *OBS*Gage&Parts-Othe : KAMMPROFILE, CAMPROFILE, GRAPHITE METAL LAYER 304 SS, 5 MM THK, 10 MM RIB WD, 10 MM RADII, CHANNEL SIDE, GMGC W/ PASS PART, 150-ES-017, GMGC W/ PASS PART, 150-ES-017 | EA | 5 | 0 | 0 | NO | 316.16 | 49083.84 |  | 2606-SPL-G-01-16 |  | 01,22 | 1 | 2CBB | 2CBB |  | DK2006-034-002 |  |  | DK2006-034 |  | 2013-02-28 | 2014-08-10
394 | 29200000TL | 03483 | EG1025010 | P | 58000122 | 58 | EGTL Spares | Mtce | 14 | 14Z | GASKET: HEAT EXCHANGER | 73.2 MM ID, 108 MM OD | *OBS*Gage&Parts-Othe : KAMMPROFILE, CAMPROFILE, GRAPHITE METAL LAYER 304 SS, 4.5 MM THK, 0 RIB WD, 0 RADII, 2 IN -300#RF, GMGC, ANSI NO 300 RF, 150-ES-009A/B, 150-ES-014A/B, 150-ES-015, 150-ES-017, 150-ES-021, 187-ES-021 / DK2006-03 | EA | 55 | 0 | 0 | NO | 17.42 | 2704.455 |  | 2606-SPL-G-01-17 |  | 01,22 | 1 | 2CBB | 2CBB |  | DK2006-030-004 |  |  | DK2006-030 |  | 2013-03-01 | 2017-01-06
395 | 29200000TL | 03483 | EG1054010 | P | 58000123 | 58 | EGTL Spares | Mtce | 14 | 14Z | GASKET: HEAT EXCHANGER | 190.5 MM ID, 247.7 MM OD | *OBS*Gage&Parts-Othe : KAMMPROFILE, CAMPROFILE, GRAPHITE METAL LAYER 304 SS, 4.5 MM THK, 0 RIB WD, 0 RADII, 6 IN -300#RF, GMGC, ANSI NO 300 RF, 150-ES-009A/B, 150-ES-014A/B / DWG NO DK2006-031-005, GMGC, ANSI NO 300 RF, 150-ES-00 | EA | 20 | 0 | 0 | NO | 80.44 | 12488.31 |  | 2606-SPL-G-01-18 |  | 01,22 | 1 | 2CBB | 2CBB |  | DK2006-030-004 |  |  | DK2006-030 |  | 2013-02-28 | 2014-07-06
396 | 29200000TL | 03483 | EG1054010 | P | 58000124 | 58 | EGTL Spares | Mtce | 54 | 54A | GASKET: HEAT EXCHANGER | 238.3 MM ID, 304.8 MM OD | Gaskets : KAMMPROFILE, CAMPROFILE, GRAPHITE METAL LAYER 304 SS, 4.5MM THK, 0 RIB WD, 0 RADII, 8 IN -300#RF, GMGC, ANSI NO 300 RF, 150-ES-009A/B, GMGC, ANSI NO 300 RF, 150-ES-009A/B | EA | 4 | 0 | 0 | NO | 111.88 | 17369.37 |  | 2606-SPL-G-01-19 |  | 01,22 | 1 | 2CBB |  |  | DK2006-030-004 |  |  | DK2006-030 |  | 2013-02-28
397 | 29200000TL | 03483 | EG1025010 | S | 58000125 | 58 | EGTL Spares | Mtce | 14 | 14Z | GASKET: RING JOINT | 2 IN PIPE, 600 LB, API 6A | *OBS*Gage&Parts-Othe : 304TP SS, ASME B16.20, OCTAGONAL, ANSI, 150-ES-018, API 6A, ANSI, 150-ES-018. FOR HEAT EXCHANGERS | EA | 106 | 0 | 0 | NO | 26.1171 | 5019.5183 | FLEXITALLIC GASKET |  |  | 01 | 1 | 2CBB | 2CBB |  | DK2006-035-004 |  |  |  |  | 2013-02-28 | 2017-12-11 | 2015-01-22
398 | 29200000TL | 03483 | EG1025010 | P | 58000126 | 58 | EGTL Spares | Mtce | 14 | 14Z | GASKET: RING JOINT | 2 IN PIPE, 900 LB, API 6A | *OBS*Gage&Parts-Othe : 304TP SS, ASME B16.20, OCTAGONAL, ANSI, 150-ES-016, API 6A, ANSI, 150-ES-016. FOR HEAT EXCHANGERS | EA | 114 | 0 | 0 | NO | 31.5555 | 6013.08 | FLEXITALLIC | R24 304 SS |  | 01 | 1 | 2CBB | 2CBB |  | DK2006-033-003 |  |  | R24 304 SS |  | 2013-02-28 |  | 2015-01-22
399 | 29200000TL | 03483 | EGC015014 | P | 58000128 | 58 | EGTL Spares | Mtce | 70 | 70Z | TIP: GUN | AQUEOUS WASTE | Boilers & Associated Parts : 1 IN NPT, C276, 172-HF-108B, 172-HF-108B. FOR PROCESS BOILER SYSTEM | EA | 5 | 0 | 0 | NO | 3428.9873 | 532178.83 | CALLIDUS | 201141 |  | 22 | 1 | 2BBA |  |  | EGTL1-CAL-MEC-DD-720001 |  |  | PROCESS BOILER / INCIN. |  | 2012-12-06
400 | 29200000TL | 03483 | EGC015014 | P | 58000130 | 58 | EGTL Spares | Mtce | 70 | 70Z | ORIFICE: 1/2 IN NPT | PILOT GAS | Boilers & Associated Parts : SA105, PROCESS BOILER SYSTEM 172-XP-108B | EA | 1 | 0 | 0 | NO | 162.0313 | 25156.98 | CALLIDUS | 5113032017 | 5113032017 | 22 | 1 | 2BBA |  |  | EGTL1-CAL-MEC-GA-720005 |  |  | PROCESS BOILER PACK |  | 2012-01-06
401 | 29200000TL | 03483 | EGC015014 | P | 58000131 | 58 | EGTL Spares | Mtce | 51 | 51Z | ORIFICE: 1/2 IN NPT | PILOT AIR | Electric-Other : SA105, PROCESS BOILER SYSTEM 172-XP-108B | EA | 1 | 0 | 0 | NO | 162.0313 | 25156.98 | CALLIDUS | 5113032018 | 5113032018 | 22 | 1 | 2BBA |  |  | EGTL1-CAL-MEC-GA-720005 |  |  | PROCESS BOILER PACK |  | 2012-01-06
402 | 29200000TL | 03483 | EGC015014 | P | 58000133 | 58 | EGTL Spares | Mtce | 51 | 51Z | TIP: CENTER GAS 3 IN | PROCESS BOILER SYSTEM | Electric-Other : CK20, 172-XP-108B | EA | 1 | 0 | 0 | NO | 389.0752 | 60407.81 | CALLIDUS | 51130420 | 051130420 | 22 | 1 | 2BBA |  |  | EGTL1-CAL-MEC-GA-720005 |  |  | PROCESS BOILER PACK |  | 2012-01-06
403 | 29200000TL | 03483 | EGC015026 | P | 58000134 | 58 | EGTL Spares | Mtce | 70 | 70Z | TIP: 1ST RING PRY GAS | 2 IN, CK-20, CK20, | Boilers & Associated Parts : 172-XP-108B, CK20, | EA | 12 | 0 | 0 | NO | 348.0672 | 54040.92 | CALLIDUS | 051130421 |  | 22 | 1 | 2BBA |  |  | EGTL1-CAL-MEC-GA-720005 |  |  | PROCESS BOILER PACK |  | 2012-12-05
404 | 29200000TL | 03483 | EGC006005 | P | 58000137 | 58 | EGTL Spares | Mtce | 57 | 57A | HOSE:FLEXIBLE STL WIRE BRAIDED | 1 IN, 10-3/4 IN LG, RF FLG | *OBS*Hoses&Parts-Oth : 150 PSI, 316 SS, FLG/FLG, FLG/FLG. FOR PROCESS BOILER SYSTEM | EA | 24 | 0 | 0 | NO | 407.72 | 124582.1493 | CSENOIR FLEXONIC | 51130315A/B18 |  | 01,22 | 1 | 2BBA | 2BBA |  | EGTL1-CAL-MEC-GA-720005 |  |  | PROCESS BOILER PACK |  | 2012-12-05 | 2018-02-21 | 2018-07-25
405 | 29200000TL | 03483 | EGC006011 | P | 58000138 | 58 | EGTL Spares | Mtce | 57 | 57A | HOSE:FLEXIBLE STL WIRE BRAIDED | 1 IN, 27 IN LG, RF FLG | *OBS*Hoses&Parts-Oth : 150 PSI, 316 SS, PROCESS BOILER SYSTEM | EA | 24 | 0 | 0 | NO | 424.49 | 129706.3587 | SENOIR FLEXONIC | 51130315A/B19 |  | 01,22 | 1 | 2BBA | 2BBA |  | EGTL1-CAL-MEC-GA-720005 |  |  | PROCESS BOILER PACK |  | 2012-12-05 | 2018-02-21 | 2018-07-25
406 | 29200000TL | 03483 | EG1050002 | P | 58000150 | 58 | EGTL Spares | Mtce | 54 | 54A | GASKET: HEAT EXCHANGER | GRAPHITE METAL LAYER 304 SS | Gaskets : KAMMPROFILE, 590 MM ID, 616 MM OD, 5 MM THK, 0 RIB WD, 0 RADII, SHELL & TUBE, 145-ES-001, SHELL SIDE, 145-ES-001, SHELL SIDE | EA | 2 | 0 | 0 | NO | 487.45 | 149159.7 | KUK-IL INNOT CO | 2638-SPL3-02-01 |  | 01,22 | 1 | 1BBA | 1BBB |  | DK2006-208-002 |  |  | DK2006-208 |  | 2013-03-09 | 2018-08-13 | 2018-08-30
407 | 29200000TL | 03483 | EG1024011 | P | 58000152 | 58 | EGTL Spares | Mtce | 54 | 54A | GASKET: HEAT EXCHANGER | GRAPHITE METAL LAYER 304 SS | Gaskets : KAMMPROFILE, 70 MM ID, 111 MM OD, 5 MM THK, 0 RIB WD, 0 RADII, GMGC, 2 IN - ANSI 300 RF, GMGC, 2 IN - ANSI 300 RF | EA | 20 | 0 | 0 | NO | 46.8 | 7265.7 | KUK-IL INNOT CO | 2638-SPL3-02-03 |  | 01,22 | 1 | 1BBA |  |  | DK2006-208-004 |  |  | DK2006-208 |  | 2013-03-09
408 | 29200000TL | 03483 | EGC015014 | P | 58000155 | 58 | EGTL Spares | Mtce | 51 | 51Z | LIGHT: INDICATING | PILOT, 24 VDC, GREEN | Electric-Other : PANEL MOUNT, WIRE | EA | 17 | 0 | 0 | NO | 1167.5353 | 188612.647 | CROUSE-HINDS | EMP009-J3-LED |  | 01,10,22 | 1 | 2BBA |  |  | EGTL1-MGN-PRO-PI-720001 |  |  | PROCESS BOILER PACK |  | 2012-12-05
409 | 29200000TL | 03483 | EG1020016 | P | 58000156 | 58 | EGTL Spares | Mtce | 51 | 51Z | LIGHT: INDICATING | PILOT, 24 VDC, RED | Electric-Other : PANEL MOUNT, WIRE | EA | 20 | 0 | 0 | NO | 337.0069 | 52319.2332 | CROUSE-HINDS | EMP009-J1-LED |  | 01,10,22 | 1 | 2BBA |  |  | EGTL1-MGN-PRO-PI-720001 |  |  | PROCESS BOILER PACK |  | 2012-12-05 |  | 2014-03-21
410 | 29300000TL | 03483 | EG1055046 | P | 58000158 | 58 | EGTL Spares | Mtce | 70 | 70Z | THERMOCOUPLE: K | 2000 DEG. F, 1/2 IN JUNCTION | Boilers & Associated Parts : 16 GAUGE WIRE, 24 IN LG, 3/8 IN SHEATH DIA, INCONELL 600 SHEATH, 2 IN, 3/4 NPT MOUNT, INC 600, 1/2 IN JUNCTION. FOR PROCESS BOILER SYSTEM | EA | 8 | 5 | 8 | YES | 10170 | 4624400.7 | PYROMATION | KK63U-SF620ZR12641-SL |  | 22 | 1 | 2BBA |  |  | EGTL1-MGN-PRO-PI-720050 |  |  | PROCESS BOILER PACK |  | 2019-11-01 |  | 2022-08-30
411 | 29200000TL | 03483 | EGC015027 | P | 58000164 | 58 | EGTL Spares | Mtce | 70 | 70Z | DETECTOR: RTD | 16 GAUGE WIRE | Boilers & Associated Parts : PLATINUM ELEMENT, 1 IN DIA, 8 1/2 IN LG, 316 SS TUBE, SENSOR, 16 GA, -328 TO 1112 DEG. F, 100 OHM, | EA | 3 | 0 | 0 | NO | 1895.3662 | 294274.55 | PYROMATION | R1T285H483 8.5 | 002-302-390 | 01,22 | 1 | 2BBA |  |  | EGTL1-MGN-PRO-PI-720028 |  |  | PROCESS BOILER PACK |  | 2012-12-05
412 | 29200000TL | 03483 | EGC015026 | P | 58000165 | 58 | EGTL Spares | Mtce | 70 | 70Z | DETECTOR: RTD | 17 GAUGE WIRE | Boilers & Associated Parts : PLATINUM ELEMENT, 1 IN DIA, 11 1/2 IN LG, 316 SS TUBE, SENSOR, 16 GA, SENSOR -328 TO 1112 DEG. F, 100 OHM, | EA | 3 | 0 | 0 | NO | 1895.3662 | 294274.55 | PYROMATION | R1T285H483 11.5 | 002-310-013 | 01,22 | 1 | 2BBA |  |  | EGTL1-MGN-PRO-PI-720028 |  |  | PROCESS BOILER PACK |  | 2012-12-05
413 | 29200000TL | 03483 | EG1018002 | P | 58000169 | 58 | EGTL Spares | Mtce | 28 | 28E | POWER SUPPLY:50/60 HZ INPUT | FOR FLAME SCANNER | Fire and Gas Control Systems : 24 VDC OUTPUT, 2.1A OUTPUT, 172-XP-108B, 172-XP-108B. FOR FIREYE Flame Scanner (OMRON S8VS-06024). | EA | 9 | 0 | 0 | NO | 242.9058 | 37712.0828 | FIREYE |  | 002-276-255 | 01,10,22 | 1 | 2BBA |  |  | EGTL1-MGN-PRO-PI-720105 |  |  | S8VS-06024 |  | 2012-12-05 |  | 2014-03-27
414 | 29200000TL | 03483 | EG1018006 | P | 58000170 | 58 | EGTL Spares | Mtce | 28 | 28E | RELAY:FLAME SCANNER, 2A | 240 VAC,NO-NC,2 FORM C CONTACT | Fire and Gas Control Systems : SPDT,24 VDC COIL,NO TERMINALS TERMINAL,1 IN NPT MOUNT,CAST ALUMINUM W/ BLACK POWDER COAT FINISH ENCLOSURE, 172-XP-108B, 172-XP-108B. FOR PROCESS BOILER SYSTEM | EA | 7 | 0 | 0 | NO | 3642.2257 | 565382.6974 | FIREYE | 65UV 5-1004 | 002-302-242 | 01,10,22 | 1 | 2BBA |  |  | EGTL1-MGN-PRO-PI-720105 |  |  | 65UV 5-1004 |  | 2012-12-06 | 2014-08-14 | 2014-07-03
415 | 29200000TL | 03483 | EGC015026 | P | 58000171 | 58 | EGTL Spares | Mtce | 31 | 31A | GLASS: SIGHT 4IN | 150LB, PYREX, CLEAR | Commissary - Kitchen/Galley - non-food items: WITH 2 GASKETS EA, 172-HF-108B, WITH 2 GASKETS EA, 172-HF-108BCALLIDUS DRAWING NO STD-1292 | EA | 7 | 0 | 0 | NO | 2744.3047 | 456930.054 | AM PACKING | 200877 | 002-302-244 | 22 | 1 | 2BBA |  |  | EGTL1-CAL-MEC-DD-720006 |  |  | PROCESS BOILER / INCIN. |  | 2013-01-12 | 2014-07-16 | 2014-11-29
416 | 29200000TL | 03483 | EG1059FLR | P | 58000172 | 58 | EGTL Spares | Mtce | 51 | 51K | PROBE:PILOT IGNITION | 5/8 IN TIP DIA, | Power conditioning equipment : HIGH ENERGY SPARK COMPONENT IGINATION PROBE, CONNECTION 3/4" M.N.P.T 304 & 310 STAINLESS STEEL 12 IN CABLE LG, FOR PROCESS BOILER SYSTEM. | EA | 7 | 0 | 0 | NO | 2963.0525 | 795371.5678 | STACKMATCH | CPB-1 | 002-302-266 | 22 | 1 | 2BBA |  |  | EGTL1-CAL-MEC-GA-720005 |  |  | CPB-1 PROBE |  | 2012-12-06 | 2017-11-19 | 2017-02-10
417 | 29200000TL | 03483 | EGC015014 | P | 58000175 | 58 | EGTL Spares | Mtce | 70 | 70Z | VALVE: GATE,1/2 IN | 800 LB, 1/2 IN, A105 BODY | Boilers & Associated Parts : SS SEAT, FULL PORT, HAND, HANDWHEEL OPERATED, 77 DEG. F, GRAPHITE, SW X FNPT, RISING STEM OUTSIDE SCREW. FOR PROCESS BOILER SYSTEM | EA | 1 | 0 | 0 | NO | 172.9886 | 26858.25 | BONNEY FORGE | 1/2&QUOT;-HL-11-SW/T | 002-272-148 | 02,22 | 1 | 2BBA |  |  | EGTL1-MGN-PRO-PI-720050 |  |  | PROCESS BOILER PACK |  | 2013-08-16 | 2020-09-01
418 | 29200000TL | 03483 | EG1049003 | P | 58000176 | 58 | EGTL Spares | Mtce | 54 | 54A | GASKET: SPIRAL WOUND | DN800 (32 IN) PIPE,600 LB | Gaskets : 304 SS INNER RING,CS OUTER RING,GRAPHITE FILLER,304 SS WINDING,FLEXITALLIC CGI,3.2MM THK,120-VD-018, ASME B16.20, FOR PRESSURE VESSELS | PC | 15 | 0 | 0 | NO | 181.1407 | 34654.0263 | FLEXITALLIC GASKET |  | 002-272-144 | 01,22 | 1 | 2CCC | 2BBB |  | EGTL1-MIS-VES-GA-203003 |  |  | SWG STYLE CGI |  | 2012-12-07 | 2022-05-31 | 2015-08-23
419 | 29200000TL | 03483 | EGC002012 | P | 58000177 | 58 | EGTL Spares | Mtce | 56 | 56Z | BOLT: STUD 2 IN DIA | 16-1/2IN LG,8 UN,254MM THD LG | Fasteners / Hardware : CR MOLY,SA193,GR B7, WITH 2 HEX NUTS, 194-2H,120-VD-018, FOR PRESSURE VESSELS. ( “Note: This item requires PMI testing and logging, if passed, markings and documentation as per the PMI specification are required.”) | PC | 6 | 0 | 0 | NO | 74.3373 | 12367.3983 | MIS |  | 423-749-046 | 02,21,22 | 1 | 2CCC |  |  | EGTL1-MIS-VES-GA-203003 |  |  | 9465-04 |  | 2012-12-07 | 2018-10-17 | 2014-11-06
420 | 29200000TL | 03483 | EGC013009 | P | 58000181 | 58 | EGTL Spares | Mtce | 56 | 56Z | BOLT: STUD,NOZZLE,3/4 IN DIA | 10 UNC,5-1/2 IN THD LG | Fasteners / Hardware : CR MOLY,SA193,GR B7, WITH 2 HEX NUTS, SA194 2H135-VD-002. FOR SS CLAD DRUMS. ( “Note: This item requires PMI testing and logging, if passed, markings and documentation as per the PMI specification are required.”) | PC | 36 | 0 | 0 | NO | 3.5325 | 589.0009 | MIS |  | 002-272-228 | 02,21,22 | 1 | 2BBC |  |  | EGTL1-MIS-VES-DD-351002 |  |  | 9464-05 |  | 2012-12-06 |  | 2014-10-31
421 | 29200000TL | 03483 | EGC011009 | P | 58000186 | 58 | EGTL Spares | Mtce | 54 | 54A | GASKET: SPIRAL WOUND | MA BATCH HOLDING TANKS | Gaskets : DN75 (3 IN) PIPE, 150 LB, 304 SS INNER RING, CS OUTER RING, GRAPHITE FILLER, 316 SS WINDING, FLEXITALLIC CGI, ASME B16.20, OR EQUAL, 150 LB RF, 145-TK-001, ASME B16.20, OR EQUAL, 150 LB RF, 145-TK-001 | PC | 4 | 0 | 0 | NO | 12.984 | 3625.1865 | MIS |  | 002-302-260 | 01,22 | 1 | 3CAC |  |  | EGTL1-MIS-VES-DD-452002 |  |  | 1644-01 |  | 2012-10-27 | 2017-04-04 | 2017-04-25
422 | 29200000TL | 03483 | EGC008017 | P | 58000189 | 58 | EGTL Spares | Mtce | 56 | 56Z | STUD BOLT:1-1/2 IN DIA,9-1/4 | IN LG,8 UN,9 1/4 IN THD LG | *OBS*Fastener-Stud B : CR MO,SA193,GR B7, WITH 2 HEX NUTS, 194-2H, 130-VD-107/207,130-VD-010, 130-VD-013, 130-VD-014, 130-VD-106, 206, 130-VD-116, 216, 172-VD-014, DWG NO EGTL1-MIS-VE, (FOR PRESSURE VESSELS) | PC | 34 | 0 | 0 | NO | 14.8597 | 2622.3126 | MIS |  |  | 02,21,22 | 1 | 2CCC | 2CCC |  |  |  |  | 9465-02 / 9465-03 |  | 2012-12-06 | 2019-08-09 | 2016-02-12
423 | 29200000TL | 03483 | EGC018025 | P | 58000191 | 58 | EGTL Spares | Mtce | 56 | 56Z | STUD BOLT:NOZZLE,5/8 IN DIA | 11 UNC,4-1/4 IN THD LG | *OBS*Fastener-Stud B : CR MOLY,SA193,GR B7,WITH 2 NUTS, SA194-2H,172-VD-002. ( “Note: This item requires PMI testing and logging, if passed, markings and documentation as per the PMI specification are required.”) | PC | 4 | 0 | 0 | NO | 2.0004 | 310.58 | MIS |  | 7075004801 | 02,21,22 | 1 | 2BBC | 2BBC |  | EGTL1-MIS-VES-GA-721001 |  |  | 9464-07 |  | 2012-12-06
424 | 29200000TL | 03483 | EGC015023 | P | 58000193 | 58 | EGTL Spares | Mtce | 54 | 54A | GASKET: SPIRAL WOUND | DN150(6 IN) PIPE,150 LB,304SS | INNER RING,CS OUTER RING,GRAPHITE FILLER,304 SS WINDING,3.2MM THK, ASME B16.20,172-VD-006, EGTL1-MIS-VESS-GA-724001M | PC | 3 | 0 | 0 | NO | 42 | 12823.44 | MIS |  | 8362020150 | 01,22 | 1 | 2CBC |  |  | EGTL1-MIS-VES-GA-724001 |  |  | 9466-03 |  | 2012-12-14 | 2017-12-16 | 2018-05-02
425 | 29200000TL | 03483 | EGC013009 | P | 58000196 | 58 | EGTL Spares | Mtce | 56 | 56Z | BOLT:STUD MANWAY,1-1/8 IN DIA | 8 UN,6-3/4 IN THD LG,CR MO | Fasteners / Hardware : SA193,GR B7,WITH 2 HEX NUTS, SA194 2H, 172-VD-005,181-VD-002, DWG NO EGTL1-MIS-VES-GA-811001 | PC | 24 | 0 | 0 | NO | 9.1863 | 1510.1092 | MIS |  | DRR-S-125-H-SS-UPG-AD | 02,22 | 1 | 2BBC |  |  | EGTL1-MIS-VES-GA-721002 |  |  | 9464-08 |  | 2012-12-06 |  | 2014-10-31
426 | 29200000TL | 03483 | EGC013009 | P | 58000198 | 58 | EGTL Spares | Mtce | 56 | 56Z | BOLT: STUDNOZZLE,3/4 IN DIA | 10 UNC,4-1/4 IN THD LG,CR MO | Fasteners / Hardware : SA193,GR B7, WITH 2 HEX NUTS, SA194-2H, 181-VD-002, 172-VD-005, DWG NO EGTL1-MIS-VES-GA-811001 | PC | 36 | 0 | 0 | NO | 5.0519 | 810.8064 | MIS |  |  | 02,22 | 1 | 2BBC |  |  | EGTL1-MIS-VES-GA-721002 |  |  | 9464-08 |  | 2012-12-06 |  | 2014-10-31
427 | 29200000TL | 03483 | EGC009005 | P | 58000200 | 58 | EGTL Spares | Mtce | 56 | 56Z | BOLT: STUD,MANWAY,1-1/2IN DIA | 8 UN,9-3/4 IN THD LG,CR MO | *OBS*Fastener-Stud B : SA193,GR B7, ADDITIONAL INFORMATION:WITH 2 HEX NUTS, 194 2H,120-VD-107/207, 130-VD-109/209, DWG NO EGTL1-MIS-VES-DD-301002, WITH 2 HEX NUTS, 194 2H,120-VD-107/207, 130-VD-109/209, DWG NO | PC | 26 | 0 | 0 | NO | 15.0029 | 2329.35 | MIS |  |  | 02,22 | 1 | 2BBC | 2BBC |  | EGTL1-MIS-VES-DD-201002 |  |  | 9464-01 / 9464-02 |  | 2012-12-06 | 2016-04-15
428 | 29200000TL | 03483 | EGC018029 | P | 58000201 | 58 | EGTL Spares | Mtce | 56 | 56Z | BOLT: STUD 1-1/8 IN DIA | 8 UN,7-3/4 IN THD LG CR MOLY | Fasteners / Hardware : SA193,GR B7,WITH 2 HEX NUTS, 194-2H,120-VD-018. ( “Note: This item requires PMI testing and logging, if passed, markings and documentation as per the PMI specification are required.”) | PC | 36 | 0 | 0 | NO | 10.4336 | 1736.6705 | MIS |  |  | 02,21,22 | 1 | 2CCC |  |  | EGTL1-MIS-VES-GA-203003 |  |  | 9465-04 |  | 2012-12-07 |  | 2014-10-31
429 | 29200000TL | 03483 | EG1025004 | P | 58000203 | 58 | EGTL Spares | Mtce | 56 | 56Z | BOLT:STUD, ALL-THREAD | HEAT EXCHANGERS | *OBS*Fastener-Stud B : 7/8 IN DIA, 257 MM LG, 9 UNC, 217 MM THD LG, CR-MO, SA193, GR B7, 2 HEAVY NUTS, SA 1942H, 145-ES-0001, 2 HEAVY NUTS, SA 1942H, 145-ES-0001 | ST | 4 | 0 | 0 | NO | 14.3009 | 2220.075 | SAMSUNG BOLT CO. | 2638-SPL3-02-04 | 50BC03J30X | 02,22 | 1 | 1BBA | 1BBA |  | DK2006-208-002 |  |  | DK2006-208 |  | 2013-03-10
430 | 29300000TL | 03483 | EGC017022 | P | 58000204 | 58 | EGTL Spares | Mtce | 54 | 54A | GASKET: SPIRAL WOUND | DN50 (3 IN) PIPE,150LB,304 SS | Gaskets : INNER RING,CS OUTER RING,GRAPHITE FILLER,304L SS WINDING,3.2MM THK, ASME B16.20,172-VD-021 EGTL1-MIS-VES-GA-724003, MIS | PC | 1 | 0 | 1 | YES | 107.26 | 166604.7015 | MIS |  |  | 01,22 | 1 | 2CBC |  |  | EGTL1-MIS-VES-GA-724003 |  |  | 9466-05 |  | 2019-11-01 | 2024-10-01 | 2024-10-28 |  |  | -2 | 1
431 | 29200000TL | 03483 | EGC009005 | P | 58000206 | 58 | EGTL Spares | Mtce | 56 | 56Z | BOLT: STUD,MANWAY,1-1/4IN DIA | 7-1/2 IN LG,8 UN,195MM THD LG | Fasteners / Hardware : CR MOLY,SA193,GR B7, WITH 2 HEX NUTS, SA194 2H, 172-VD-002. ( “Note: This item requires PMI testing and logging, if passed, markings and documentation as per the PMI specification are required.”) | PC | 36 | 0 | 0 | NO | 13.2118 | 2185.7706 | MIS |  |  | 02,21,22 | 1 | 2BBC |  |  | EGTL1-MIS-VES-GA-721001 |  |  | 9464-07 |  | 2012-12-06 |  | 2014-10-31
432 | 29200000TL | 03483 | EGC009005 | P | 58000207 | 58 | EGTL Spares | Mtce | 56 | 56Z | BOLT: STUD, | 1-1/2 IN DIA,8 UN,9 IN THD LG | Fasteners / Hardware : CR MO,SA193,GR B7,WITH 2 HEX NUTS, 194-2H,130-VD-013 | PC | 37 | 0 | 0 | NO | 13.1004 | 2465.2553 | MIS |  |  | 02,22 | 1 | 2CCC |  |  | EGTL1-MIS-VES-GA-303003 |  |  | 9465-06 |  | 2012-12-07 |  | 2014-11-20
433 | 29200000TL | 03483 | EGC009009A | S | 58000209 | 58 | EGTL Spares | Mtce | 56 | 56Z | BOLT: STUD,:NOZZLE,3/4 IN DIA | 10 UNC,5-1/4 IN THD LG,CR MO | Fasteners / Hardware : SA193,GR B7, WITH 2 HEX NUTS, SA194- 2H135-VD-007 | PC | 14 | 0 | 0 | NO | 13.17 | 2198.3156 | MIS |  | CSL//ALR121-S01 | 02,22 | 1 | 2BBC |  |  | EGTL1-MIS-VES-GA-351002 |  |  | 9464-06 |  | 2012-12-06 | 2025-01-07 | 2014-10-31 | -14 | 1
434 | 29200000TL | 03483 | EG1025004 | P | 58000211 | 58 | EGTL Spares | Mtce | 02 | 02A | BOLT: COLLAR | 7/8 IN DIA, 267 MM LG, 9 UNC, | Heating Ventilation and Air Conditioning Equipnment & Parts : HEX HD,CR-MO,SA193,GR B7,2 HEAVY NUTS,SA194-2H,145-ES-0001,2 HEAVY NUTS,SA 194-2H,145-ES-0001 | ST | 2 | 1 | 2 | NO | 292.3 | 89233.344 | SAMSUNG BOLT CO. | 2638-SPL3-02-05 | CSL//EB401-11 | 02,22 | 1 | 1BBA |  |  | DK2006-208-002 |  |  | DK2006-208 |  | 2013-03-10 | 2016-04-23 | 2017-05-25
435 | 29200000TL | 03483 | EG1049010 | P | 58000215 | 58 | EGTL Spares | Mtce | 54 | 54A | GASKET: SPIRAL WOUND | DN500 (20 IN) PIPE,300LB,304SS | Gaskets : INNER RING,CS OUTER RING,GRAPHITE FILLER,304L SS WINDING,3.2MM THK, ASME B16.20, 135-VD-008, EGTL1-MIS-VES-GA-354001, M | PC | 50 | 0 | 0 | NO | 108.7143 | 16875.2253 | MIS |  |  | 01,22 | 1 | 2CBC |  |  | EGTL1-MIS-VES-GA-354001 |  |  | 9466-01 |  | 2012-12-07 |  | 2014-07-03
436 | 29200000TL | 03483 | EGC010015 | P | 58000216 | 58 | EGTL Spares | Mtce | 56 | 56Z | BOLT: STUD 1-1/8 IN DIA | 8 UN,6 1/4 IN THD LG,CR MO | Fasteners / Hardware : SA193,GR B7, 120-VD-017, WITH 2 HEX NUTS - SA194-GR2H120-VD-017 | PC | 6 | 0 | 0 | NO | 9.6842 | 1602.965 | MIS |  |  | 02,22 | 1 | 2CCC |  |  | EGTL1-MIS-VES-GA-203001 |  |  | 9465-17 |  | 2012-12-07 | 2019-07-01 | 2014-10-31
437 | 29300000TL | 03483 | EG1051029 | P | 58000217 | 58 | EGTL Spares | Mtce | 54 | 54A | GASKET: SPIRAL WOUND | DN150 6IN PIPE,300 LB,304 SS | Gaskets : INNER RING,CS OUTER RING,GRAPHITE FILLER,304L SS WINDING,FLEXITALLIC CGI,3.2MM THK,ASME B16.20, 120-VD-107/207 & 135-VD-002 / DRAWING NUMBER EGTL1-MIS-VES-DD-351002, ASME B16.20,FOR SS CLAD DRUMS | PC | 23 | 22 | 32 | YES | 26.24 | 38285.2096 | MIS |  |  | 01,22 | 1 | 2BBC |  |  | EGTL1-MIS-VES-DD-201002 |  |  | 9464-01 / 9464-02 |  | 2019-11-01 | 2025-08-11 | 2025-10-04 | -58 | 9 | -27 | 5
438 | 29200000TL | 03483 | EGC036027 | P | 58000224 | 58 | EGTL Spares | Mtce | 66 | 66F | SCREW: SET | M5 DIA,8 MM LG,0.8 MM | Valve - Parts & Accessories :CUP POINT,SOCKET HD,304 SS,DIN 916,GR 5 | EA | 8 | 0 | 0 | NO | 0.5001 | 77.63 | STERI TECHNOLOGIES |  |  | 02,21,22 | 1 | 2BAB |  |  | 601-693 |  |  | ZWAG 5M2 |  | 2013-04-04
439 | 29200000TL | 03483 | EGC036010 | P | 58000225 | 58 | EGTL Spares | Mtce | 72 | 72Z | SPINDLE: 40 MM OD X 451 MM LG | 5.0 M2 ZWAG FILTER | Filtration - Filters/ Other : ,304 SS | EA | 1 | 0 | 0 | NO | 1740.1121 | 270135 | STERI TECHNOLOGIES |  | 600-632 | 22 | 1 | 2BAB |  |  | 601-693 |  |  | ZWAG 5M2 |  | 2012-01-06
440 | 29200000TL | 03483 | EGC036027 | P | 58000226 | 58 | EGTL Spares | Mtce | 56 | 56Z | NUT: SPINDLE | 5.0 M2 ZWAG FILTER | Fasteners / Hardware : 92 MM DIA, M40 X 7, BRZ, SAE, GR 660 | EA | 1 | 0 | 0 | NO | 1218.0785 | 189094.5 | STERI TECHNOLOGIES |  | 600-633 | 01,21,22 | 1 | 2BAB |  |  | 601-693 |  |  | ZWAG 5M2 |  | 2012-01-06
441 | 29200000TL | 03483 | EGC010018 | P | 58000227 | 58 | EGTL Spares | Mtce | 51 | 51Z | VALVE: SOLENOID 1/4 IN PIPE | 3/32 IN ORIFICE,24V DC | Electric-Other : 303 SS BODY,3-WAY,2-POSITION,115 LB,NPT,NC,MOLDED,EP/WATERTIGHT ENCLOSURE, FOR 5.0 M2 ZWAG FILTER, ITEM 20 | EA | 8 | 0 | 0 | NO | 298.2192 | 46295.55 | ASCO |  |  | 02,22 | 1 | 2BAB |  |  | 601-683 |  |  |  |  | 2013-04-04 | 2023-08-08 | [5 empty] | -1 | 1
442 | 29200000TL | 03483 | EGC036014 | P | 58000228 | 58 | EGTL Spares | Mtce | 56 | 56Z | GASKET: SET | GYLON 3500 KIT | *OBS*Fastener-BottWa : P/N:601-163A/B/C/D/E, EGTL1-MGN-PTO-SR-304003, (STERI TECHNOLOGIES INC, BOHEMIA NY, USA,) | EA | 9 | 0 | 0 | NO | 2149.7844 | 397954 | STERI TECHNOLOGIES | 601-163A/B/C/D/E |  | 01,22 | 1 | 2BAB | 2BAB |  | 601-693 |  |  | ZWAG5M |  | 2013-04-04 |  | 2015-01-22
443 | 29200000TL | 03483 | EGC037017 | P | 58000230 | 58 | EGTL Spares | Mtce | 72 | 72Z | RING: RETAINING | 5.0 M2 ZWAG FILTER | Filtration - Filters/ Other : SHAFT,108MM ID X 204MM OD X 20MM THK,CS | EA | 1 | 0 | 0 | NO | 267.1172 | 41467.28 | STERI TECHNOLOGIES |  | 601-582 | 01,22 | 1 | 2BAB |  |  | 601-692 |  |  | ZWAG 5M2 |  | 2012-01-06
444 | 29200000TL | 03483 | EGC036027 | P | 58000232 | 58 | EGTL Spares | Mtce | 56 | 56Z | NUT: LOCK | 5.0 M2 ZWAG FILTER | Fasteners / Hardware : STOP,M30 DIA,1.5 MM,304 SS,DIN 981,GR 5 HEIGHT: 6.8 MM | EA | 1 | 0 | 0 | NO | 17.4011 | 2701.35 | STERI TECHNOLOGIES |  | SD-DN-300-LN | 01,21,22 | 1 | 2BAB |  |  | 601-693 |  |  | ZWAG 5M2 |  | 2012-01-06
445 | 29200000TL | 03483 | EGC036027 | P | 58000233 | 58 | EGTL Spares | Mtce | 56 | 56Z | WASHER: LOCK EXTERNAL TOOTH | 5.0 M2 ZWAG FILTER | *OBS*Fastener-BottWa : 30 MM NOM, 30.2 MM ID, 48.9 MM OD, 1.1 MM THK, 304 SS, AISI C1020, GR 5 | EA | 1 | 0 | 0 | NO | 2.4002 | 372.6 | STERI TECHNOLOGIES |  | SD-DN-300-LW | 01,22 | 1 | 2BAB | 2BAB |  | 601-693 |  |  | ZWAG 5M2 |  | 2012-01-06
446 | 29200000TL | 03483 | EGC037025 | P | 58000235 | 58 | EGTL Spares | Mtce | 54 | 54A | SEAL:TEFLON, PISTON | 302MM ID X 312MM OD X 7MM THK | Gaskets : FOR 5.0 M2 ZWAG FILTER | EA | 8 | 0 | 0 | NO | 359.6232 | 55827.9 | STERI TECHNOLOGIES |  |  | 01,22 | 1 | 2BAB |  |  | 601-693 |  |  | ZWAG 5M2 |  | 2013-04-04
447 | 29200000TL | 03483 | EGC036026 | P | 58000236 | 58 | EGTL Spares | Mtce | 54 | 54A | SEAL: FILTER 98.02MM ID | 5.0 M2 ZWAG FILTER | Seals : 2.71 IN ID X 3.26 IN OD X .258 IN THK TEFLON | EA | 8 | 0 | 0 | NO | 492.0491 | 76389.5988 | STERI TECHNOLOGIES |  | CP21300700 | 01,22 | 1 | 2BAB | 1BBB |  | 601-693 |  |  | ZWAG 5M2 |  | 2012-01-06 |  | 2014-01-16
448 | 29200000TL | 03483 | EGC036026 | P | 58000237 | 58 | EGTL Spares | Mtce | 54 | 54A | GASKET: SIGHT GLASS | 80MM ID X 100MM OD X 3MM THK | Gaskets : GYLON BLUE,CIRCULAR,FOR 5.0 M2 ZWAG FILTER | EA | 8 | 0 | 0 | NO | 25.0016 | 3881.25 | STERI TECHNOLOGIES |  |  | 01,22 | 1 | 2BAB |  |  | 601-693 |  |  | ZWAG 5M2 |  | 2013-03-19
449 | 29200000TL | 03483 | EGC010007 | P | 58000238 | 58 | EGTL Spares | Mtce | 54 | 54A | GASKET:FILTER,CIRCULAR | 150MM ID X 178MM OD X 3MM THK | Gaskets : GYLON 3500,CIRCULAR,FOR 5.0 M2 ZWAG FILTER | EA | 5 | 0 | 0 | NO | 55.0035 | 8538.75 | STERI TECHNOLOGIES |  |  | 01,22 | 1 | 2BAB |  |  | 601-693 |  |  | ZWAG 5M2 |  | 2013-03-19
450 | 29200000TL | 03483 | EGC036027 | P | 58000243 | 58 | EGTL Spares | Mtce | 54 | 54D | O-RING: FILTER | 5.0 M2 ZWAG FILTER | *OBS*GS&P-O-Rings : 98.02 MM ID, 105.1 MM OD, 3.53 MM WD, KALREZ,2-241 | EA | 4 | 0 | 0 | NO | 274.0177 | 42538.5 | STERI TECHNOLOGIES |  | OR0098-020104 | 01,22 | 1 | 2BAB | 2BAB |  | 601-693 |  |  | ZWAG 5M2 |  | 2012-01-06
451 | 29200000TL | 03483 | EGC036026 | P | 58000244 | 58 | EGTL Spares | Mtce | 54 | 54A | O-RING: FILTER | 5.0 M2 ZWAG FILTER | Seals : 171.05 MM ID, 178.11 MM OD, 3.53 MM WD, K# 261, KALREZ SPECTRUM(6.734 inch x 0.139 inch) | EA | 4 | 0 | 0 | NO | 436.0281 | 67689 | STERI TECHNOLOGIES |  | OR0171-050104 | 01,22 | 1 | 2BAB | 1BBB |  | 601-693 |  |  | ZWAG 5M2 |  | 2012-01-06
452 | 29200000TL | 03483 | EGC036026 | P | 58000245 | 58 | EGTL Spares | Mtce | 54 | 54D | O-RING: FILTER | 5.0 M2 ZWAG FILTER | *OBS*GS&P-O-Rings : 8 MM ID, 302 MM OD, 7 MM WD, Quick Seal O-Ring K# 804605, KALREZ SPECTRUM (11.339 inch X 0.275 inch) | EA | 4 | 0 | 0 | NO | 2542.1637 | 394645.5 | STERI TECHNOLOGIES | 804605 | OR0288-000304 | 01,22 | 1 | 2BAB | 2BAB |  | 601-693 |  |  | ZWAG 5M2 |  | 2012-01-06
453 | 29200000TL | 03483 | EGC036026 | P | 58000246 | 58 | EGTL Spares | Mtce | 54 | 54A | O-RING: FILTER | 5.0 M2 ZWAG FILTER | Seals : 291.47 MM ID, 302.13 MM OD, 5.33 MM WD, AS-568A O-Ring, K#380KALREZ SPECTRUM (11.475 in X 0.210 inch) | EA | 4 | 0 | 0 | NO | 1199.0772 | 186144.75 | STERI TECHNOLOGIES | 380 | OR0291-470204 | 01,22 | 1 | 2BAB | 1BBB |  | 601-693 |  |  | ZWAG 5M2 |  | 2012-01-06
454 | 29200000TL | 03483 | EGC036026 | P | 58000247 | 58 | EGTL Spares | Mtce | 54 | 54D | O-RING: FILTER | 5.0 M2 ZWAG FILTER | *OBS*GS&P-O-Rings : 311 MM ID, 325 MM OD, 7 MM WD, KALREZ, NONE | EA | 4 | 0 | 0 | NO | 2690.1733 | 417622.5 | STERI TECHNOLOGIES |  | OR0311-000304 | 01,22 | 1 | 2BAB | 2BAB |  | 601-693 |  |  | ZWAG 5M2 |  | 2012-01-06
455 | 29200000TL | 03483 | EGC010020 | P | 58000248 | 58 | EGTL Spares | Mtce | 14 | 14Z | GLASS: SIGHT | 100 MM X 20 MM,300 | *OBS*Gage&Parts-LiqL : BOROSILICATE,CLEAR,FOR 5.0 M2 ZWAG FILTER | EA | 2 | 0 | 0 | NO | 115.0074 | 17853.75 | STERI TECHNOLOGIES |  | CSL//KS1-10 | 22 | 1 | 2BAB | 2BAB |  | 601-693 |  |  | ZWAG 5M2 |  | 2013-03-19
456 | 29200000TL | 03483 | EGC036027 | P | 58000250 | 58 | EGTL Spares | Mtce | 51 | 51C | MOTOR: HYDRAULIC ROLLER | 5.0 M2 ZWAG FILTER | Electric Components - Motor / Generator :5.5 GPM @ 2030 PSI INPUT, 141 IN LB OUTPUT, 1992 RPM,NO BRAKE, 129-0020, CI | EA | 1 | 0 | 0 | NO | 259.3167 | 40256.325 | CHAR-LYNN |  | 601-779 | 01,011,19,22, | 1 | 2BAB |  |  | 601-693 |  |  | ZWAG 5M2 |  | 2012-01-06
457 | 29200000TL | 03483 | EGC032030 | P | 58000254 | 58 | EGTL Spares | Mtce | 72 | 72Z | TRANSDUCER: LINEAR | 5.0 M2 ZWAG FILTER | Filtration - Filters/ Other : 60V DC INPUT,0-60V DC OUTPUT,60V DC POWER, CS | EA | 1 | 0 | 0 | NO | 575.037 | 89268.75 | GEFRAN |  | PCM600 | 22 | 1 | 2BAB |  |  | PCM600 |  |  | ZWAG 5M2 |  | 2012-01-06
458 | 29200000TL | 03483 | EGC036027 | P | 58000256 | 58 | EGTL Spares | Mtce | 66 | 66Z | COIL: ELECTRICAL 24V DC | 5.0 M2 ZWAG FILTER | Valve-Other : TYPE: WANDFLUH VALVE; MATERIAL: CS | EA | 1 | 0 | 0 | NO | 653.8421 | 101502.45 | HYDRO AIR |  | 2A52W-24V0CEBXEMLL74 | 01,10,22 | 1 | 2BAB |  |  | 223438 |  |  | 50HP HYDRO POWER UNIT |  | 2012-01-06
459 | 29200000TL | 03483 | EGC036027 | P | 58000257 | 58 | EGTL Spares | Mtce | 72 | 72Z | SWITCH:PROXIMITY,SPDT,240VAC | 24VDC,0.5-4A,1PH,60HZ,NO-NC | Filtration - Filters/ Other : THD MOUNT,FOR 5.0 M2 ZWAG FILTER | EA | 3 | 0 | 0 | NO | 370.0238 | 57442.5 |  |  |  | 01,10,22 | 1 | 2BAB |  |  | 601-693 |  |  | ZWAG 5M2 |  | 2013-03-13 | 2014-11-14
460 | 29200000TL | 03483 | EG1026014 | P | 58000266 | 58 | EGTL Spares | Mtce | 54 | 54D | O-RING: 3.53MM WD,NBR 70 | 151.99MM ID,144.93MM OD | *OBS*GS&P-O-Rings : &quot;183-PC-014 A/B/C 150-PC-009 A/B EGTL10SLZ-MEC-DD-831065 PART 412.01, 183-PC-014 A/B/ 150-PC-009 A EGTL10SLZ-MEC-DD-831065 PART 412.0 1,API CENTRIFUGAL PUMP&quot; | PC | 15 | 0 | 0 | NO | 65.3645 | 10148.6612 | SULZER | 21702015001 | GMA-2A | 01,22 | 1 | 2BAB | 2BAB |  | 1-104.421.816 |  |  |  |  | 2012-12-06
461 | 29200000TL | 03483 | EGC036024 | P | 58000267 | 58 | EGTL Spares | Mtce | 76 | 76Z | RING: WEAR | CENTRIFUGAL PUMP | *OBS* Pumps - Parts : A743 GR CA6NM, IMPELLER, 145-PC-002A/B | PC | 1 | 0 | 0 | NO | 1145.3217 | 177811.19 | SULZER |  | 1.04064E+11 | 01,22 | 1 | 2BAB | 2BAB |  | CS056919414/R1 |  |  | ZE 100-4458 |  | 2012-01-06
462 | 29200000TL | 03483 | EG1057005 | P | 58000271 | 58 | EGTL Spares | Mtce | 54 | 54A | SEAL: MECHANICAL CARTRIDGE | CENTRIFUGAL PUMP | Seals : BSARN ROT FACE, BSARN HARDWARE, BSARN SPRING, BSARN GASKET, BSARN, 145-PC-002A/BJOHN CRANE Seal Drawing # G/C6320 | EA | 1 | 0 | 0 | NO | 24694.6986 | 3833648.9295 | JOHN CRANE | G/C6320 |  | 01,22 | 1 | 2BAB | 1BBB |  |  |  |  | ZE 100-4462 |  | 2012-01-06 | 2023-05-30 | 2014-02-18 |  |  |  |  | -1 | 1
463 | 29200000TL | 03483 | EG1001017 | P | 58000272 | 58 | EGTL Spares | Mtce | 66 | 66F | PACKING: RING SET | Y-GLOBE ON.OFF MOV | Valve - Parts & Accessories :PACKING,RING SET:STOP VALVE SOCKET WELD END CLASS 1500,3 RINGS,FLEXIBLE GRAPHITE/GRAPHITE FIBER FILAMENT,RND,2 IN X 4 IN APPROX, 150-HV-0006, 1 EA TOP & BOTTOM, BRAIDED GRAPHITE & A CENTER GRAPHITE RING | EA | 8 | 0 | 0 | NO | 465.025 | 90860.625 | FLOWSERVE | FLOWSERVE |  | 01,22 | 1 | 2CCC |  |  | 07-44303-01 |  |  | SIZE 6 FIG B7514MTY |  | 2013-03-16 |  | 2015-02-02
464 | 29300000TL | 03483 | EG1001017 | P | 58000273 | 58 | EGTL Spares | Mtce | 54 | 54A | GASKET: PRESSURE SEAL | MATERIAL 347 SS | PART FOR 8" LIFT DISC CHECK VALVE CLASS 1500# BW ENDS, CF8C TRIM 47H (8” -LP15BY-F8C-47H-P-N-Z), PRESSURE SEAL TYPE Y (DWR # APD-18-269-2) | EA | 4 | 2 | 4 | YES | 962.5 | 394288.125 | XANIK | KIT.REF.GKT.35031.2 |  | 01,22 | 1 | 2CCC | 2BBB |  | EGTL1-VSC-PIP-GA-200016 |  |  |  |  | 2019-11-01 |  | 2021-08-10
465 | 29200000TL | 03483 | EGC018029 | S | 58000275 | 58 | EGTL Spares | Mtce | 56 | 56Z | BOLT:STUD, ALL-THREAD | 5/8 IN DIA, 110 LG, 11 UNC | *OBS*Fastener-Stud B : &quot;SA 193-B7 (BOLT) / SA 194-2H (NUT), SA193/SA194, GR B7/2H, B1.1, WITH 2 HEX NUTS, SA 194 GR.2H, 120-ES-103 B, 120-ES-203 B TYPE: HP SHELL AND TUBE HEAT EXCHANGER, B1.1, WITH 2 HEX NUTS, SA 194 GR.2H, 120-E&quot; | ST | 2 | 0 | 0 | NO | 52.72 | 15710.78 | OME | 2220/872/3 | SDV144-S33/PRP | 02,22 | 1 | 1BCB |  |  | 2220-7109 |  |  | BEM |  | 2013-02-15 | 2018-09-08
466 | 29200000TL | 03483 | EGC008017 | P | 58000276 | 58 | EGTL Spares | Mtce | 56 | 56Z | BOLT:STUD, ALL-THREAD | 2-1/2 IN DIA, 530 LG, 8 UN | *OBS*Fastener-Stud B : "SA 193-B7 (BOLT) / SA 194-2H (NUT), SA193/SA194, GR B7/2H, 2 HEX NUTS, SA 194 GR.2H, 120-ES-203 A, 120-ES-103 B, 120-ES-203 BTYPE: HP SHELL AND TUBE HEAT EXCHANGER, 2 HEX NUTS, SA 194 GR.2H, 120-ES-203 A," | ST | 12 | 0 | 0 | NO | 458.42 | 71169.705 | OME | 2220/872/4 | SAI533-H33/PRP | 02,22 | 1 | 1BCB |  |  | 2220-7110 |  |  | DXU |  | 2013-02-15 | 2016-09-11
467 | 29200000TL | 03483 | EG1054016 | S | 58000280 | 58 | EGTL Spares | Mtce | 56 | 56Z | BOLT:STUD, ALL-THREAD | 1-1/4 IN DIA, 330 LG, 8 UN-B1. | *OBS*Fastener-Stud B : SA 453-660 GR.B, SA453, GR 660-B, 1 HEX NUT-SA453-660-B, 150-ES-003 A/B, TYPE: HP SHELL AND TUBE HEAT EXCHANGER, THREAD LENGTH: 330, 1 HEX NUT-SA453-660-B, 150-ES-003 A/B, TYPE: HP SHELL AND TUBE HEA.. | PC | 14 | 0 | 0 | NO | 372.59 | 57844.5975 | OME | 2215/870/1 | SDCV01 | 02,12,22 | 1 | 1AXX | 2BAB |  | 2215-7089 |  |  | DFU |  | 2013-03-08 | 2015-05-28
468 | 29200000TL | 03483 | EG1054016 | S | 58000281 | 58 | EGTL Spares | Mtce | 56 | 56Z | BOLT:STUD, ALL-THREAD | 3 IN DIA, 610 LG, 8 UN-B1.1 | *OBS*Fastener-Stud B : "SA 193 GR.B16 (BOLT) / SA 194 GR.7 (NUT), SA193/SA194, GR B16/7, 1 HEX NUT-SA194 GR.7-AISI4140, 1 HARDENED FLAT WASHER 6 THK, 150-ES-003 A/B, TYPE: HP SHELL AND TUBE HEAT EXCHANGER, THREAD LENGTH: 610, 1" | PC | 8 | 80 | 120 | NO | 680.48 | 105644.52 | OME | 2215/870/2 | 5604082 | 02,22 | 1 | 1AXX | 2BAB |  | 2215-7089 |  |  | DFU |  | 2013-03-08 | 2021-11-29
469 | 29200000TL | 03483 | EG1054016 | P | 58000283 | 58 | EGTL Spares | Mtce | 56 | 56Z | BOLT:STUD, ALL-THREAD | 1-3/4 IN DIA, 360 LG, 8 UN-B1. | *OBS*Fastener-Stud B : SA 193 GR.B16 (BOLT) / SA 194 GR.7 (NUT), SA193/SA194, GR B16/7, 1 HEX NUT N-SA194-GR7-AISI4140, 1 HARDENED FLAT WASHER 6 THK, WITH EXTERNAL DIAMETER AS PER RELEVANT HEX NUT. 150-ES-004, TYPE: HP SHEL | PC | 10 | 0 | 0 | NO | 286.97 | 44552.0925 | OME | 2215/870/4 | AKB331-M//007 | 02,22 | 1 | 1AXX | 2BAB |  | 2215-7090 |  |  | DFU |  | 2013-03-08
470 | 29200000TL | 03483 | EGC002005 | P | 58000285 | 58 | EGTL Spares | Mtce | 56 | 56Z | BOLT: STUD ALL-THREAD | 1-7/8 IN DIA,400 LG,8 UN-B1.1 | *OBS*Fastener-Stud B : "SA 193 GR.B16 (BOLT) / SA 194 GR.7 (NUT),SA193/SA194,GR B16/7, 1 HEX NUT-SA 194 GR.7-AISI4140,1 HARDNED FLAT WASHER 6 THK, WITH EXTERNAL DIAMETER AS PER RELEVANT HEX NUT, 150-ES-" | PC | 86 | 0 | 0 | NO | 64.12 | 19648.2916 | OME | 2215/870/6 | PSF//SCB100-S0 | 02,22 | 1 | 1AXX | 2BAB |  | 2215-7091 |  |  | DFU |  | 2013-01-20 | 2019-09-30 | 2018-12-05
471 | 29200000TL | 03483 | EG1054016 | P | 58000286 | 58 | EGTL Spares | Mtce | 56 | 56Z | BOLT:STUD, ALL-THREAD | SA 193 GR.B7 (BOLT) | *OBS*Fastener-Stud B : &quot; / SA 194 GR.2H (NUT), SA193/SA194, GR B7/2H, 2 HEX NUTS-SA 194 GR 2H-AISI4140, 2 HARDENED FLAT WASHER 6 THK, WITH EXTERNAL DIAMETER AS PER RELEVANT HEXAGONAL NUT, 150-ES-005A/BFOR HP SHELL & TUBE HEAT EXCH &quot; | PC | 10 | 0 | 0 | NO | 141.78 | 22011.345 | OME | 2215/870/7 | SSC50D-S2111 | 02,22 | 1 | 1AXX | 2BAB |  | 2215-7091 |  |  | DFU |  | 2013-03-08
472 | 29200000TL | 03483 | EGC042002 | P | 58000292 | 58 | EGTL Spares | Mtce | 87 | 87B | NOZZLE: 1-1/2 IN MOTIVE, | 5.1 CEW EJECTOR | *OBS*Machinery-Misc- : THD,316L SS,JOB# 06-66471JC - 105-XJ-101B,105-XJ-201A/B, 130-XJ-131A/B, 130-XJ-231A/B, | EA | 8 | 0 | 0 | NO | 1653.4897 | 256704.28 | GRAHAM CORP. | NP-33462 | NP-33462 | 22 | 1 | 2CCB | 2CCB |  | C-59640-1 |  |  | 06-66471-1,2 |  | 2012-01-06
473 | 29200000TL | 03483 | EGC042002 | P | 58000293 | 58 | EGTL Spares | Mtce | 87 | 87B | NOZZLE: 1-1/2 IN EXTENSION | 5.1 CEW MOTIVE EJECTOR | *OBS*Machinery-Misc- : MECH STL,:JOB# 06-66471JC - 105-XJ-101B,105-XJ-201A/B, 130-XJ-131A/B, 130-XJ-231A/B | EA | 8 | 0 | 0 | NO | 578.5212 | 89815.42 | GRAHAM CORP. | N-33462-1 | N-33462-1 | 22 | 1 | 2CCB | 2CCB |  | C-59640-1 |  |  | 06-66471-1,2 |  | 2012-01-06
474 | 29200000TL | 03483 | EGC003012 | P | 58000294 | 58 | EGTL Spares | Mtce | 87 | 87B | NOZZLE: 1-1/2 IN, 7.4TC | SPIKE JET STEAM EJECTOR | *OBS*Machinery-Misc- : 304L SS, JOB#06-66166JC, JOB#06-66166JC | EA | 1 | 0 | 0 | NO | 1813.634 | 281566.68 | GRAHAM CORP. | B-59542-300 | B-59542-300 | 22 | 1 | 2CCB | 2CCB |  | C-59542-1 |  |  | 06-66166-1 |  | 2012-01-06
475 | 29200000TL | 03483 | EGC003012 | P | 58000295 | 58 | EGTL Spares | Mtce | 87 | 87B | NOZZLE: 1-1/2 IN 100TC | SPIKE JET STEAM EJECTOR | *OBS*Machinery-Misc- : FEMALE THD,304L SS, JOB #06-66167JC, JOB #06-66167JC | EA | 1 | 0 | 0 | NO | 5311.7857 | 824654.73 | GRAHAM CORP. | B-59543-300 | B-59543-300 | 22 | 1 | 2CCB | 2CCB |  | C-59543-1 |  |  | 06-66167-1 |  | 2012-01-06
476 | 29200000TL | 03483 | EGC015011 | P | 58000298 | 58 | EGTL Spares | Mtce | 56 | 56Z | GASKET: RING JOINT | 2 IN PIPE, 900LB, API R24 | *OBS*Fastener-Stud B : 304L SS, ANSI 900, OCTAGONAL, ITEM 120-ES-008, ITEM 120-ES-008 | EA | 50 | 0 | 0 | NO | 39.4436 | 6123.2619 | FLEXITALLIC | 2220/37/2 | 1288 | 01,22 | 1 | 1AXX |  |  | 2220-7109 |  |  | BEM |  | 2013-02-16 |  | 2014-07-03
477 | 29200000TL | 03483 | EGC008014 | P | 58000300 | 58 | EGTL Spares | Mtce | 54 | 54A | GASKET:CAMPROFILE B29A | FOR FLANGE 24 IN 900LB-RF | &quot;GRAPHITE LAYER SOFT IRON, CIRCULAR, OR EQUIVALENT FOR FLANGE 900#-RF, 120-ES-203 A, 120-ES-103 B, 120-ES-203 B STYLE: CAMPROFILE B29A THICKNESS: 4, OR EQUIVALENT FOR FLANGE 900#-RF, 120-ES-203 A, 120-ES-103 &quot; | EA | 13 | 0 | 0 | NO | 1025.7 | 159239.93 | SEVAL | 2220/37/9 | 66929/VAR/42777/ITEM1 | 01,22 | 1 | 1BCB |  |  | 2220-7110 |  |  | DXU |  | 2013-02-16 | 2014-04-28
478 | 29200000TL | 03483 | EGC015011 | P | 58000301 | 58 | EGTL Spares | Mtce | 54 | 54A | GASKET:CAMPROFILE B29A | FOR FLANGE 2 IN 900LB-RF | &quot;GRAPHITE LAYER SOFT IRON, CIRCULAR, OR EQUIVALENT FOR FLANGE 900#-RF, 120-ES-203 A, 120-ES-103 B, 120-ES-203 B STYLE: CAMPROFILE B29A THICKNESS: 4, OR EQUIVALENT FOR FLANGE 900#-RF, 120-ES-203 A, 120-ES-103 B&quot; | EA | 30 | 0 | 0 | NO | 61.02 | 9473.36 | SEVAL | 2220/37/10 | 66929/VAR/42777/ITEM2 | 01,22 | 1 | 1BCB |  |  | 2220-7110 |  |  | DXU |  | 2013-02-16 | 2014-04-13
479 | 29200000TL | 03483 | EG1012021 | P | 58000302 | 58 | EGTL Spares | Mtce | 54 | 54A | GASKET:CAMPROFILE B29A | FOR FLANGE 6 IN 900LB-RF | &quot;GRAPHITE LAYER SOFT IRON, CIRCULAR, OR EQUIVALENT FOR FLANGE 900#-RF, 120-ES-203 A, 120-ES-103 B, 120-ES-203 B STYLE: CAMPROFILE B29A THICKNESS: 4, OR EQUIVALENT FOR FLANGE 900#-RF, 120-ES-203 A, 120-ES-103 B&quot; | EA | 14 | 6 | 12 | NO | 145.02 | 22514.36 | SEVAL | 2220/37/11 | 66929/VAR/42777/ITEM3 | 01,22 | 1 | 1BCB |  |  | 2220-7110 |  |  | DXU |  | 2013-02-16 | 2014-04-13
480 | 29200000TL | 03483 | EGC015011 | P | 58000303 | 58 | EGTL Spares | Mtce | 54 | 54A | GASKET:CAMPROFILE B29A | FOR FLANGE 2 IN 300LB-RF | &quot;GRAPHITE LAYER 316L SS, CIRCULAR, 120-ES-203 B STYLE: CAMPROFILE B29A THICKNESS: 4, 120-ES-203 B STYLE: CAMPROFILE B29A THICKNESS: 4&quot; | EA | 8 | 0 | 0 | NO | 26.01 | 4038.05 | SEVAL | 2220/37/12 | 66929/VAR/42777/ITEM5 | 01,22 | 1 | 1BCB |  |  | 2220-7110 |  |  | DXU |  | 2013-02-16 | 2018-10-25
481 | 29200000TL | 03483 | EGC024017 | P | 58000305 | 58 | EGTL Spares | Mtce | 54 | 54A | GASKET:CAMPROFILE B29A | FOR FLANGE 12 IN 900LB-RF | Gaskets : &quot;GRAPHITE LAYER 304L SS, CIRCULAR, 120-ES-203 B STYLE: CAMPROFILE B29A THICKNESS: 4, 120-ES-203 B STYLE: CAMPROFILE B29A THICKNESS: 4&quot; | EA | 4 | 0 | 0 | NO | 302.2267 | 46919.1829 | SEVAL | 2220/37/26 | 52334424 | 01,22 | 1 | 1BCB |  |  | 2220-7111 |  |  | DXU |  | 2013-02-16 | 2016-08-28 | 2014-07-03
482 | 29200000TL | 03483 | EGC008014 | P | 58000306 | 58 | EGTL Spares | Mtce | 54 | 54A | GASKET:CAMPROFILE B29A | FOR FLANGE 20 IN 300LB-RF | &quot;GRAPHITE LAYER 304L SS, CIRCULAR, 120-ES-203 B STYLE: CAMPROFILE B29A THICKNESS: 4, 120-ES-203 B STYLE: CAMPROFILE B29A THICKNESS: 4&quot; | EA | 32 | 0 | 0 | NO | 597.94 | 92830.19 | SEVAL | 2220/37/25 | 52332930 | 01,22 | 1 | 1BCB |  |  | 2220-7111 |  |  | DXU |  | 2013-02-16
483 | 29200000TL | 03483 | EG1051002 | P | 58000307 | 58 | EGTL Spares | Mtce | 54 | 54A | GASKET: HEAT EXCHANGER | 1598 ID, 1646 OD, 5 THK | Gaskets : CAMPROFILE B27A, GRAPHITE LAYER 316L SS, 5 THK, - RIB WD, - RADII, SHELL & TUBE, OR EQUIVALENT, 5 TOT THK INCLUDED GRAPHITE LAYERS) M=3 ; Y=90 MPA, LAYERS 0.5 THK BOTH SIDES, 150-ES-003 A/B, OR EQUIVALE | ST | 4 | 2 | 4 | NO | 2169.8898 | 336853.6875 | SEVAL | 2215/1004/15 | 52300541 | 01,22 | 1 | 1AXX |  |  | 2215-7089 |  |  | DFU |  | 2013-03-18
484 | 29200000TL | 03483 | EG1051002 | P | 58000308 | 58 | EGTL Spares | Mtce | 54 | 54A | GASKET: HEAT EXCHANGER | 937 ID, 969 OD, 4 THK | Gaskets : CAMPROFILE B27A, GRAPHITE LAYER 316L SS, RIB WD, - RADII, SHELL & TUBE, OR EQUIVALENT, 5 TOT THK INCLUDED GRAPHITE LAYERS) M=3 ; Y=90 MPA, LAYERS 0.5 THK BOTH SIDES, 150-ES-004, OR EQUIVALENT, 5 | ST | 4 | 0 | 0 | NO | 1750.1127 | 271687.5 | SEVAL | 2215/1004/16 | LC2K0901F7 | 01,22 | 1 | 1AXX |  |  | 2215-7090 |  |  | DFU |  | 2013-03-18
485 | 29200000TL | 03483 | EG1051002 | P | 58000309 | 58 | EGTL Spares | Mtce | 54 | 54A | GASKET: HEAT EXCHANGER | 1226 ID, 1256 OD, 4 THK | Gaskets : CAMPROFILE B27A, GRAPHITE LAYER 304 SS, RIB WD, - RADII, SHELL & TUBE, OR EQUIVALENT, 5 TOT THK. INCLUDED GRAPHITE LAYERS) M=3 ; Y=90 MPA, LAYERS 0.5 THK BOTH SIDES, 150-ES-005A/B, OR EQUIVALEN | ST | 8 | 0 | 0 | NO | 1959.8962 | 304254.2925 | SEVAL | 2215/1004/17 | LC2-D12F7 | 01,22 | 1 | 1AXX |  |  | 2215-7091 |  |  | DFU |  | 2013-03-18
486 | 292000TLDE | 03483 | EG3002033 | P | 58000312 | 58 | EGTL Spares | Mtce | 54 | 54A | GASKET: HEAT EXCHANGER | HP SHELL & TUBE | Gaskets : DIAPHRAGM, SB 168 UNS NO6600,- ID, 1462 OD,15 THK,- RIB WD,- RADII, SIZE: 1462 DIA X 15 THK, 150-ES-005 A/B | ST | 5 | 0 | 0 | YES | 2944.7201 | 4409100 | CHUN & VOLLERIN | 2215/477/3 |  | 01,22 | 1 | 1AXX | 1BCB |  | 2215-7091 |  |  | DFU |  | 2016-04-12 |  |  | 5 | 1
487 | 29200000TL | 03483 | EGC009004A | S | 58000316 | 58 | EGTL Spares | Mtce | 56 | 56Z | BOLT: STUD | 1-1/4 IN DIA, 7 IN LG, 8 UN | Fasteners / Hardware : CR-MO, SA193, GR B7, WITH 2 HEX NUTS, 194 GR 2H, 145-TK-002, EGTL1-MIS-VES-DD-452006, WITH 2 HEX NUTS, 194 GR 2H, 145-TK-002, EGTL1-MIS-VES-DD-452006 | PC | 36 | 0 | 0 | NO | 12.3419 | 2030.62 | MIS | 5/11 | LC1K09008F7 | 02,22 | 1 | 3CAC |  |  | EGTL1-MIS-VES-DD-452002 |  |  | 1644-01, 1644-02 |  | 2012-10-27 |  | 2014-11-06
488 | 29200000TL | 03483 | EGC009005 | P | 58000320 | 58 | EGTL Spares | Mtce | 56 | 56Z | BOLT: STUD | 1-1/8IN DIA, 6-1/4IN THD LG | Fasteners / Hardware : 8 UN, SA193 GR. B7, A193, GR B7, WITH 2 HEX NUTS, 194 GR 2H, 145-TK-002, EGTL1-MIS-VES-DD-452006, WITH 2 HEX NUTS, 194 GR 2H, 145-TK-002, EGTL1-MIS-VES-DD-452006 | PC | 30 | 0 | 0 | NO | 6.0891 | 1011.0419 | MIS | 36 / 27 | 60010145 | 02,22 | 1 | 3CAC |  |  | EGTL1-MIS-VES-DD-452002 |  |  | 1644-01, 1644-02 |  | 2012-10-27 |  | 2014-10-31
489 | 29200000TL | 03483 | EGC009005 | P | 58000321 | 58 | EGTL Spares | Mtce | 56 | 56Z | BOLT: STUD | 5/8 IN DIA, 3-1/4 IN THD LG | Fasteners / Hardware : 11 TPI, 3-1/4 IN THD LG, CR MOLY, A193, GR B7, WITH 2 HEX NUTS, 194 GR 2H, WITH 2 HEX NUTS, 194 GR 2H. ( “Note: This item requires PMI testing and logging, if passed, markings and documentation as per the PMI specificatio | PC | 20 | 0 | 0 | NO | 1.8262 | 304.5318 | MIS |  | T0062 BB003 | 02,21,22 | 1 | 3CAC |  |  | EGTL1-MIS-VES-DD-452006 |  |  | 1644-02 |  | 2012-10-27 | 2017-05-04 | 2014-10-31
490 | 29200000TL | 03483 | EG1004005 | P | 58000344 | 58 | EGTL Spares | Mtce | 50 | 50Z | PAD: BEARING FRONT JOURNAL | 40 MM WIDE X 10 MM | Bearings & Accessories - All :STEAM TURBINE GENERATOR,STEEL C45 (DIN 1.0503) | EA | 6 | 0 | 0 | NO | 3573.8 | 554832.45 | NUOVO PIGNONE | SSP47826 |  | 22 | 1 | 1AXX |  |  | SLO1102901, 5 |  |  |  |  | 2012-01-06
491 | 29200000TL | 03483 | EG1004006 | P | 58000347 | 58 | EGTL Spares | Mtce | 50 | 50Z | SHOE: BEARING REAR JOURNAL | STEAM TURBINE GENERATOR | Bearings & Accessories - All :220 MM DIAMETER ID X 110 MM WIDE, STL C45 (DIN 1.0503), COMPLETE, C45 | EA | 6 | 0 | 0 | NO | 4165.6 | 646709.4 | NUOVO PIGNONE | SWP28454 |  | 01,22 | 1 | 1AXX |  |  | SOL35938, 5 |  |  |  |  | 2012-01-06
492 | 29200000TL | 03483 | EG1004006 | P | 58000348 | 58 | EGTL Spares | Mtce | 54 | 54D | SEAL: SECTOR 172MM WIDE | STEAM TURBINE GENERATOR | *OBS*GS&P-Other : STL C45 (DIN 1.0503) | EA | 4 | 0 | 0 | NO | 4773.92 | 741151.08 | NUOVO PIGNONE | SLP41244 |  | 01,22 | 1 | 3CAC | 3CAC |  | SOL35938, 6 |  |  |  |  | 2012-01-06
493 | 29200000TL | 03483 | EG1025011 | P | 58000350 | 58 | EGTL Spares | Mtce | 50 | 50Z | SHOE: THRUST BEARING KINGSBURY | STEAM TURBINE GENERATOR | Bearings & Accessories - All :KINGSBURY, 220 MM DIAMETER, STL C45 (DIN 10503), STANDARD MATERIAL | EA | 12 | 0 | 0 | NO | 369.6 | 57380.4 | NUOVO PIGNONE | RCQ3563745 |  | 01,22 | 1 | 1AXX |  |  | SSO1656888, 4 |  |  |  |  | 2012-01-06
494 | 29200000TL | 03483 | EG1004005 | P | 58000351 | 58 | EGTL Spares | Mtce | 50 | 50Z | PAD: THRUST BEARING | STEAM TURBINE GENERATOR | Bearings & Accessories - All :KINGSBURY,266 MM WIDE X 228 MM DIAMETER, STL C45 (DIN 1.0503), STANDARD MATERIAL | EA | 6 | 0 | 0 | NO | 543.4 | 84362.85 | NUOVO PIGNONE | RCQ3741867 |  | 22 | 1 | 1AXX |  |  | SSO1656888, 6 |  |  |  |  | 2012-01-06
495 | 29200000TL | 03483 | EG1004006 | P | 58000352 | 58 | EGTL Spares | Mtce | 50 | 50Z | PAD: THRUST BEARING | STEAM TURBINE GENERATOR | Bearings & Accessories - All :KINGSBURY, 266 MM WIDE X 228 MM DIAMETER, STL C45 (DIN 1.0503), STANDARD MATERIAL | EA | 6 | 0 | 0 | NO | 543.4 | 84362.85 | NUOVO PIGNONE | RCQ3741868 |  | 22 | 1 | 1AXX |  |  | SSO1656888, 5 |  |  |  |  | 2012-01-06
496 | 29200000TL | 03483 | EGC019016 | P | 58000371 | 58 | EGTL Spares | Mtce | 56 | 56Z | WASHER: LOCK | 80 MM ID 112 MM OD 1.8 MM | *OBS*Fastener-BottWa : OIL FREE SCREW COMPRESSOR, SS400,METRIC,GR AW: TAG 120-CS-001A-1, 120-CS-001A-2, 120-CS-001B-1, 120-CS-001B-2, | EA | 1 | 0 | 0 | NO | 132.255 | 33243.8073 | KOBELCO | P-AA13-007#16 | P-AA13-007#16 | 01,22 | 1 | 1BAB |  |  | M25900204 |  |  |  |  | 2012-01-07 | 2019-09-25 | 2017-07-14
497 | 29200000TL | 03483 | EGC019016 | P | 58000372 | 58 | EGTL Spares | Mtce | 56 | 56Z | WASHER: LOCK | 55 MM ID 81 MM OD 1.5 MM | *OBS*Fastener-BottWa : OIL FREE SCREW COMPRESSOR, SS400,METRIC,GR AW, :TAG 120-CS-001A-1, 120-CS-001A-2, 120-CS-001B-1, 120-CS-001B-2 | EA | 1 | 0 | 0 | NO | 62 | 9625.5 | KOBELCO | P-AA13-007#11 | P-AA13-007#11 | 01,22 | 1 | 1BAB | 1BAB |  | M25900204 |  |  |  |  | 2012-01-07 | 2019-10-01
498 | 29200000TL | 03483 | EG1023009 | P | 58000540 | 58 | EGTL Spares | Mtce | 54 | 54A | SEAL: LABYRINTH 160.60 MM | SHAFT OD 8.59 MM WD 140.26 MM | Gaskets : RECYCLE COMPRESSOR: DF5 089 A01 INTERNAL ASSEMBLY D06R8S, | EA | 7 | 0 | 0 | NO | 1776.3987 | 275785.9 | DRESSER RAND | 586-706-201 | 586-706-201 | 01,22 | 1 | 1AXX |  |  | 586-706-201 |  |  |  |  | 2012-01-06
499 | 29200000TL | 03483 | EG1026013 | P | 58000555 | 58 | EGTL Spares | Mtce | 11 | 11Z | FUSE: 4800V 5 IN LONG | FERRULE CURRENT LIMITING | Computer Hardware - Peripherals : RECYCLE COMPRESSOR: DF5 089 A01, DF5 089 A01 | EA | 2 | 0 | 0 | NO | 1282.7004 | 199139.23 | ENGINEERING POWER SOLUTNS | 25172-551-04-R | 25172-551-04-R | 01,22 | 1 | 1AXX |  |  | 25172-551-04-R |  |  |  |  | 2012-01-06
500 | 29200000TL | 03483 | EG1026013 | P | 58000557 | 58 | EGTL Spares | Mtce | 51 | 51Z | RESISTOR | SNUBBER 30 OHM | Electric-Other : RECYCLE COMPRESSOR: 10 PERCENT, DF5 089 A01 | EA | 3 | 2 | 4 | NO | 535.9171 | 83201.13 | DRESSER RAND | 80025-871-03-R | 80025-871-03-R | 22 | 1 | 1AXX | 2CBC |  | 80025-871-03-R |  |  |  |  | 2012-01-06
501 | 29200000TL | 03483 | EG1026013 | P | 58000558 | 58 | EGTL Spares | Mtce | 51 | 51Z | RESISTOR: FILM 80K OHM | RECYCLE COMPRESSOR | Electric-Other : 10 PERCENT, SHARING, DF5 089 A01, | EA | 1 | 0 | 0 | NO | 535.9171 | 83201.13 | DRESSER RAND | 80025-871-05-R | 80025-871-05-R | 22 | 1 | 1AXX |  |  | 80025-871-05-R |  |  |  |  | 2012-01-06
502 | 29200000TL | 03483 | EG1022006 | P | 58000573 | 58 | EGTL Spares | Mtce | 65 | 65A | CHISEL: FLAT 1 IN WD | HEX SHANK; 18 IN LG, STEEL | Tools - Hand / Power :TO BE USED FOR DEMOLISHING REFRACTORY, 2.5 LB HEX SHANK COLLAR, 15/BOX | EA | 6 | 0 | 0 | NO | 35 | 5846.75 | INGERSOLL RAND | HH-1-214F-18 |  | 00 | 1 | 2CAC | [7 empty] | 2012-01-07 |  | 2014-11-06
503 | 29200000TL | 03483 | EGC014007 | P | 58000596 | 58 | EGTL Spares | Mtce | 87 | 87B | ADAPTER: TUBE TO PIPE | 1/4IN TUBE OD, 1/4IN PIPE | *OBS*Machinery-Misc- : NPT, SS, OIL MIST GENERATOR | EA | 2 | 0 | 0 | NO | 10 | 1552.3 | LSC | 77500752 | 13 | 01,22 | 1 | 2BAB | 2BAB |  |  |  |  | IVTCAEXX1 |  | 2013-08-19
504 | 29200000TL | 03483 | EGC014007 | P | 58000597 | 58 | EGTL Spares | Mtce | 87 | 87B | ADAPTER: TUBE TO PIPE | 3/8 IN TUBE,OD,1/4 IN PIPE | *OBS*Machinery-Misc- : NPT,SS, OIL MIST GENERATOR | EA | 2 | 0 | 0 | NO | 13 | 2017.99 | LSC | 77500760 | 9 | 01,22 | 1 | 2BAB | 2BAB |  |  |  |  | IVTCAEXX1 |  | 2013-08-19
505 | 29200000TL | 03483 | EGC014007 | P | 58000598 | 58 | EGTL Spares | Mtce | 87 | 87B | KIT: SPARES | CONTAINS SS NUTS | *OBS*Machinery-Misc- : FERRULES, CONSTR, OIL MIST GENERATOR | EA | 1 | 0 | 0 | NO | 318 | 49363.14 | LSC | 77600055 | 7 | 01,22 | 1 | 2BAB | 2BAB |  |  |  |  | IVTCAEXX1 |  | 2013-08-19
506 | 29200000TL | 03483 | EG6001009 | P | 58000599 | 58 | EGTL Spares | Mtce | 87 | 87B | CLASSIFIER:RE, 1/8 IN NPT | OIL MIST GENERATOR | *OBS*Machinery-Misc- : SS, 0.09 SCFM, 130-XX-012, 135-XX-002, 150-XX-001, 160-XX-001, 171-XX-001, 171-XX-002, 172-XX-014, 172-XX-028, 173-XX-005, 183-XX-001, 0.09 SCFM, 130-XX-012, 135-XX-002, 150-XX-001, 160-XX-001, 171-XX-001, 171-XX-002, 172-XX-014 | EA | 7 | 6 | 8 | NO | 0.1417 | 22.655 | LUBRICATION SYSTEM COMPAN | 77800501 | 5 | 22 | 1 | 2CBC | 2CBC |  | 071250-77-101 |  |  |  |  | 2013-08-19 | 2014-12-29
507 | 29200000TL | 03483 | EG6001009 | P | 58000600 | 58 | EGTL Spares | Mtce | 87 | 87B | CLASSIFIER:RE, 1/8 IN NPT | OIL MIST GENERATOR | *OBS*Machinery-Misc- : SS, 0.18 SCFM, 130-XX-012, 135-XX-002, 150-XX-001, 160-XX-001, 171-XX-001, 171-XX-002, 172-XX-014, 173-XX-005, 183-XX-001, 0.18 SCFM, 130-XX-012, 135-XX-002, 150-XX-001, 160-XX-001, 171-XX-001, 171-XX-002, 172-XX-014, 173-XX-005 | EA | 8 | 0 | 0 | NO | 0.1417 | 22.9825 | LSC | 77800502 | 16 | 22 | 1 | 2CBC | 2CBC |  | 071250-77-101 |  |  |  |  | 2013-08-19
508 | 29200000TL | 03483 | EGC019005 | P | 58000601 | 58 | EGTL Spares | Mtce | 66 | 66Z | MANIFOLD:OIL MIST | GENERATOR 6 PORT, SS | Valve-Other : ASSY, 130-XX-012, 135-XX-002, 150-XX-001, 160-XX-001, 171-XX-001, 171-XX-002, 172-XX-014, 172-XX-028, 173-XX-005, 183-XX-001, ASSY, 130-XX-012, 135-XX-002, 150-XX-001, 160-XX-001, 171-XX-001, 171-XX-002, 172-XX-014, | EA | 9 | 2 | 4 | NO | 395 | 61315.85 | LSC | 77600872 | 20 / 15 | 22 | 1 | 2CBC |  |  | 071250-77-101 |  |  |  |  | 2013-08-19 | 2020-11-06
509 | 29200000TL | 03483 | EGC019005 | P | 58000602 | 58 | EGTL Spares | Mtce | 87 | 87B | ASSEMBLY:VENT | COLLECTION, SS 1/4 IN NPT | *OBS*Machinery-Misc- : OIL MIST GENERATOR | EA | 6 | 0 | 0 | NO | 81 | 12573.63 | LSC | 77600965 |  | 01,22 | 1 | 2BAB | 2BAB |  | 071250-77-101 |  |  | IVTCAEXX1 |  | 2013-08-19 | 2016-10-12
510 | 29200000TL | 03483 | EGC020011 | P | 58000612 | 58 | EGTL Spares | Mtce | 14 | 14Z | GAUGE: OIL LEVEL | 6-5/8 IN 8 IN LG 1/2 IN | *OBS*Gage&Parts-LiqL : OIL MIST GENERATOR, NPT,1,390 PSIG @ 80 DEG F,ALUM | EA | 7 | 0 | 0 | NO | 128.9564 | 20035.635 | LUBE DEVICE | G607-8-A-1-4 | 77780111 | 05,22 | 1 | 2BAB | 2BAB |  | IVT-25-101 |  |  | IVTCAEXX1 |  | 2012-01-06 | 2013-08-31
511 | 29200000TL | 03483 | EGC020014 | P | 58000614 | 58 | EGTL Spares | Mtce | 14 | 14Z | GLASS: SIGHT 2-1/4 IN 125 LB | OIL MIST GENERATOR | Instruments - Other & Parts : GLASS/ALUM,ALUM, @ 225 DEG F: WITH GASKET BRASS, 135-XX-002, 150-XX-001, 160-XX-001, 171-XX-001, 171-XX-002, 172-XX-014, 172-XX-028, 173-XX-005, 183-XX-012. | EA | 8 | 0 | 0 | NO | 43.0526 | 6681.77 | ITT NEODYNE | B-2394-18 |  | 22 | 1 | 3CAX |  |  | IVT-25-101 |  |  |  |  | 2012-12-13
512 | 29200000TL | 03483 | EGC007011 | P | 58000619 | 58 | EGTL Spares | Mtce | 14 | 14Z | GAUGE: OIL LEVEL | 22 IN,24 IN LG,1/2 IN | *OBS*Gage&Parts-LiqL : NPT,1,0-210 PSI,ALUM FOR OIL MIST GENERATOR; 145-XX-001 | EA | 3 | 0 | 0 | NO | 237.9196 | 36964.97 | LUBE DEVICE | G607-24-A-1-4 | 77780147 | 05,22 | 1 | 2BAB | 2BAB |  | IVT-25-101 |  |  | IVTCAEXX1 |  | 2012-01-06 | 2013-08-31
513 | 29200000TL | 03483 | EGC020011 | P | 58000625 | 58 | EGTL Spares | Mtce | 70 | 70Z | HEATER: IMMERSION 115VAC 850W | 7.3A, 5/8 IN DIA,13 IN LG | Boilers & Associated Parts : AIR/OIL, ATEX, SS, 135-XX-002, 150-XX-001, 160-XX-001, 171-XX-001, 171-XX-002, 172-XX-014, 172-XX-028, 173-XX-005, 183-XX-001,130-XX-012, | EA | 7 | 0 | 0 | NO | 180.9388 | 28112.015 | LSC | L13N-4400 | 77780179 | 22 | 1 | 3BAC | 1BBB |  | IVT-25-101 |  |  |  |  | 2012-01-06 | 2017-06-14
514 | 29200000TL | 03483 | EGC007011 | P | 58000640 | 58 | EGTL Spares | Mtce | 87 | 87B | THERMOCOUPLE: 33 IN LG | 0-204 DEG C | *OBS*Machinery-Misc- : GROUNDED JUNCTION, 3/16 IN SHEATH DIA,SS SHEATH,EXTENSION LEADWIRE TRANSITION WITH RELIEF SPRING,NO FITTING MOUNT, TAG: 145-XX-001, | EA | 1 | 0 | 0 | NO | 57.9804 | 9008.27 | PYROMATION | K38G-033-00-15-T1M048-0 | 77780148 | 22 | 1 | 2BAB | 2BAB |  | IVT-25-101 |  |  | IVTCAEXX1 |  | 2012-01-06 | 2016-06-28
515 | 29300000TL | 03483 | EGC029024 | P | 58000647 | 58 | EGTL Spares | Mtce | 65 | 65A | FILE: FLAT HAND,BASTARD | 12 IN X 1-3/16 IN X 15/64 IN | Tools - Hand / Power :RECTANGULAR,AMERICAN, WITH HANDLE 20 TPI BAHCO GROUP, BUCK & RYAN, UK | EA | 2 | 1 | 2 | YES | 18.75 | 27357 | BUCK & RYAN | 1-110-12-1-0; (BAHFB12) |  | 00 | 1 | 2CAC | [7 empty] | 2019-11-01 | 2025-05-13 | 2025-08-28 | -1 | 1
516 | 29200000TL | 03483 | EGC029024 | P | 58000651 | 58 | EGTL Spares | Mtce | 65 | 65A | FILE: HAND BASTARD | 10 IN X 25/64 IN | Tools - Hand / Power :SQUARE,WITH HANDLE 23 TPI BAHCO GROUP, BUCK & RYAN, UK, | EA | 2 | 0 | 0 | NO | 16.96 | 2840.8 | BUCK & RYAN | 1-160-10-1-0; (BAHSB10) |  | 00 | 1 | 2CAC | [7 empty] | 2012-01-07 |  | 2014-10-03
517 | 29200000TL | 03483 | EGC029024 | P | 58000652 | 58 | EGTL Spares | Mtce | 65 | 65A | FILE: HAND BASTARD | 10 IN X 1-7/32 IN X 23/64 IN | Tools - Hand / Power :HALF ROUND,AMERICAN, WITH HANDLE 20 TPI BAHCO GROUP, BUCK & RYAN, UK, | EA | 1 | 0 | 0 | NO | 28.05 | 4698.375 | BUCK & RYAN | 1-210-12-1-0;(BAHHRB12) |  | 00 | 1 | 2CAC | [7 empty] | 2012-01-07 | 2017-08-05 | 2014-10-03
518 | 29200000TL | 03483 | EG1052039 | P | 58000658 | 58 | EGTL Spares | Mtce | 65 | 65A | HAMMER: SLEDGE 8 LB | 34 1/4 IN OVERALL LENGTH | Tools - Hand / Power :HICKORY HANDLE, | EA | 19 | 0 | 0 | NO | 27.7757 | 4314.4 | STANLEY | 56-808 |  | 01 | 1 | 2CAC | 1CCC | [6 empty] | 2012-01-07 | 2025-06-19 |  | -2 | 1
519 | 29200000TL | 03483 | EG1052039 | P | 58000659 | 58 | EGTL Spares | Mtce | 65 | 65A | HAMMER: SLEDGE 16 LB | FORGED STEEL | Tools - Hand / Power :HICKORY HANDLE | EA | 11 | 0 | 0 | NO | 51.1736 | 7948.8 | STANLEY | 56-816 |  | 01 | 1 | 2CAC | [7 empty] | 2012-01-07 | 2024-12-07 |  |  |  | -1 | 1
520 | 29200000TL | 03483 | EGC006010 | P | 58000664 | 58 | EGTL Spares | Mtce | 65 | 65A | HAMMER: 4 LB CU HD | 16 IN HANDLE LG | Tools - Hand / Power :HICKORY HANDLE, 1-7/8 IN FACE | EA | 2 | 0 | 0 | NO | 135 | 26527.5 | HAMMER SOURCE | 4.0CW |  | 01 | 1 | 2CAC | [7 empty] | 2012-01-07 | 2015-11-28 | 2016-02-08
521 | 29200000TL | 03483 | EGC006010 | P | 58000666 | 58 | EGTL Spares | Mtce | 65 | 65A | HAMMER: 15 LB CU HD | 36 IN HANDLE LG | Tools - Hand / Power :HICKORY HANDLE | EA | 2 | 0 | 0 | NO | 545.51 | 91127.4455 | HAMMER SOURCE | 15CWH |  | 01 | 1 | 2CAC | [7 empty] | 2012-01-07 |  | 2014-10-03
522 | 29300000TL | 03483 | EGC006010 | P | 58000667 | 58 | EGTL Spares | Mtce | 65 | 65A | HAMMER: MALLET 40 OZ | BLACK RUBBER WOOD HANDLE | Tools - Hand / Power :1125 GM, 3-1/4 IN FACE DIA, | EA | 1 | 0 | 1 | YES | 52.82 | 47367.954 | HAMMER SOURCE | 61-957 |  | 01 | 1 | 2CAC | [7 empty] | 2019-11-13 | 2025-10-19 | 2025-01-30 | -1 | 1 |  |  | -1 | 1
523 | 29200000TL | 03483 | EG1016007 | P | 58000684 | 58 | EGTL Spares | Mtce | 65 | 65A | WRENCH: COMBINATION 460MM LG | 36MM,RING,36MM,FLAT | Tools - Hand / Power :OPEN,OFFSET, VANADIUM STL, SPANNER | EA | 4 | 3 | 6 | NO | 85.523 | 20760.6713 | GEDORE | 6003420 |  | 01 | 1 | 2CAC | [6 empty] | PPNL549 | 2012-01-07 | 2024-10-08 | 2016-12-17 |  |  | -2 | 1
524 | 29200000TL | 03483 | EG1016007 | P | 58000685 | 58 | EGTL Spares | Mtce | 65 | 65A | WRENCH: COMBINATION 460MM LG | 38MM,RING,38MM,FLAT | Tools - Hand / Power :OPEN,OFFSET, VANADIUM STL, SPANNER | EA | 2 | 1 | 2 | NO | 105 | 16301.25 | GEDORE | 6003500 | 6003500 | 01 | 1 | 3CAC | [7 empty] | 2012-01-07 |  | 2014-10-10
525 | 29300000TL | 03483 | EG1016007 | P | 58000686 | 58 | EGTL Spares | Mtce | 65 | 65A | WRENCH: COMBINATION 520MM LG | 41MM,RING,41MM,FLAT | Tools - Hand / Power :OPEN,OFFSET, VANADIUM STL, SPANNER | EA | 2 | 1 | 2 | YES | 139 | 56955.25 | GEDORE | 6003690 | 6003690 | 01 | 1 | 3CAC | [7 empty] | 2019-11-01 |  | 2021-04-30
526 | 29200000TL | 03483 | EG1016007 | P | 58000687 | 58 | EGTL Spares | Mtce | 65 | 65A | WRENCH: COMBINATION 550MM LG | 46MM,RING,46MM,FLAT | Tools - Hand / Power :OPEN,OFFSET, VANADIUM STL, SPANNER | EA | 2 | 0 | 0 | NO | 120.3562 | 23650 | GEDORE | 6003770 | 6003770 | 01 | 1 | 3CAC | [7 empty] | 2012-01-07 | 2016-02-06 | 2016-02-25
527 | 29300000TL | 03483 | EG1016007 | P | 58000688 | 58 | EGTL Spares | Mtce | 65 | 65A | WRENCH: COMBINATION 580MM LG | 50MM,RING,50MM,FLAT | Tools - Hand / Power :OPEN,OFFSET, VANADIUM STL, SPANNER | EA | 2 | 1 | 2 | YES | 305.56 | 487276.532 | GEDORE | 6003850 | 6003850 | 01 | 1 | 3CAC | [7 empty] | 2019-11-01 |  | 2025-05-05
528 | 29200000TL | 03483 | EG1052010 | P | 58000697 | 58 | EGTL Spares | Mtce | 56 | 56Z | BOLT:STUD, ALL-THREAD | 1-1/2 IN DIA,245 MM LG,8 UN | *OBS*Fastener-Stud B : &quot;SA193-B7,SA193,GR B7,2N U, SA194-H, 130-VD-215, 130-VH-002, DRAWING D0561-130VD115/215-D-03, D0561-130VH002-D-03 TYPE: DRU THREAD LENGTH: 245&quot; | ST | 62 | 0 | 0 | NO | 49.7299 | 7720.2931 | HWA-SUNG BOLT CO. | D0561 BB004-1/2 |  | 02,22 | 1 | 2CCC | 2CCC |  | D0561-130VD115/215-D-03 |  |  | DRUM |  | 2012-12-12 | 2018-05-10
529 | 29200000TL | 03483 | EGC009011 | P | 58000699 | 58 | EGTL Spares | Mtce | 56 | 56Z | BOLT:STUD, ALL-THREAD | 1-1/8 IN DIA,210 MM LG | *OBS*Fastener-Stud B : 8 UN,SA193-B7,SA193,GR B7, 2N U, SA194-2H,150-VD-034 TYPE: DRUM THREAD LENGTH: 210 | ST | 4 | 0 | 0 | NO | 12.045 | 4342.3975 | HWA-SUNG BOLT CO. | D0563 BB006-34 |  | 02,22 | 1 | 1AXX | 2BAB |  | D0563-150VD034-D-03 |  |  |  |  | 2012-12-12 | 2019-09-20
530 | 29200000TL | 03483 | EG1052010 | P | 58000700 | 58 | EGTL Spares | Mtce | 56 | 56Z | BOLT:STUD, ALL-THREAD | 1-3/8 IN DIA,255 MM LG,8 UN | *OBS*Fastener-Stud B : SA193-B7,SA193,GR B7, SA194-2H, 187-VD-003 TYPE: DRUM THREAD LENGTH: 255 | ST | 8 | 2 | 4 | NO | 44 | 6831 | HWA-SUNG BOLT CO. | D0563 BB006-35 |  | 02,22 | 1 |  |  |  | D0563-187VD003-D-02 |  |  |  |  | 2013-03-01 | 2016-08-14
531 | 29200000TL | 03483 | EG1052010 | P | 58000701 | 58 | EGTL Spares | Mtce | 56 | 56Z | BOLT:STUD, ALL-THREAD | 1-1/4 IN DIA,185 MM LG,8 UN | *OBS*Fastener-Stud B : SA193-B7,SA193,GR B7, 2N U, SA194-2H,183-VD-002 TYPE: DRUM THREAD LENGTH: 185 | ST | 7 | 0 | 0 | NO | 27 | 4191.75 | HWA-SUNG BOLT CO. | D0563 BB006-33 |  | 02,22 | 1 |  |  |  | D0563-183VD002-D-03 |  |  |  |  | 2013-03-01 | 2016-09-13
532 | 29200000TL | 03483 | EGC019005 | P | 58000706 | 58 | EGTL Spares | Mtce | 87 | 87B | VENT:FILL PURGE MIST ASSEMBLY | 1/4 IN NPT,SS | *OBS*Machinery-Misc- : 130-XX-012, 135-XX-002, 150-XX-001, 171-XX-001, 172-XX-014, 172-XX-028,183-XX-001 | EA | 4 | 0 | 0 | NO | 136 | 21111.28 | LSC | 77600822 | 8A-SG-11 | 22 | 1 | 2CBC | 2CBC | [6 empty] | 2013-08-19
533 | 29200000TL | 03483 | EGC023024 | P | 58000709 | 58 | EGTL Spares | Mtce | 56 | 56Z | NUT: HEX HEAVY,5/8 IN DIA | 11 UNC,14.9 MM HT,CS,SA194 | Fasteners / Hardware : GR 2H, 175-VD-002, EGTL1-GSM-VES-DD-750844, 175-VD-002 | EA | 120 | 0 | 0 | NO | 1.1072 | 183.2017 | SI STUD INC. TEXAS |  | 3590102 | 01,21,22 | 1 | 2BBC |  |  | EGTL1-GSM-VES-DD-500814 |  |  |  |  | 2012-10-07 |  | 2015-01-11
534 | 29200000TL | 03483 | EGC012017 | P | 58000711 | 58 | EGTL Spares | Mtce | 56 | 56Z | BOLT: STUD 1-1/4 IN DIA,175 MM | 1-1/4 IN DIA,175 MM LG,8 UN | Fasteners / Hardware : 175 MM THD LG,CS,SA193,GR B7, 175-VD-002, EGTL1-GSM-VES-DD-750844 | EA | 48 | 0 | 0 | NO | 13.4407 | 2394.8662 | SI STUD INC. TEXAS |  | 3602505 | 02,22 | 1 | 2BBC |  |  | EGTL1-GSM-VES-DD-750834 |  |  |  |  | 2012-10-07 |  | 2014-11-13
535 | 29200000TL | 03483 | EGC023024 | P | 58000712 | 58 | EGTL Spares | Mtce | 56 | 56Z | NUT: HEX HEAVY,1-1/4 IN DIA | 8 UN,30.1 MM HT,CS,SA194 | Fasteners / Hardware : GR 2H, 175-VD-001, 175-VD-002, EGTL1-GSM-VES-DD-750834, 750844 | EA | 80 | 0 | 0 | NO | 3.5014 | 595.2525 | SI STUD INC. TEXAS |  | 3610103 | 01,21,22 | 1 | 2BBC |  |  | EGTL1-GSM-VES-DD-500824 |  |  |  |  | 2012-10-07 |  | 2015-01-11
536 | 29200000TL | 03483 | EGC012014 | P | 58000713 | 58 | EGTL Spares | Mtce | 72 | 72Z | GASKET: SPIRAL WOUND | 150 LB, 304 SS | *OBS*Filtration-Elem : INNER RING,GRAPHITE FILLER,304 SS WINDING,13-1/8 IN ID X 14 IN OD, LUBE OIL COOLER FRONT, GIRTH FLG, TAG NO 120-ES-001A/B & 002A/B, LUBE OIL COOLER FRONT, GIRTH FLG | EA | 12 | 4 | 8 | NO | 288.75 | 44828.4375 | KEC | ES-345-061, 062 | ES-345-061, 062 | 01,22 | 1 |  | 2BAB |  | ES-345-061, 062 |  |  |  |  | 2012-01-07
537 | 29200000TL | 03483 | EG1020021 | P | 58000717 | 58 | EGTL Spares | Mtce | 76 | 76Z | KIT: REPAIR | OIL-FREE SCREW COMPRESSOR | Pumps-Other : CONTAINS SEAL MODULE, O-RING, ELASTOMER/BEARING MODULE, TAG: 120-PX-001A/B & 002A/B | KI | 2 | 0 | 0 | NO | 2400 | 733200 | IMO PUMP | 3217/1018RA | 3217/1018RA | 01,22 | 1 | 1AXX | [7 empty] | 2012-01-07 | 2017-07-11 | 2017-07-27
538 | 29200000TL | 03483 | EGC023024 | P | 58000721 | 58 | EGTL Spares | Mtce | 02 | 02A | NUT: HEX HEAVY,3/4 IN DIA | 10 UNC,18.0 MM HT,CS | Heating Ventilation and Air Conditioning Equipnment & Parts : SA194,GR 2H, 150-VD-017, 175-VD-001, EGTL1-GSM-VES-DD-500814 | EA | 76 | 50 | 100 | NO | 6.1903 | 1882.5423 | SI STUD INC. TEXAS |  | 3640101 | 01,21,22 | 1 | 2BBC |  |  | EGTL1-GSM-VES-DD-500814 |  |  |  |  | 2012-10-07 | 2018-10-24 | 2017-12-14
539 | 29200000TL | 03483 | EGC012017 | P | 58000723 | 58 | EGTL Spares | Mtce | 56 | 56Z | BOLT: STUD 1-1/8IN 8UN X 150LG | 1-1/8 IN DIA,150 MM LG, 8 UN | Fasteners / Hardware : EGTL1-GSM-VES-DD-500804 | EA | 48 | 0 | 0 | NO | 8.2755 | 1550.1333 | SI STUD INC. TEXAS | SA193,B7 | 3640103 | 02,22 | 1 | 2BBC |  |  | EGTL1-GSM-VES-DD-500804 |  |  |  |  | 2012-10-07 |  | 2014-11-13
540 | 29200000TL | 03483 | EGC012010 | P | 58000725 | 58 | EGTL Spares | Mtce | 56 | 56Z | NUT:METRIC,M20 DIA | 2.5 MM PITCH,GALV CS | *OBS*Fastener-Other : DIN 934,GR 8,130-VH-003A/B / DWG NO EGTL1-GNG-VES-DD-300014. FOR HOPPERS | PC | 32 | 0 | 0 | NO | 105 | 16301.25 | FABORY |  | 3640106 | 01,21,22 | 1 | 2CCB | 2CCB |  | EGTL1-GNG-VES-DD-300003 |  |  |  |  | 2013-03-10 | 2019-09-02
541 | 29200000TL | 03483 | EG1024016 | P | 58000726 | 58 | EGTL Spares | Mtce | 02 | 02A | BOLT:HEX,M20 DIA,90 MM LG | METRIC 2.5 MM PITCH | Heating Ventilation and Air Conditioning Equipnment & Parts : CARBON STEEL HD,HOT DIP GALVCS,DIN 931,GR 8.8, | PC | 38 | 24 | 48 | NO | 11 | 2161.5 | FABORY |  |  | 02,22 | 1 | 2CCB |  |  | EGTL1-GNG-VES-DD-300003 |  |  |  |  | 2013-03-10 | 2018-05-16 | 2016-01-23
542 | 29200000TL | 03483 | EG1024016 | P | 58000729 | 58 | EGTL Spares | Mtce | 56 | 56Z | NUT: HEX HEAVY,5/8 IN DIA | 11 TPI,5/8 IN HT,CR MOLY | *OBS*Fastener-Other : SA194,GR 2, 130-VH-003B / DWG NO EGTL1-GNG-VES-DD-300014.FOR HOPPERS. ( “Note: This item requires PMI testing and logging, if passed, markings and documentation as per the PMI specification are required.”) | PC | 56 | 0 | 0 | NO | 85 | 13196.25 | BASCO / FABORY |  | 003-19 | 01,21,22 | 1 | 2CCB |  |  | EGTL1-GNG-VES-DD-300003 |  |  |  |  | 2013-03-10
543 | 29200000TL | 03483 | EGC009010 | P | 58000731 | 58 | EGTL Spares | Mtce | 56 | 56Z | STUD BOLT: ALL-THREAD 1-1/2 IN | DIA,250MM LG,8 UN,SA193,GR B7 | *OBS*Fastener-Stud B : &quot;2N U, SA194-2H, EGTL1-SCC-VES-DD-500509, 150-VC-012 TYPE: TOWER THREAD LENGTH: 250, 2N U, SA194-2H, EGTL1-SCC-VES-DD-500509, 150-VC-012 TYPE: TOWER &quot; | ST | 28 | 0 | 0 | NO | 270 | 41917.5 | HWA-SUNG BOLT CO. | T0062 BB003 |  | 02,21,22 | 1 | 1BBB | 1BBB | [6 empty] | 2013-03-09
544 | 29200000TL | 03483 | EG1024016 | P | 58000732 | 58 | EGTL Spares | Mtce | 56 | 56Z | NUT: HEX HEAVY,1-1/2 IN DIA | 8 TPI,1.5 IN HT,CR MOLY | *OBS*Fastener-BottWa : SA194,GR 2, 130-VH-003A/B / DWG NO EGTL1-GNG-VES-DD-300015.FOR HOPPERS. ( “Note: This item requires PMI testing and logging, if passed, markings and documentation as per the PMI specification are required.”) | PC | 36 | 0 | 0 | NO | 150 | 23287.5 | BASCO / FABORY |  | 004-08 | 01,21,22 | 1 | 2CCB |  |  | EGTL1-GNG-VES-DD-300004 |  |  |  |  | 2013-03-10
545 | 29200000TL | 03483 | EGC043001 | P | 58000733 | 58 | EGTL Spares | Mtce | 66 | 66H | KIT: REPAIR WET END | AIR OPERATING DIAPHRAM PUMP | Valve-Safety Relief : &quot; CONTAINS EPDM CHECK BALLS, DIAPHRAGMS, SEALING RINGS,GASKETS, TAG:130-PX-001B MODELS HDB3-A/HDB4-A PAGE 10, &quot; | KI | 2 | 0 | 0 | NO | 1603.4947 | 248942.55 | WARREN RUPP | 476-046-364 | 476-046-364 | 01,22 | 1 | 3CBC |  |  | SEE ITEM NOTE |  |  | HDB3-A |  | 2012-01-06
546 | 29200000TL | 03483 | EGC020027 | P | 58000734 | 58 | EGTL Spares | Mtce | 66 | 66H | KIT: REPAIR AIR END | AIR OPERATING DIAPHRAM PUMP | Valve-Safety Relief : CONTAINS SEALS, O-RINGS, GASKETS, AIR VALVE SLEEVE & SPOOL,PILOT VALVE ASSEMBLY, TAG: NON METALIC, 130-PX-001B; MODELS HDB3-A/HDB4-A PAGE 10, | KI | 2 | 0 | 0 | NO | 306.0682 | 47541.57 | WARREN RUPP | 476-101-000 | 476-101-000 | 01,22 | 1 | 3CBC |  |  | SEE ITEM NOTE |  |  | HDB3-A |  | 2012-01-06
547 | 29200000TL | 03483 | EG1005006 | P | 58000738 | 58 | EGTL Spares | Mtce | 11 | 11Z | BOARD: PRINTED CIRCUIT | INPUT-OUTPUT MODULE | Computer Hardware - Peripherals : FOR 3500/40 VIBRATION CARD, 3500/40M I/O MODULE - INTERNAL TERMINATIONS\110-CCM-105/205 MMS | EA | 16 | 0 | 0 | NO | 269.3049 | 41807.3453 | BENTLY NEVADA | 125680-01 | 104-08 | 01,22 | 1 | 2AAB |  |  | 6UK386-BA87 |  |  |  |  | 2013-02-23
548 | 29200000TL | 03483 | EG1007001 | P | 58000739 | 58 | EGTL Spares | Mtce | 54 | 54D | MONITOR:RTD/TC,-180 TO 760deg | 120VAC 60HZ POWER | *OBS*GS&P-Other : 3500/60 6 CHANNEL TEMPERATURE MONITOR CARD, 3500/60 6 CHANNEL TEMPERATURE MONITOR CARD | EA | 7 | 0 | 0 | NO | 1650.8884 | 486627.3239 | BENTLY NEVADA | 163179-01 | 003-16 | 22 | 1 | 1BAA | 1BAA |  | 134542-01 |  |  |  |  | 2012-10-27 | 2016-06-15 | 2016-07-13
549 | 29200000TL | 03483 | EG1006017 | P | 58000740 | 58 | EGTL Spares | Mtce | 54 | 54D | MODULE:RTD/TC NON-ISOLATED I/O | ANALOG SIGNAL INPUT | *OBS*GS&P-Other : 120VAC POWER, 3500/60 6 CHANNEL TEMPERATURE MONITOR INPUT OUTPUT MODULE | EA | 7 | 0 | 0 | NO | 342.2202 | 53143.3803 | BENTLY NEVADA | 133819-01 | 003-17 | 01,22 | 1 | 1BAA | 1BAA |  | 134542-01 |  |  |  |  | 2012-10-27 | 2025-09-15 |  | -1 | 1
550 | 29200000TL | 03483 | EG1003002 | P | 58000741 | 58 | EGTL Spares | Mtce | 51 | 51Z | MONITOR:TACHOMETER,0-1999 PPM | 120VAC 60HZ POWER | *OBS*GS&P-Other : 3500/50 TACHOMETER CARD, 3500/50 TACHOMETER CARD | EA | 1 | 0 | 0 | NO | 3206.53 | 214127.42 | BENTLY NEVADA | 133388-02 | 004-06 | 22 | 1 | 1BAA |  |  | 134938-01 |  |  |  |  | 2012-10-27 | 2023-09-25 | [5 empty] | -2 | 3
551 | 29200000TL | 03483 | EG1006013 | P | 58000742 | 58 | EGTL Spares | Mtce | 51 | 51Z | MODULE:I/O,DIGITAL SIGNAL | 120VAC POWER, 3500/50 | Electric-Other : TACHOMETER CARD INPUT OUTPUT MODULE, FOR VIBRATION MONITORS | EA | 3 | 0 | 0 | NO | 608.95 | 56872.74 | BENTLY NEVADA | 133442-01 | 004-07 | 01,22 | 1 | 1BAA |  |  | 134938-01 |  |  |  |  | 2012-10-27 | 2024-10-08 |  |  |  | -1 | 1 | 0 | 2
552 | 29200000TL | 03483 | EG1002005 | P | 58000743 | 58 | EGTL Spares | Mtce | 54 | 54D | MONITOR:120VAC 60HZ POWER | 0-200 MICROMETERS PEAK TO PEAK | *OBS*GS&P-Other : 3500/72 RECIPROCATING COMPRESSOR PISTON ROD POSITION MONITOR CARD | EA | 2 | 0 | 0 | NO | 4908.4 | 1494607.8 | BENTLY NEVADA | 176449-08 | 103-10 | 22 | 1 | 1BAA | 1BAA |  | 146479-01 |  |  |  |  | 2012-10-27 | 2016-06-15 | 2016-07-13
553 | 29200000TL | 03483 | EG1004016 | P | 58000744 | 58 | EGTL Spares | Mtce | 54 | 54D | CABLE: 10BASE-T, 100 FT | VIBRATION MONITORS | *OBS*GS&P-Other : BARE STRANDED COPPER CONDUCTOR / OKOSEAL INSULATION / TINNED STRANDED COPPER DRAIN WIRE / FLAME-RETARDANT INNER & OUTER JACKETS / ALUMINUM-POLYESTER GROUP & CABLE SHIELDS / IMPERVIOUS,CONTINUOUS,CORRUGATED ALUMINUM C-L-X SHEATH,TWIST | EA | 6 | 0 | 0 | NO | 157.1011 | 24396.23 | BENTLY NEVADA | 138131-100 | 103-11 | 01,10,22 | 1 | 1BAA | 1BAA |  | 138131-100 |  |  |  |  | 2012-10-27
554 | 29200000TL | 03483 | EG1050002 | P | 58000769 | 58 | EGTL Spares | Mtce | 54 | 54A | GASKET: SPIRAL WOUND | 24 IN PIPE,150 LB,316 SS | Gaskets : INNER RING,316 SS OUTER RING,GRAPHITE FILLER,GRAPHITE WINDING,FLEXPRO ZA,24 IN, CHESTERTON TYPE 172-VC-004 | PC | 39 | 0 | 0 | NO | 628.4808 | 87371.648 | KNM PROCESS SYS SDN. BHD. | 4.5T X 24&QUOT;, CL 150# | T0062 BB010 | 01,22 | 1 |  |  |  | K060411-1-E-D-014 |  |  |  |  | 2012-12-14 | 2018-11-16 | 2014-09-21
555 | 29200000TL | 03483 | EG1051046 | P | 58000777 | 58 | EGTL Spares | Mtce | 56 | 56Z | BOLT: STUD ALL-THREAD | 1-7/8 IN DIA,350MM LG,8 UN | *OBS*Fastener-Stud B : SA193,GR B7, S-B/2HHN, 120-VR-201TYPE: STUD BOLT/NUT, SA194-2H NUT | ST | 22 | 0 | 0 | NO | 69.0035 | 10712.0728 | KOREA BOLT | K-06C0032-01 | K-06C0032-01 | 02,22 | 1 | 1BAB | 1BAB |  | 06C0032-01-03-M2-5 |  |  |  |  | 2012-01-06
556 | 29200000TL | 03483 | EG1051046 | P | 58000782 | 58 | EGTL Spares | Mtce | 56 | 56Z | BOLT: STUD ALL-THREAD | 1-1/2 IN DIA,280MM LG,8 UN | *OBS*Fastener-Stud B : SA193,GR B7, S-B/2HHN, 120-VR-201, SA194-2H NUT | ST | 8 | 0 | 0 | NO | 14.0306 | 2178.3693 | HYDROBOLT-USA | K-06C0032-06 | K-06C0032-06 | 02,22 | 1 | 2 | 2BAB |  | 06C0032-01-18-H4-5 |  |  |  |  | 2012-01-06 | 2017-03-28
557 | 29200000TL | 03483 | EGC044007 | P | 58000783 | 58 | EGTL Spares | Mtce | 56 | 56Z | BOLT: STUD ALL-THREAD | 1-5/8 IN DIA,310MM LG,8 UN | BOLT: STUD ALL-THREAD 1-5/8 IN DIA,310MM LG,8 UN *OBS*Fastener-Stud B : ASTM A193 GR B16/ASTM A194 GR 7 | ST | 8 | 0 | 0 | NO | 49.3 | 17772.65 | KOREA BOLT | K-06C0032-07 | K-06C0032-07 | 02,22 | 1 | 1BAB | 1BAB |  | 06C0032-02-03-M2-5 |  |  |  |  | 2012-01-06 | 2019-09-26 | 2019-11-19
558 | 29200000TL | 03483 | EG1051046 | P | 58000784 | 58 | EGTL Spares | Mtce | 56 | 56Z | BOLT: STUD ALL-THREAD | 1-7/8 IN DIA,350MM LG,8 UN | BOLT: STUD ALL-THREAD 1-7/8 IN DIA,350MM LG,8 UN *OBS*Fastener-Stud B : ASTM A193 GR B16/ASTM A194 GR 7 | ST | 6 | 0 | 0 | NO | 77.68 | 29479.56 | KOREA BOLT | K-06C0032-08 | K-06C0032-08 | 02,22 | 1 | 1BAB | 1BAB |  | 06C0032-02-04-M1-5 |  |  |  |  | 2012-01-06 | 2019-09-26 | 2019-11-19
559 | 29200000TL | 03483 | EG1051046 | P | 58000785 | 58 | EGTL Spares | Mtce | 56 | 56Z | BOLT: STUD ALL-THREAD | 1-1/4 IN DIA,245MM LG,8 UN | BOLT: STUD ALL-THREAD 1-1/4 IN DIA,245MM LG,8 UN *OBS*Fastener-Stud B : ASTM A193 GR B16/ASTM A194 GR 7 | ST | 8 | 0 | 0 | NO | 123.72 | 50215.935 | KOREA BOLT | K-06C0032-09 | K-06C0032-09 | 02,22 | 1 | 1BAB | 1BAB |  | 06C0032-02-05-H1,S02-6 |  |  |  |  | 2012-01-06 | 2019-09-27 | 2019-11-20
560 | 29300000TL | 03483 | EG1021014 | P | 58000794 | 58 | EGTL Spares | Mtce | 54 | 54A | GASKET: SPIRAL WOUND 2 IN | PIPE 600 LB,304 SS INNER RING | Gaskets : 304 SS OUTER RING,GRAPHITE FILLER,304 SS WINDING,4.5 THK, ASME, RF, F,GRA H,I,O,120-VR-201 | PC | 6 | 6 | 9 | YES | 60 | 24579 | LAMONS GASKET USA | STYLE WRI-600LB | STYLE WRI -600LB | 01,22 | 1 | 1BAB |  |  | 06C0032-01-04-K1,2-3 |  |  |  |  | 2019-11-01 | 2025-01-30 | 2025-08-18 | -3 | 1
561 | 29200000TL | 03483 | EG1052010 | P | 58000795 | 58 | EGTL Spares | Mtce | 54 | 54A | GASKET: SPIRAL WOUND 24 IN | PIPE 600 LB,304 SS INNER RING | Gaskets : 304 SS OUTER RING,GRAPHITE FILLER,304 SS WINDING,4.5 THK, S-B/2HHN, 120-VR-204, S-B/2HHN, 120-VR-204 | PC | 5 | 0 | 0 | NO | 108.086 | 27902.3613 | JEIL E&S | J-06C0032-03 | J-06C0032-03 | 01,22 | 1 | 1BAB |  |  | 06C0032-01-04-M1-4 |  |  |  |  | 2012-01-06 | 2017-09-21 | 2017-10-02
562 | 29200000TL | 03483 | EG1052010 | P | 58000797 | 58 | EGTL Spares | Mtce | 54 | 54A | GASKET | T4.5 12IN ASME 60 | Gaskets : | EA | 6 | 0 | 0 | NO | 58.28 | 9047.97 | FISHER | 1E222606992 |  | 01 |  |  | 2CBC | [6 empty] | 2013-05-01
563 | 29300000TL | 03483 | EGC020003 | P | 58000802 | 58 | EGTL Spares | Mtce | 54 | 54A | GASKET: SPIRAL WOUND 2 IN | PIPE,600 LB,304 SS INNER RING | Gaskets : 304 SS OUTER RING,GRAPHITE FILLER,304 SS WINDING,4.5 THK, ASME, RF, F,GRA H,I,O,120-VR-201 | PC | 3 | 4 | 7 | YES | 188.73 | 272403.4455 | LAMONS GASKET USA | 2IN 600LB 304SS IR/OR | 2IN 600LB 304SS IR/OR | 01,22 | 1 | 1BAB |  |  | 2IN 600LB 304SS IR/OR |  |  |  |  | 2019-11-01 | 2025-06-12 | 2025-07-22 | -7 | 3
564 | 29200000TL | 03483 | EG1040025 | S | 58000804 | 58 | EGTL Spares | Mtce | 54 | 54A | GASKET:SPIRAL WOUND | 8 IN, 600 LB, 304 SS IR/OR | GRAPHITE FILLER, 4 .5 THK, ASME B 16.20, RF, PIPEFLANGE, GRA. | PC | 4 | 0 | 0 | NO | 51.1485 | 5800.696 | FLEXITALLIC GASKET |  | J-06C0032-12 | 01,22 | 1 | 1BAB |  |  | 06C0032-02-18-K4-3 |  |  | 8X304IR/ORX300LB |  | 2012-01-06 | 2025-12-29 |  | -4 | 2
565 | 29200000TL | 03483 | EG1052009 | P | 58000846 | 58 | EGTL Spares | Mtce | 72 | 72Z | ELEMENT: COALESCER | 9.4 IN OD X 24 IN LG | *OBS*Filtration-Element: Pleated Fiber for 135-VD-022. Manufacturer - KEL-TEC KR760-014P or DOLLINGER RSC-0770-6 | EA | 20 | 0 | 0 | NO | 315 | 96522.3 | KELTEC | KR760-014P | SEE ADDITIONAL INFO | 01,22 | 1 | 1BAB | 1BAB |  | PG-862-0705 |  |  |  |  | 2012-01-06 | 2018-10-11 | 2018-12-11
566 | 29200000TL | 03483 | EG1019008 | P | 58000851 | 58 | EGTL Spares | Mtce | 50 | 50Z | BEARING: SLEEVE MOTOR STL | REFRIGERATION PACKAGE | Bearings & Accessories - All :TAG: 135-CS-001-M | EA | 4 | 0 | 0 | NO | 8280 | 1285470 | SIEMENS | 58-454-303-501 | 58-454-303-501 | 01,21,22 | 1 | 1BAB |  |  | PG-862-0205 |  |  |  |  | 2012-01-06
567 | 29200000TL | 03483 | EG1050016 | P | 58000857 | 58 | EGTL Spares | Mtce | 76 | 76Z | VALVE:3 IN,590 PSI,300LB RF | OIL TEMPERATURE CONTROL | Pumps-Other : &quot;SS BODY,ELECTROLESS NICKEL,FULLY AUTOMATCI OPERATED,250 F MAX,VITON,THERMOSTATIC,3 WAY SELF CONTAINED; 135-TV-0188 135-CS-001; 120 F TEMP SET POINTFOR REFRIGERATION PACKAGE&quot; | EA | 1 | 0 | 0 | NO | 13620.8774 | 2114505 | AMOT | 3-BM-S-H-120-07-A | 3-BM-S-H-120-07-A | 02,22 | 1 | 1BAB |  |  | PG-862-2538 |  |  |  |  | 2012-01-06
568 | 29200000TL | 03483 | EG1055024 | P | 58000859 | 58 | EGTL Spares | Mtce | 76 | 76Z | VALVE: 3 IN,300 PSIG,300LB RF | REFRIGERATION PACKAGE | Pumps-Other : CS BODY, 316 SS, SPRING OPPOSED DIAPHRAGM OPERATED, 250F, NONE, PRESSURE REDUCING VALVE, UNBALANCED PLUG: 135-PV-0230, ACT SIZE 40; 135-CS-001; SEE DWG EGTL1-MUP-INS-DS-352502; TYPE - ET W/667, | EA | 1 | 0 | 0 | NO | 10346.5 | 3724740 | FISHER CONTROLS | ET W/667 | SEE ADDITIONAL INFO | 02,22 | 1 | 1BAB | 2BBB |  | PG-862-2502 |  |  |  |  | 2012-01-06 | 2019-11-20
569 | 29200000TL | 03483 | EGC028034 | P | 58000864 | 58 | EGTL Spares | Mtce | 76 | 76Z | KIT: REPAIR TRANSFER VALVE | REFRIGERATION PACKAGE | Pumps-Other : 135-XF-001B; 135-ES-001 A/B; 135-XF-001 A/B; SEE DWG EGTL1-MUP-MEC-DS-352539, 135-XF-001B | EA | 2 | 0 | 0 | NO | 1620.63 | 269909.613 | HILLIARD | F-030B-300T | F-030B-300T | 01,22 | 1 | 1BAB |  |  | PG-862-2539 |  |  |  |  | 2012-01-06 | 2014-06-01 | 2014-08-01
570 | 29200000TL | 03483 | EG1014001 | P | 58000865 | 58 | EGTL Spares | Mtce | 14 | 14Z | DETECTOR: TEMPERATURE RTD | 200 TO 500 C,100 OHM,2 WIRE | Instruments - Other & Parts : PLATINUM ELEMENT, 1/4 IN DIA, 8 IN LG, SS TUBE, COMPRESSOR RADIAL BEARING, PT-100, 135-TE-0172 & 135-TE-0173 | EA | 1 | 0 | 0 | NO | 58.3516 | 9058.5 | MINCO | S157PD080Z180A | S157PD080Z180A | 22 | 1 | 1BAB |  |  | PG-862-2109 |  |  |  |  | 2012-01-06
571 | 29200000TL | 03483 | EG1001015 | P | 58000872 | 58 | EGTL Spares | Mtce | 14 | 14Z | TRANSMITTER: PRESSURE | DIFFERENTIAL 300 TO 300 PSI | Instruments - Other & Parts : INPUT, 4-20MADC OUTPUT, 10.5 TO 55 V DC SUPPLY, 750 PSI, 1/4?18 NPT ON 2 1/8-IN. CENTERS, SS, 135-PDIT-0240, 0241; 135-CS-001; 135-CS-001 M; EGTL1-MUP-INS-DS-352106, SN: 2094846; MAX W.P: 3626PSI/250BAR; SUPPLY: 9-32VDC/17. | EA | 1 | 0 | 0 | NO | 2208.49 | 675378.755 | ROSEMOUNT | 3051CD-4F22B1AK8Q4M5T1 | 3051CD-4F22B1AK8Q4M5T1 | 05,22 | 1 | 1BAB |  |  | PG-862-2106 |  |  |  |  | 2012-01-06 | 2017-10-11 | 2017-10-21
572 | 29200000TL | 03483 | EG1016015 | P | 58000875 | 58 | EGTL Spares | Mtce | 14 | 14Z | TRANSMITTER: PRESSURE | 0-30 PSI INPUT, 4–20 MA | Instruments - Other & Parts : WITH DIGITAL SIGNAL BASED ON HART PROTOCOL OUTPUT, 10.5 -55 V DC SUPPLY, 1/2 IN –14 NPT FEMALE, SS, 135-PXIT-0238A/B/C; 135-CS-001 M; EGTL1-MUP-INS-DS-352105 | EA | 2 | 0 | 0 | NO | 1480.735 | 451624.6325 | ROSEMOUNT | 3051TG-1A2B21AKBQ4M5T1 | 3051TG-1A2B21AKBQ4M5T1 | 05,22 | 1 | 1BAB |  |  | PG-862-2105 |  |  |  |  | 2012-01-06 | 2016-07-24 | 2016-08-08
573 | 29200000TL | 03483 | EG1014002 | P | 58000884 | 58 | EGTL Spares | Mtce | 14 | 14Z | TRANSMITTER: VELOMETER 24V DC | 0-2 MM/SEC INPUT | Instruments - Other & Parts : MONITORING SYSTEM; EGTL1-MUP-INS-DS-352116, 135-CS-001 | EA | 2 | 0 | 0 | NO | 159.1407 | 24705 | BENTLY NEVADA | 330500-01-01 | 330500-01-01 | 05,22 | 1 | 1BAB |  |  | PG-862-2116 |  |  |  |  | 2012-01-06
574 | 29200000TL | 03483 | EG1013010 | P | 58000885 | 58 | EGTL Spares | Mtce | 14 | 14Z | PROXIMITOR: 10-80 MILS SCALE | 8 MM PROBE DIA,30 FT CABLE LG | Instruments - Other & Parts : 135-VZT-0111A/B AND 0112A/B; 135-CS-001; EGTL1-MUP-INS-DS-352118, | EA | 1 | 0 | 0 | NO | 440.8 | 72511.6 | BENTLY NEVADA | 330180-90-05 | 330180-90-05 | 22 | 1 | 1BAB |  |  | PG-862-2118 |  |  |  |  | 2012-01-06 | 2023-02-07 | 2014-09-04 |  |  |  |  | -2 | 1
575 | 29200000TL | 03483 | EG1014002 | P | 58000886 | 58 | EGTL Spares | Mtce | 51 | 51D | CABLE: EXTENSION | ARMORED | Electric Components - Wire / Cable : WITH END SEALS, 135-CS-001 | EA | 1 | 0 | 0 | NO | 51.2787 | 7960.5 | BENTLY NEVADA | 330130-085-03-05 | 330130-085-03-05 | 01,10,22 | 1 | 1BAB |  |  | PG-862-2118 |  |  |  |  | 2012-01-06 | 2025-07-10 |  | -1 | 1
576 | 29200000TL | 03483 | EGC029010 | P | 58000893 | 58 | EGTL Spares | Mtce | 28 | 28C | SWITCH: LEAK DETECTOR | 480 VAC,3 AMPSA,3PH,60HZ | *OBS*Safety-Other : DUAL SETPOINT WITH TERM BLOCK, 135-PSH-0050; 135-ES-001 A/B; EGTL1-MUP-ELE-DD-350205 | EA | 1 | 0 | 0 | NO | 3000 | 465750 | BARKSDAL | D2T-M2SS-S0026 | D2T-M2SS-S0026 | 01,10,22 | 1 | 1BAB | 1BAB |  | PG-862-0205 |  |  |  |  | 2012-01-06
577 | 29200000TL | 03483 | EG1051009 | P | 58000894 | 58 | EGTL Spares | Mtce | 70 | 70Z | HEATER: IMMERSION 480VAC | 3 PHASE/60,6 KWW,12 AMPS | Boilers & Associated Parts : 3 IN SCH 160 DIA,1524 MM INSERT LENGTH LG; LUBE OIL SEPARATOR, CL1, ZONE2, GR.IIA/B-T3, 135-HE-021; 135-VD-001 | EA | 3 | 0 | 0 | NO | 2975.1916 | 461868.75 | CCI | MXI3063F360X-00X | MXI3063F360X-00X | 22 | 1 | 1BAB |  |  | PG-862-2117 |  |  |  |  | 2012-01-06
578 | 29200000TL | 03483 | EG1051009 | P | 58000895 | 58 | EGTL Spares | Mtce | 70 | 70Z | HEATER: IMMERSION 480VAC | 3 PHASE/60,3 KWW,6 AMPS | Boilers & Associated Parts : 4 IN SCH 160 DIA,1524 MM INSERT LG, SUCTION SCRUBBER, 135-HE-020; 135-VD-020 | EA | 2 | 0 | 0 | NO | 1741.3122 | 270321.3 | CCI | MXI3033F360X-00X. | MXI3033F360X-00X. | 22 | 1 | 1BAB |  |  | PG-862-2618 |  |  |  |  | 2012-01-06
579 | 29200000TL | 03483 | EG1051009 | P | 58000896 | 58 | EGTL Spares | Mtce | 70 | 70Z | HEATER: IMMERSION 480VAC | 3 PHASE/60,1.5 KWW,3 AMPS | Boilers & Associated Parts : 2 IN DIA,24 IN LG; 135-HE-023; 135-CS-001 M; TYPE: MOTOR LUBE OIL; SIZE: 2 IN -150# RF | EA | 2 | 0 | 0 | NO | 1160.4747 | 180152.1 | CCI | CXF315-P223X-00X | CXF315-P223X-00X | 22 | 1 | 1BAB |  |  | PG-862-2619 |  |  |  |  | 2012-01-06
580 | 29200000TL | 03483 | EG1023011 | S | 58000897 | 58 | EGTL Spares | Mtce | 14 | 14Z | SENSOR: MOTOR/KEY-PHASOR PROBE | REFRIGERATION PACKAGE | Instruments - Other & Parts : 135-VXE/VYE-0113 / 0114, 135-KE-0002; 135-ES-001 A/B; SEE DWG EGTL1-MUP-INS-DS-350205, | EA | 1 | 0 | 0 | NO | 166.6851 | 25876.2 | BENTLY NEVADA | 24701-28-05-00-056-03-02 | 24701-28-05-00-056-03-02 | 01,22 | 1 | 1BAB | 1BBB |  | PG-862-0205 |  |  |  |  | 2012-01-06 | 2017-01-27
581 | 29200000TL | 03483 | EGC028014 | P | 58000899 | 58 | EGTL Spares | Mtce | 14 | 14I | GAUGE: TEMPERATURE | BIMETAL THERMOMETER | Temperature and heat measuring instruments : Range (-40/160 deg F) inner and (-40/70 deg C) outer.316 SS, 135-TI-0193; 135-VD-021. | EA | 1 | 0 | 0 | NO | 302.92 | 47028.33 | ASHCROFT | 50EL60E120XCS-XSG-NHSG | 50EL60E120XCS-XSG-NHSG | 05,22 | 1 | 1BAB |  |  | PG-862-2107 |  |  |  |  | 2012-01-06 | 2013-06-20 | 2013-11-11
582 | 29200000TL | 03483 | EGC028005 | P | 58000901 | 58 | EGTL Spares | Mtce | 14 | 14Z | TRANSMITTER: LIQUID LEVEL | 250 TO 250 IN WC INPUT,4-20MA | Instruments - Other & Parts : DC OUTPUT,10.5-55VDC SUPPLY,1/4 IN NPT, & SEAL, SS, 135-LXIT-0120, 135-VD-020; ROSEMOUNT: 3051CD-2A22A1AS2M5K6L4Q4T1; EGTL1-MUP-INS-DS-352612 | EA | 1 | 0 | 0 | NO | 6738 | 1046074.5 | ROSEMOUNT |  | SEE ADDITIONAL INFO | 05,22 | 1 | 1BAB |  |  | PG-862-2612 |  |  |  |  | 2012-01-06
583 | 29200000TL | 03483 | EGC002034 | P | 58000902 | 58 | EGTL Spares | Mtce | 14 | 14Z | TRANSMITTER: LIQUID LEVEL | 250 TO 250 IN WC | Instruments - Other & Parts : "INPUT, FOUNDATION FIELDBUS PROTOCOL OUTPUT, 10.5-55VDC SUPPLY, 1/4 IN NPT, & SEAL, SS, 35-LIT-0121/0124/125, .135-CS-001 135-CS-001M; 135-VD-020; ROSEMOUNT: 3051CD-2F22A1AS2M5K6L4Q4T1 "1. 1199WCAB4AFFWG2DAA7G2. 1199MCC10AF | EA | 2 | 0 | 0 | NO | 6368.635 | 1604405.4693 | ROSEMOUNT |  | SEE ADDITIONAL INFO | 05,22 | 1 | 1BAB |  |  | PG-862-2112/2614/2615 |  |  |  |  | 2012-01-06 | 2018-01-18 | 2020-02-11
584 | 29200000TL | 03483 | EG1050016 | P | 58000903 | 58 | EGTL Spares | Mtce | 64 | 64B | MOTOR: ELECTRIC 1 HP 460VAC | 1750 RPM 143TC FRAME 3PH,60HZ | Power Transmission Equipment & Replacement Parts : 2.2A,3400W, TEFC ENCLOSURE, 1.15 SERVICE FACTOR, 7/8 IN SHAFT, NO BRAKE, VERT SHAFT DOWN MOUNT, CL1, ZONE2, GR.IIA/B-T3, 135-PX-003A/B; | EA | 2 | 0 | 0 | NO | 1140.0734 | 176985 | RELIANCE |  | SEE ADDITIONAL INFO | 01,011,19,22, | 1 | 1BAB |  |  | PG-862-0241 |  |  |  |  | 2012-01-06
585 | 29200000TL | 03483 | EGC010017 | P | 58000904 | 58 | EGTL Spares | Mtce | 14 | 14Z | GLASS:GAGE,9,TRANSPARENT | TEMPERED BOROSILICATE | Instruments - Other & Parts : 145-LG-0102A, 145-LG-0101B, 145-LG-0101A | EA | 8 | 0 | 0 | NO | 55.9964 | 8694 | JERGUSON | V16756 9 |  | 22 | 1 | 2CBC |  |  | 271878-01 |  |  | 49TCH20 |  | 2013-08-16
586 | 29200000TL | 03483 | EGC010017 | P | 58000905 | 58 | EGTL Spares | Mtce | 54 | 54A | GASKET: FLANGE NON-SPIRAL | 5000 PSIG @ 550 F | Gaskets : &quot;IFG5500,0.656 IN ID,1.344 IN OD,1/32 IN THK, IFG5500, 145-LG-0102B, 145-LG-0102A, 145-LG-0101B, 145-LG-0101A , SIZE: 9 , SHAPE: OBLONG&quot; | EA | 13 | 0 | 0 | NO | 3.0998 | 481.28 | JERGUSON | V18980 9 | E3056-16-2 | 01 | 1 | 2CBC |  |  | 271878-01/02 |  |  | 49TCH20 |  | 2013-08-19
587 | 29200000TL | 03483 | EGC010017 | P | 58000906 | 58 | EGTL Spares | Mtce | 14 | 14D | GLASS: LEVEL GAUGE FLAT | REFLEX,9,4000PSIG @ 100 F | Level Measuring Instruments : &quot;TEMPERED BOROSILICATE,CLEAR, IFG5500, 145-LG-0102B, 145-LG-0102A, 145-LG-0101B, 145-LG-0101A , SIZE: 9 , SHAPE: OBLONG&quot; | EA | 2 | 0 | 0 | NO | 135.6 | 26862.36 | JERGUSON | V16757 9 | PN 00990858 | 22 | 1 | 2CBC |  |  | 271878-02 |  |  | 39RCH20 |  | 2013-08-16 | 2014-12-15 | 2015-02-02
588 | 29200000TL | 03483 | EGC021015 | P | 58000914 | 58 | EGTL Spares | Mtce | 56 | 56Z | PIN: TENSION, 5 MM X 24 MM | SUBMERSIBLE GRINDER PUMP | Fasteners / Hardware : SS 14 2331-02,ISO 683/13, 177-PC-002B, 177-PC-003A/B | EA | 2 | 0 | 0 | NO | 1.0004 | 155.39 | ITT WATER & WASTEWATER | 805889 | 805889 | 01,22 | 1 | 2CBC |  |  | EGTL-FLY-MEC-SR-770005 |  |  | MP 3085.172 HT 258 |  | 2012-01-06
589 | 29200000TL | 03483 | EGC021016 | P | 58000915 | 58 | EGTL Spares | Mtce | 56 | 56Z | DRIVE: SCREW 5 MM X 4 MM | SUBMERSIBLE GRINDER PUMP | *OBS*Fastener-BottWa : ISO 3506-1 A2-70, 177-PC-002A/B, 177-PC-003A/B, | EA | 4 | 0 | 0 | NO | 0.5002 | 77.7 | ITT WATER & WASTEWATER | 822088 | 822088 | 01,22 | 1 | 2CBC | 2CBC |  | EGTL-FLY-MEC-SR-770005 |  |  | MP 3085.172 HT 258 |  | 2012-01-06
590 | 29200000TL | 03483 | EGC004035 | P | 58000916 | 58 | EGTL Spares | Mtce | 51 | 51C | STATOR: PUMP | SUBMERSIBLE GRINDER PUMP | Electric Components - Motor / Generator :0314 0125 00, HOUSING, 177-PC-002B, 177-PC-003A/B; SUBMERSIBLE GRINDER PUMP | EA | 1 | 0 | 0 | NO | 16.7725 | 2603.93 | ITT WATER & WASTEWATER | 5561500 | 5561500 | 22 | 1 | 2CBC |  |  | EGTL-FLY-MEC-SR-770005 |  |  | MP 3085.172 HT 258 |  | 2012-01-06
591 | 29200000TL | 03483 | EGC021015 | P | 58000917 | 58 | EGTL Spares | Mtce | 56 | 56Z | SCREW: HEX SOCKET HD M8 DIA | 50 MM LG,1.75 MM | *OBS*Fastener-BottWa : SS 316, DIN912, GR A2, 177-PC-002A/B, 177-PC-003A/B; SUBMERSIBLE GRINDER PUMP | EA | 4 | 0 | 0 | NO | 1.5006 | 233.09 | ITT WATER & WASTEWATER | 820039 | 820039 | 02,21,22 | 1 | 2CBC | 2CBC |  | EGTL-FLY-MEC-SR-770005 |  |  | MP 3085.172 HT 258 |  | 2012-01-06
592 | 29200000TL | 03483 | EG1012017 | P | 58000921 | 58 | EGTL Spares | Mtce | 50 | 50Z | BEARING: BALL SINGLE-ROW | 20 MM ID,52 MM OD,15 MM WD | Bearings & Accessories - All :OEM SKF PART NUMBER 6304ZZC3 DEEP GROOVE BALL BEARING, DOUBLE SHIELDED. | EA | 2 | 0 | 0 | NO | 459.3493 | 71385.105 | SKF | 6304 ZZ C3 |  | 01,21,22 | 1 | 2CBC |  |  | EGTL-FLY-MEC-SR-770005 |  |  | MP 3085.172 HT 258 |  | 2012-01-06 |  | 2014-11-28
593 | 29200000TL | 03483 | EGC021005 | P | 58000922 | 58 | EGTL Spares | Mtce | 51 | 51C | SHAFT: PUMP | 20 MM OD X 350 MM LG, 316SS | Electric Components - Motor / Generator :177-PC-002A/B, 177-PC-003A/B; FOR SUBMERSIBLE GRINDER PUMP | EA | 1 | 0 | 0 | NO | 239.607 | 37198.99 | ITT WATER & WASTEWATER | 5959800 | 5959800 | 22 | 1 | 2CBC |  |  | EGTL-FLY-MEC-SR-770005 |  |  | MP 3085.172 HT 258 |  | 2012-01-06
594 | 29200000TL | 03483 | EGC021011 | P | 58000923 | 58 | EGTL Spares | Mtce | 51 | 51C | STATOR: PUMP COPPER BARS | CARBON-SILICON IRON WINDING | Electric Components - Motor / Generator :15-09-2A, 177-PC-002A/B, 177-PC-003A/B, FOR SUBMERSIBLE GRINDER PUMP | EA | 1 | 0 | 0 | NO | 119.8035 | 18599.5 | ITT WATER & WASTEWATER | 4084234 | 4084234 | 22 | 1 | 2CBC |  |  | EGTL-FLY-MEC-SR-770005 |  |  | MP 3085.172 HT 258 |  | 2012-01-06
595 | 29200000TL | 03483 | EGC021016 | P | 58000926 | 58 | EGTL Spares | Mtce | 56 | 56Z | SCREW: GLAND, 32 MM DIA | 40 MM LG,1.5 MM | *OBS*Fastener-BottWa : SOCKET HD, NYLON 66, GR 94V-2, 177-PC-002A/B, 177-PC-003A/B | EA | 1 | 0 | 0 | NO | 3.5941 | 557.98 | ITT WATER & WASTEWATER | 3978100 | 3978100 | 02,21,22 | 1 | 2CBC | 2CBC |  | EGTL-FLY-MEC-SR-770005 |  |  | MP 3085.172 HT 258 |  | 2012-01-06
596 | 29200000TL | 03483 | EGC021019 | P | 58000927 | 58 | EGTL Spares | Mtce | 56 | 56Z | SCREW: SELF-TAPPING M6 DIA | 12MM LG | *OBS*Fastener-BottWa : C - THREAD FORMING POINT, 10MM HD, STEEL, CASE HARDENED AND ZINC, SAE-J1237,GR 9.8 METRTIC GRADE, 177-PC-002A/B, 177-PC-003A/B | EA | 1 | 0 | 0 | NO | 2.0008 | 310.78 | ITT WATER & WASTEWATER | 821761 | 821761 | 02,21,22 | 1 | 2CBC | 2CBC |  | EGTL-FLY-MEC-SR-770005 |  |  | MP 3085.172 HT 258 |  | 2012-01-06
597 | 29200000TL | 03483 | EGC021015 | P | 58000928 | 58 | EGTL Spares | Mtce | 56 | 56Z | SCREW: CLOSED END M12 DIA | 38 MM LG, | *OBS*Fastener-BottWa : 1.75 MM,OPEN FOR CABLE HD,COPPER - ELECTRO TINED, ROHS/ELV COMPLIANT,GR VOLTAGE RATING 600-1000 V, 177-PC-002A/B, 177-PC-003A/B | EA | 7 | 0 | 0 | NO | 1.0004 | 155.39 | ITT WATER & WASTEWATER | 834424 | 834424 | 02,21,22 | 1 | 2CBC | 2CBC |  | EGTL-FLY-MEC-SR-770005 |  |  | MP 3085.172 HT 258 |  | 2012-01-06
598 | 29200000TL | 03483 | EGC021021 | P | 58000930 | 58 | EGTL Spares | Mtce | 56 | 56Z | WASHER: LOCK | 6 MM ID,8 MM OD,1 MM THK | *OBS*Fastener-BottWa : SEALING,M6 NOM, NITRILE RUBBER, AS568A-001,GR DUBO NR 301, 177-PC-002A/B, 177-PC-003A/B | EA | 2 | 0 | 0 | NO | 1.0004 | 155.39 | ITT WATER & WASTEWATER | 825060 | 825060 | 01,22 | 1 | 2CBC | 2CBC |  | EGTL-FLY-MEC-SR-770005 |  |  | MP 3085.172 HT 258 |  | 2012-01-06 | 2017-07-01
599 | 29200000TL | 03483 | EGC021015 | P | 58000931 | 58 | EGTL Spares | Mtce | 76 | 76Z | SLEEVE: SHAFT | 20 MM ID X 32 MM LG | *OBS* Pumps - Parts : 0404 4104 06, 595 98 00; TYPE: SUBMERSIBLE GRINDER PUMP, 177-PC-002A/B, 177-PC-003A/B | EA | 1 | 0 | 0 | NO | 21.5646 | 3347.91 | ITT WATER & WASTEWATER | 4394204 | 4394204 | 01,22 | 1 | 2CBC | 2CBC |  | EGTL-FLY-MEC-SR-770005 |  |  | MP 3085.172 HT 258 |  | 2012-01-06
600 | 29200000TL | 03483 | EG1012017 | P | 58000935 | 58 | EGTL Spares | Mtce | 50 | 50Z | BEARING: BALL DOUBLE ROW | 25 MM ID,62 MM OD,25.4 MM WD | Bearings & Accessories - All :33 SERIES, ANGULAR CONTACT, STEEL CAGE, 177-PC-002A/B, 177-PC-003A/B OLD PN:833015 (FORMER 833690) | EA | 2 | 0 | 0 | NO | 60.7235 | 9427.32 | SKF | 3305A-2Z-C3-VT113 |  | 01,21,22 | 1 | 2CBC |  |  | EGTL-FLY-MEC-SR-770005 |  |  | MP 3085.172 HT 258 |  | 2012-01-06 |  | 2014-11-07
601 | 29200000TL | 03483 | EGC021016 | P | 58000936 | 58 | EGTL Spares | Mtce | 54 | 54A | O-RING: PUMP 59.3 MM ID | 65.3 MM OD,3 MM WD | Gaskets : MATL, NBR, STANDARD, 177-PC-002A/B, 177-PC-003A/B | EA | 2 | 0 | 0 | NO | 193.5941 | 37927.185 | ITT WATER & WASTEWATER | 827465 | 827465 | 01,22 | 1 | 2CBC |  |  | EGTL-FLY-MEC-SR-770005 |  |  | MP 3085.172 HT 258 |  | 2012-01-06 |  | 2014-12-01
602 | 29200000TL | 03483 | EG1012017 | P | 58000937 | 58 | EGTL Spares | Mtce | 50 | 50Z | COVER: BEARING, 60 MM ID, | 316 SS | Bearings & Accessories - All :EQUIPMENT TAG: 177-PC-002A/B, 177-PC-003A/B | EA | 1 | 0 | 0 | NO | 15.5744 | 2417.93 | ITT WATER & WASTEWATER | 5949300 | 5949300 | 01,22 | 1 | 2CBC |  |  | EGTL-FLY-MEC-SR-770005 |  |  | MP 3085.172 HT 258 |  | 2012-01-06
603 | 29200000TL | 03483 | EGC021019 | P | 58000939 | 58 | EGTL Spares | Mtce | 56 | 56Z | SCREW:M12 DIA,25 MM LG,1.75 MM | SUBMERSIBLE GRINDER PUMP | *OBS*Fastener-BottWa : HEX SOCKET HD, SS 316,DIN912, GR A2, TAG; 177-PC-002A/B, 177-PC-003A/B | EA | 4 | 0 | 0 | NO | 11.9804 | 1859.95 | ITT WATER & WASTEWATER | 820068 | 820068 | 02,21,22 | 1 | 2CBC | 2CBC |  | EGTL-FLY-MEC-SR-770005 |  |  | MP 3085.172 HT 258 |  | 2012-01-06
604 | 29200000TL | 03483 | EGC021019 | P | 58000941 | 58 | EGTL Spares | Mtce | 76 | 76Z | SLEEVE: PUMP | 20 MM ID,12 MM ID X 32 MM LG | *OBS* Pumps - Parts : SS 316, TAG: 177-PC-002A/B, 177-PC-003A/B | EA | 1 | 0 | 0 | NO | 47.9214 | 7439.8 | ITT WATER & WASTEWATER | 4434900 | 4434900 | 01,22 | 1 | 2CBC | 2CBC |  | EGTL-FLY-MEC-SR-770005 |  |  | MP 3085.172 HT 258 |  | 2012-01-06
605 | 29200000TL | 03483 | EGC021013 | P | 58000942 | 58 | EGTL Spares | Mtce | 54 | 54D | O-RING: PUMP,19.2 MM ID | 25.2 MM OD, 3 MM WD | *OBS*GS&P-O-Rings : MATL; NBR, STANDARD, TAG, 177-PC-002A/B, 177-PC-003A/B | EA | 6 | 0 | 0 | NO | 1.0004 | 155.39 | ITT WATER & WASTEWATER | 827390 | 827390 | 01,22 | 1 | 2CBC | 2CBC |  | EGTL-FLY-MEC-SR-770005 |  |  | MP 3085.172 HT 258 |  | 2012-01-06
606 | 29200000TL | 03483 | EGC021019 | P | 58000943 | 58 | EGTL Spares | Mtce | 56 | 56Z | SCREW: CAP M12 DIA | 20 MM LG,1.75 MM | *OBS*Fastener-BottWa : HEX HEAD HD,SS 316, DIN912, GR A2, TYPE: INSPECTION, 177-PC-002A/B, 177-PC-003A/B; TYPE: INSPECTION | EA | 2 | 0 | 0 | NO | 569.0667 | 88347.61 | ITT WATER & WASTEWATER | 4282217 | 4282217 | 02,21,22 | 1 | 2CBC | 2CBC |  | EGTL-FLY-MEC-SR-770005 |  |  | MP 3085.172 HT 258 |  | 2012-01-06
607 | 29200000TL | 03483 | EGC021013 | P | 58000944 | 58 | EGTL Spares | Mtce | 87 | 87B | RING: RETAINING 69.2 MM | SUBMERSIBLE GRINDER PUMP | Engines - Parts : STAINLESS STEEL SIS 2304 = ISO 683 STEEL, TAG: 177-PC-002B, 177-PC-003A/B | EA | 1 | 0 | 0 | NO | 467.2338 | 72538.04 | ITT WATER & WASTEWATER | 826368 | 826368 | 01,22 | 1 | 2CBC |  |  | EGTL-FLY-MEC-SR-770005 |  |  | MP 3085.172 HT 258 |  | 2012-01-06
608 | 29200000TL | 03483 | EGC021009 | P | 58000947 | 58 | EGTL Spares | Mtce | 56 | 56Z | WASHER: FLAT 136 MM NOM | 136 MM ID,172 MM OD,11 MM | *OBS*Fastener-BottWa : SS 316, DIN9021, GR A2, PLAIN, TAG: 177-PC-002A/B, 177-PC-003A/B | EA | 1 | 0 | 0 | NO | 485.2043 | 75327.96 | ITT WATER & WASTEWATER | 3797906 | 3797906 | 01,22 | 1 | 2CBC | 2CBC |  | EGTL-FLY-MEC-SR-770005 |  |  | MP 3085.172 HT 258 |  | 2012-01-06
609 | 29200000TL | 03483 | EGC021009 | P | 58000948 | 58 | EGTL Spares | Mtce | 76 | 76Z | GUIDE: CLAW 150 MM X 140 MM | SUBMERSIBLE GRINDER PUMP | *OBS* Pumps - Parts : SS 316, TAG, 177-PC-002A/B, 177-PC-003A/B | EA | 1 | 0 | 0 | NO | 180.1739 | 27970.2 | ITT WATER & WASTEWATER | 4640600 | 4640600 | 01,22 | 1 | 2CBC | 2CBC |  | EGTL-FLY-MEC-SR-770005 |  |  | MP 3085.172 HT 258 |  | 2012-01-06
610 | 29200000TL | 03483 | EGC021016 | P | 58000949 | 58 | EGTL Spares | Mtce | 56 | 56Z | SCREW:M12 DIA,45 MM LG,1.75 MM | SUBMERSIBLE GRINDER PUMP | *OBS*Fastener-BottWa : SCREW:SUBMERSIBLE GRINDER PUMP,,HEX SOCKET HD,SS 316,DIN912,GR A2, :177-PC-002A/B, 177-PC-003A/B, 177-PC-002A/B, 177-PC-003A/B | EA | 2 | 0 | 0 | NO | 35.9411 | 5579.85 | ITT WATER & WASTEWATER | 820072 | 820072 | 02,21,22 | 1 | 2CBC | 2CBC |  | EGTL-FLY-MEC-SR-770005 |  |  | MP 3085.172 HT 258 |  | 2012-01-06
611 | 29200000TL | 03483 | EGC021021 | P | 58000950 | 58 | EGTL Spares | Mtce | 76 | 76Z | SLEEVE: 20MM ID X 20MM LG | SUBMERSIBLE GRINDER PUMP | *OBS* Pumps - Parts : 316 SS, TAG, 177-PC-002A/B, 177-PC-003A/B | EA | 1 | 0 | 0 | NO | 3.5941 | 557.98 | ITT WATER & WASTEWATER | 3978800 | 3978800 | 01,22 | 1 | 2CBC | 2CBC |  | EGTL-FLY-MEC-SR-770005 |  |  | MP 3085.172 HT 258 |  | 2012-01-06
612 | 29200000TL | 03483 | EGC021009 | P | 58000951 | 58 | EGTL Spares | Mtce | 76 | 76Z | IMPELLER: PUMP | 133 MM OD,40 MM BORE | *OBS* Pumps - Parts : AISI A48,TAG, 177-PC-002A/B, 177-PC-003A/B, | EA | 1 | 0 | 0 | NO | 11.9804 | 1859.95 | ITT WATER & WASTEWATER | 4448411 | 4448411 | 22 | 1 | 2CBC | 2CBC |  | EGTL-FLY-MEC-SR-770005 |  |  | MP 3085.172 HT 258 |  | 2012-01-06
613 | 29200000TL | 03483 | EGC021014 | P | 58000952 | 58 | EGTL Spares | Mtce | 76 | 76Z | WHEEL: CUTTER | 32 MM DIA,40 MM THK,20 MM | *OBS* Pumps - Parts : ARBOR HOLE,CAST IRON, TAG, 177-PC-003A/B, 177-PC-002A/B, 177-PC-003A/B | EA | 1 | 0 | 0 | NO | 11.9804 | 1859.95 | ITT WATER & WASTEWATER | 4640500 | 4640500 | 01,22 | 1 | 2CBC | 2CBC |  | EGTL-FLY-MEC-SR-770005 |  |  | MP 3085.172 HT 258 |  | 2012-01-06
614 | 29200000TL | 03483 | EGC004035 | P | 58000953 | 58 | EGTL Spares | Mtce | 76 | 76Z | CASING: PUMP 2 IN-150 LB FF | 1 1/2 IN -11 X 1/2 IN NPT | *OBS* Pumps - Parts : MP3085.172 HT 258, CONNECTION PUMP,0314 0125 00, TAG: HOUSING, 177-PC-002A/B, 177-PC-003A/B | EA | 1 | 0 | 0 | NO | 53.9116 | 8369.77 | ITT WATER & WASTEWATER | 4640001 | 4640001 | 22 | 1 | 2CBC | 2CBC |  | EGTL-FLY-MEC-SR-770005 |  |  | MP 3085.172 HT 258 |  | 2012-01-06
615 | 29200000TL | 03483 | EGC021022 | P | 58000954 | 58 | EGTL Spares | Mtce | 76 | 76Z | UNIT: CUTTING RING | SUBMERSIBLE GRINDER PUMP | *OBS* Pumps - Parts : EQUIPMENT TAG, 177-PC-002A/B, 177-PC-003A/B | EA | 1 | 0 | 0 | NO | 1437.6423 | 223193.96 | ITT WATER & WASTEWATER | 4640402 | 4640402 | 22 | 1 | 2CBC | 2CBC |  | EGTL-FLY-MEC-SR-770005 |  |  | MP 3085.172 HT 258 |  | 2012-01-06
616 | 29200000TL | 03483 | EGC021021 | P | 58000955 | 58 | EGTL Spares | Mtce | 56 | 56Z | SCREW: PUMP,M6 DIA,12 MM LG | 1 MM,HEX SOCKET HD, 316 SS | *OBS*Fastener-BottWa : DIN 912,GR A2, TAG, 177-PC-002A/B, 177-PC-003A/B | EA | 3 | 0 | 0 | NO | 0.5002 | 77.7 | ITT WATER & WASTEWATER | 820011 | 820011 | 02,21,22 | 1 | 2CBC | 2CBC |  | EGTL-FLY-MEC-SR-770005 |  |  | MP 3085.172 HT 258 |  | 2012-01-06
617 | 29200000TL | 03483 | EGC021020 | P | 58000956 | 58 | EGTL Spares | Mtce | 56 | 56Z | SLEEVE: PUMP 20 MM ID X 12 MM | LG 316 SS | *OBS*Fastener-BottWa : EQUIPMENT TAG 177-PC-002A/B, 177-PC-003A/B | EA | 1 | 0 | 0 | NO | 5.9901 | 929.97 | ITT WATER & WASTEWATER | 4448200 | 4448200 | 01,22 | 1 | 2CBC | 2CBC |  | EGTL-FLY-MEC-SR-770005 |  |  | MP 3085.172 HT 258 |  | 2012-01-06
618 | 29200000TL | 03483 | EGC021019 | P | 58000957 | 58 | EGTL Spares | Mtce | 56 | 56Z | SCREW: M8 DIA,25 MM LG,1.25 MM | HEX SOCKET HD, 316 SS | *OBS*Fastener-BottWa : DIN912,GR A4, TAG, 177-PC-002A/B, 177-PC-003A/B | EA | 1 | 0 | 0 | NO | 2.0008 | 310.78 | ITT WATER & WASTEWATER | 830201 | 830201 | 02,21,22 | 1 | 2CBC | 2CBC |  | EGTL-FLY-MEC-SR-770005 |  |  | MP 3085.172 HT 258 |  | 2012-01-06
619 | 29200000TL | 03483 | EGC021015 | P | 58000960 | 58 | EGTL Spares | Mtce | 51 | 51Z | SEAL: SLEEVE/CABLE ENTRY | 18MM-20MM | Electric-Other : 0543 5661 11, TAG: 177-PC-002A/B, 177-PC-003A/B | EA | 1 | 0 | 0 | NO | 35.9411 | 5579.85 | ITT WATER & WASTEWATER | 841794 | 841794 | 01,22 | 1 | 2CBC |  |  | EGTL-FLY-MEC-SR-770005 |  |  | MP 3085.172 HT 258 |  | 2012-01-06
620 | 29200000TL | 03483 | EGC021021 | P | 58000961 | 58 | EGTL Spares | Mtce | 56 | 56Z | CLIP: CABLE AWG 12 | INSULATED COPPER | *OBS*Fastener-Other : TAG 177-PC-002B, 177-PC-003A/B | EA | 1 | 0 | 0 | NO | 467.2338 | 72538.04 | ITT WATER & WASTEWATER | 6785820 | 6785820 | 01,22 | 1 | 2CBC | 2CBC |  | EGTL-FLY-MEC-SR-770005 |  |  | MP 3085.172 HT 258 |  | 2012-01-06
621 | 29200000TL | 03483 | EGC035015 | P | 58000963 | 58 | EGTL Spares | Mtce | 87 | 87B | WHEEL: FAN 18 IN OD | ,1-7/16 IN SHAFT DIA | *OBS*Machinery-Misc- : TYPE: AIR MOVING EQUIPMENT; CARBON STEEL | EA | 1 | 0 | 0 | NO | 919.1776 | 142711.51 | NEW YORK BLOWER | ORDERBY NYB#B11134 | ORDERBY NYB#B11134 | 01,22 | 1 | 2BAB | 2BAB |  | NO DRAWINGS AVAILABLE |  |  |  |  | 2012-01-06
622 | 29200000TL | 03483 | EGC033025 | P | 58000966 | 58 | EGTL Spares | Mtce | 54 | 54A | SEAL: SHAFT, 1-7/16 IN | CERAMIC | Seals : AIR MOVING EQUIPMENT | EA | 1 | 0 | 0 | NO | 267.0516 | 41462.43 | NEW YORK BLOWER |  | ORDER BYNYB# B11134 | 01,22 | 1 | 2BAB | 1BBB |  | NO DRAWINGS AVAILABLE |  |  |  |  | 2012-01-06
623 | 29200000TL | 03483 | EG1038005 | S | 58000968 | 58 | EGTL Spares | Mtce | 66 | 66A | BALL: VALVE | 45MM DIA,DN32,SS DIN 5401 | Valve-Ball : 181-PX-002A/B. FOR VENT GAS KO DRUM PUMP | PC | 8 | 0 | 0 | NO | 321.0207 | 49835.25 | AMERICAN LEWA | 0744140002 | #31 | 02,07,22 | 1 | 2CAC |  |  | 254070000 |  |  |  |  | 2013-03-31
624 | 29200000TL | 03483 | EG1038005 | S | 58000975 | 58 | EGTL Spares | Mtce | 54 | 54A | GASKET:224 MM X 125 MM X 0.5MM | RECTANGULAR FIBRE NBR | Gaskets : LDE ABSCHLUSSDECKEL, NA, 181-PX-002A/B | PC | 4 | 0 | 0 | NO | 129 | 20027.25 | AMERICAN LEWA | 1103490092 | 1103490092 | 01 | 1 | 2CAC |  |  | 482370003 |  |  |  |  | 2012-01-06
625 | 29200000TL | 03483 | EG1025012 | P | 58000987 | 58 | EGTL Spares | Mtce | 50 | 50Z | LINER: THRUST BEARING | ACTIVE SIDE OD 212.5 MM | Bearings & Accessories - All :CARBON STEEL, 105-CC-001B-S, 130-CC-101-S, 130-CC-201-S, 105-CC-001A-S CROSS REF DWG 760-46334 | ST | 2 | 0 | 0 | NO | 1053.0945 | 163478.8765 | M H I | 1313-37 | 1313-37 | 00 | 1 | 1BAA |  |  | 760-46329 |  |  |  |  | 2012-01-06 | 2025-08-07 |  | -1 | 1
626 | 29200000TL | 03483 | EG1025012 | P | 58000989 | 58 | EGTL Spares | Mtce | 50 | 50Z | LINER: THRUST BEARING | INACTIVE SIDE OD 212.5 MM | Bearings & Accessories - All :CARBON STEEL, 105-CC-001B-S, 130-CC-101-S, 130-CC-201-S, 105-CC-001A-S CROSS REF DWG 760-46334 | PC | 3 | 0 | 0 | NO | 1056.2888 | 163988.8303 | M H I | 1313-38 | 1313-38 | 00 | 1 | 1BAA |  |  | 760-46329 |  |  |  |  | 2012-01-06 | 2025-08-07 |  | -1 | 1
627 | 29200000TL | 03483 | EG1025012 | P | 58000994 | 58 | EGTL Spares | Mtce | 54 | 54D | GLAND: PACKING | ID 40 MM, T 28.5 MM | Packing / Glands / Stuffing Boxes : FOR TTV, , VFC25/VF20, 105-CC-001B-S, 130-CC-101-S, 130-CC-201-S, 105-CC-001A-S CROSS REF DWG 760-46334 | PC | 2 | 0 | 0 | NO | 528.036 | 81972.3033 | M H I | 4124-56 | 4124-56 | 01 | 1 | 1BAA |  |  | 760-46329 |  |  |  |  | 2012-01-06
628 | 29200000TL | 03483 | EG1025012 | P | 58000995 | 58 | EGTL Spares | Mtce | 66 | 66F | CYLINDER: FELT RING | COMPRESSOR PACKAGE | Valve - Parts & Accessories :FOR TTV OIL CYLINDER, OD62, TB-4/NBR, 105-CC-001B-S, 130-CC-101-S, 130-CC-201-S, 105-CC-001A-S CROSS REF DWG 760-46334 | PC | 4 | 0 | 0 | NO | 106.0072 | 16456.5609 | M H I | 4124‐22 | 4124‐22 | 00 | 1 | 1BAA |  |  | 760-46329 |  |  |  |  | 2012-01-06
629 | 29200000TL | 03483 | EG1025005 | P | 58000998 | 58 | EGTL Spares | Mtce | 28 | 28C | BUTTON: RESET TRIP DEVICE | FELT RING OD 21 MM | *OBS*Safety-Other : EMERGENCY TRIP DEVICE, 105-CC-001B-S, 130-CC-101-S, 130-CC-201-S, 105-CC-001A-S CROSS REF DWG 760-46334 | PC | 8 | 0 | 0 | NO | 28.7109 | 4457.36 | M H I | 5645‐75 | 5645‐75 | 00 | 1 | 1BAA | 1BAA |  | 760-46329 |  |  |  |  | 2012-01-06
630 | 29200000TL | 03483 | EG1025005 | P | 58000999 | 58 | EGTL Spares | Mtce | 87 | 87B | O-RING: OIL SUPPLY | 32MM ID, 38MM OD, 3.5MM WD | Engines - Parts : FOR TTV, MATL: NBR, JIS B2401 P32, GOV SIDE PEDESTAL, 105-CC-001B-S, 130-CC-101-S, 130-CC-201-S, 105-CC-001A-S CROSS REF DWG 760-46334, SIZE: OD 38 | PC | 11 | 0 | 0 | NO | 28.717 | 4457.9267 | M H I | 1311‐21 | 1311‐21 | 01 | 1 | 1BAA |  |  | 760-46329 |  |  |  |  | 2012-01-06 | 2025-08-07 |  | -1 | 1
631 | 29200000TL | 03483 | EG1025013 | P | 58001000 | 58 | EGTL Spares | Mtce | 87 | 87B | O-RING: OIL SUPPLY | 55MM ID, 65MM OD, 5.7MM WD | Engines - Parts : MATL: NBR, JIS B2401 P55, GOV SIDE PEDESTAL, N.B.R, 105-CC-001B-S, 130-CC-101-S, 130-CC-201-S, 105-CC-001A-S CROSS REF DWG 760-46334A | PC | 11 | 0 | 0 | NO | 28.717 | 4457.9267 | M H I | 1311‐22 | 1311‐22 | 01 | 1 | 1BAA |  |  | 760-46329 |  |  |  |  | 2012-01-06 | 2025-08-07 |  | -1 | 1
632 | 29200000TL | 03483 | EG1025013 | P | 58001002 | 58 | EGTL Spares | Mtce | 87 | 87B | O-RING: OIL SUPPLY | 24 MM ID, 30 MM OD, 3.5 MM WD | Engines - Parts : FOR TTV , MATL: NBR, JIS B2401 P24, OIL SUPPLY OF GOV SIDE PEDESTAL COVER, 105-CC-001B-S, 130-CC-101-S, 130-CC-201-S, 105-CC-001A-S CROSS REF DWG 760-46334, SIZE: OD 30 | PC | 44 | 0 | 0 | NO | 172.317 | 26748.9533 | M H I | 5641‐18 | 5641‐18 | 01 | 1 | 1AXX |  |  | 760-46329 |  |  |  |  | 2012-01-06 | 2025-08-07 |  | -4 | 1
633 | 29200000TL | 03483 | EG1027006 | P | 58001003 | 58 | EGTL Spares | Mtce | 87 | 87B | O-RING: OIL SUPPLY | 48 MM ID, 54 MM OD, 3.5 MM WD | Engines - Parts : MATL: NBR, JIS B2401 P48, GOV SIDE PEDESTAL COVER, N.B.R, 105-CC-001B-S, 130-CC-101-S, 130-CC-201-S, 105-CC-001A-S CROSS REF DWG 760-46334 | PC | 22 | 0 | 0 | NO | 95.7303 | 14860.4033 | M H I | 5641‐19 | 5641‐19 | 01 | 1 | 1BAA |  |  | 760-46329 |  |  |  |  | 2012-01-06 | 2025-08-07 |  | -2 | 1
634 | 29200000TL | 03483 | EG1025013 | P | 58001005 | 58 | EGTL Spares | Mtce | 87 | 87B | PLATE: PACKING | 160 MM X 280 MM | Engines - Parts : FOR INSTRUMENT LEAD OUT, V#7010-2, GOV SIDE PEDESTAL COVER, 105-CC-001B-S, 130-CC-101-S, 130-CC-201-S, 105-CC-001A-S CROSS REF DWG 760-46334 | PC | 6 | 0 | 0 | NO | 106.0145 | 16457.0861 | M H I | 5642‐12 | 5642‐12 | 01 | 1 | 1BAA |  |  | 760-46329 |  |  |  |  | 2012-01-06 | 2025-08-07 |  | -1 | 1
635 | 29200000TL | 03483 | EG1025013 | P | 58001006 | 58 | EGTL Spares | Mtce | 87 | 87B | PLATE: PACKING | 130MM X 200MM | Engines - Parts : PACKING FOR CHECKING HOLE, V#7010-2, GOV. SIDE PEDESTAL COVER, 105-CC-001B-S, 130-CC-101-S, 130-CC-201-S, 105-CC-001A-S CROSS REF DWG 760-46334 | PC | 6 | 0 | 0 | NO | 106.0145 | 16457.0861 | M H I | 5642‐28 | 5642‐28 | 01 | 1 | 1BAA |  |  | 760-46329 |  |  |  |  | 2012-01-06 | 2025-08-07 |  | -1 | 1
636 | 29200000TL | 03483 | EG1025013 | P | 58001007 | 58 | EGTL Spares | Mtce | 51 | 51E | COVER: PACKING | 250 MM X 250 MM | Electric Components - Conduit / Fitting :FOR GOV SIDE PEDESTAL TERMINAL BOX, V#7010-2, V#7010-2, 105-CC-001B-S, 130-CC-101-S, 130-CC-201-S, 105-CC-001A-S CROSS REF DWG 760-46334 | PC | 6 | 0 | 0 | NO | 106.0145 | 16457.0861 | M H I | 5642‐23 | 5642‐23 | 01 | 1 | 1BAA |  |  | 760-46329 |  |  |  |  | 2012-01-06 | 2025-08-07 |  | -1 | 1
637 | 29200000TL | 03483 | EG1025013 | P | 58001008 | 58 | EGTL Spares | Mtce | 51 | 51E | BASE: PACKING | 196 MM X 196 MM | Electric Components - Conduit / Fitting :FOR GOV SIDE PEDESTAL COVER TERMINAL BOX, V#7010-2, V#7010-2, 105-CC-001B-S, 130-CC-101-S, 130-CC-201-S, 105-CC-001A-S CROSS REF DWG 760-46334 | PC | 2 | 0 | 0 | NO | 106.0072 | 16456.5609 | M H I | 5642-18 | 5642-18 | 01 | 1 | 1BAA |  |  | 760-46329 |  |  |  |  | 2012-01-06 | 2025-08-07 |  | -1 | 1
638 | 29200000TL | 03483 | EG1052008 | P | 58001009 | 58 | EGTL Spares | Mtce | 76 | 76Z | PACKING: FOR CASING ATTACHMENT | OD 480 | Pumps-Other : V#6501, 105-CC-001B-S, 130-CC-101-S, 130-CC-201-S, 105-CC-001A-S CROSS REF DWG 760-46334 | PC | 6 | 0 | 0 | NO | 106.0072 | 16456.5609 | M H I | 2113‐32 | 2113‐32 | 01,22 | 1 | 1BAA |  |  | 760-46329 |  |  |  |  | 2012-01-06 | 2025-08-07 |  | -2 | 1
639 | 29200000TL | 03483 | EG1025005 | P | 58001010 | 58 | EGTL Spares | Mtce | 76 | 76Z | PACKING: FOR CASING ATTACHMENT | OD 133 | Pumps-Other : V#6501, 105-CC-001B-S, 130-CC-101-S, 130-CC-201-S, 105-CC-001A-S CROSS REF DWG 760-46334 | PC | 3 | 0 | 0 | NO | 28.7109 | 4457.36 | M H I | 2113‐42 | 2113‐42 | 01,22 | 1 | 1BAA |  |  | 760-46329 |  |  |  |  | 2012-01-06 | 2025-08-07 |  | -1 | 1
640 | 29200000TL | 03483 | EG1010010 | P | 58001018 | 58 | EGTL Spares | Mtce | 54 | 54D | O-RING: CASING HEAD | 960 MM ID, 971.4 MM OD, 5.7 MM | *OBS*GS&P-O-Rings : THRUST SIDE, SILICONE, MHI, 130-CC-201, 130-CC-101 | PC | 10 | 0 | 0 | NO | 116.0119 | 18009.3044 | MHI |  | 1311-31 | 01,22 | 1 | 1AXX | 1AXX |  | 790-16037 |  |  |  |  | 2012-01-06 | 2025-08-11 |  | -2 | 1
641 | 29200000TL | 03483 | EG1010011 | P | 58001019 | 58 | EGTL Spares | Mtce | 54 | 54A | O-RING: CASING HEAD | 963 MM ID, 970 MM OD, 3.5 MM | *OBS*GS&P-O-Rings : THRUST SIDE, SILICONE, MHI, 130-CC-201, 130-CC-101 | PC | 7 | 0 | 0 | NO | 106.0136 | 16457.0205 | MHI |  | 1311-32 | 01,22 | 1 | 1AXX | 1AXX |  | 790-16037 |  |  |  |  | 2012-01-06 | 2025-08-11 |  | -1 | 1
642 | 29200000TL | 03483 | EG1010010 | P | 58001020 | 58 | EGTL Spares | Mtce | 76 | 76Z | RING: BACK-UP | ID 978 MM X WD 5 MM | Pumps-Other : TEFLON, FOR CASING HEAD, THRUST SIDE, 130-CC-201, 130-CC-101 | PC | 8 | 0 | 0 | NO | 750.0674 | 116437.9605 | MHI |  | 1311-33 | 01,22 | 1 | 1AXX |  |  | 790-16037 |  |  |  |  | 2012-01-06 | 2025-08-11 |  | -2 | 1
643 | 29200000TL | 03483 | EG1010010 | P | 58001021 | 58 | EGTL Spares | Mtce | 76 | 76Z | RING: BACK-UP | ID 983 MM X WD 3 MM | Pumps-Other : TEFLON, FOR CASING HEAD, THRUST SIDE, 130-CC-201, 130-CC-101 | PC | 8 | 0 | 0 | NO | 739.0602 | 114730.2376 | MHI |  | 1311-34 | 01,22 | 1 | 1AXX |  |  | 790-16037 |  |  |  |  | 2012-01-06 | 2025-08-11 |  | -2 | 1
644 | 29200000TL | 03483 | EG1010011 | P | 58001022 | 58 | EGTL Spares | Mtce | 54 | 54D | O-RING: CASING HEAD | 26.6 MM ID, 19.6 MM OD, 3.5 MM | *OBS*GS&P-O-Rings : THRUST SIDE, SILICONE, AS 568 - 215, 130-CC-201, 130-CC-101, | PC | 16 | 0 | 0 | NO | 28.7109 | 4457.36 | MHI |  | 1311-38 | 01,22 | 1 | 1AXX | 1AXX |  | 790-16037 |  |  |  |  | 2012-01-06
645 | 29200000TL | 03483 | EG1010011 | P | 58001023 | 58 | EGTL Spares | Mtce | 54 | 54D | O-RING: CASING HEAD | 37.7 MM ID, 44.7 MM OD, 3.5 MM | *OBS*GS&P-O-Rings : THRUST SIDE, SILICONE, AS 568 - 222, 130-CC-201, 130-CC-101, | PC | 4 | 0 | 0 | NO | 28.7109 | 4457.36 | MHI |  | 1311-39 | 01,22 | 1 | 1AXX | 1AXX |  | 790-16037 |  |  |  |  | 2012-01-06
646 | 29200000TL | 03483 | EG1010010 | P | 58001025 | 58 | EGTL Spares | Mtce | 76 | 76Z | RING: BACK-UP | ID 983 MM X WD 3 MM | Pumps-Other : TEFLON, FOR CASING HEAD, NON-THRUST SIDE, 130-CC-201, 130-CC-101 | PC | 8 | 0 | 0 | NO | 739.0668 | 114730.2797 | MHI |  | 1312-20 | 01,22 | 1 | 1BAB |  |  | 790-16037 |  |  |  |  | 2012-01-06 | 2025-08-11 |  | -2 | 1
647 | 29200000TL | 03483 | EG1010011 | P | 58001026 | 58 | EGTL Spares | Mtce | 54 | 54A | O-RING: CASING HEAD | 669 MM ID, 680.4 MM OD, 5.7 MM | *OBS*GS&P-O-Rings : WD, SILICONE, MHI, 130-CC-201, 130-CC-101, | PC | 6 | 2 | 4 | NO | 76.5623 | 11886.3 | MHI |  | (130)1312-21 | 01,22 | 1 | 1AXX | 1AXX |  | 790-16037 |  |  |  |  | 2012-01-06 | 2025-08-11 |  | -2 | 1
648 | 29200000TL | 03483 | EG1024003 | P | 58001027 | 58 | EGTL Spares | Mtce | 76 | 76Z | RING: BACK-UP | ID 687 MM X WD 5 MM | Pumps-Other : TEFLON, FOR CASING HEAD, 130-CC-201, 130-CC-101 | PC | 2 | 0 | 0 | NO | 412.0281 | 63963.2367 | MHI |  | (130)1312-22 | 01,22 | 1 | 1AXX |  |  | 790-16037 |  |  |  |  | 2012-01-06 | 2025-10-17 |  | -2 | 2
649 | 29200000TL | 03483 | EG1025014 | P | 58001028 | 58 | EGTL Spares | Mtce | 54 | 54D | O-RING: CASING HEAD | 514 MM ID, 520.2 MM OD, 3.1 MM | *OBS*GS&P-O-Rings : SILICONE, MHI, 130-CC-201, 130-CC-101 | PC | 3 | 1 | 2 | NO | 57.4218 | 8914.73 | MHI |  | (130)1312-23 | 01,22 | 1 | 1AXX | 1AXX |  | 790-16037 |  |  |  |  | 2012-01-06
650 | 29200000TL | 03483 | EG1025014 | P | 58001029 | 58 | EGTL Spares | Mtce | 54 | 54D | O-RING: CASING HEAD | 34.4 MM ID, 40.6 MM OD, 3.1 MM | *OBS*GS&P-O-Rings : SILICONE, JIS B2401 G35, 130-CC-201, 130-CC-101 | PC | 2 | 0 | 0 | NO | 28.7109 | 4457.36 | MHI |  | (130)1312-24 | 01,22 | 1 | 1AXX | 1AXX |  | 790-16037 |  |  |  |  | 2012-01-06
651 | 29200000TL | 03483 | EG1025014 | P | 58001030 | 58 | EGTL Spares | Mtce | 54 | 54D | O-RING: CASING HEAD | 26.6 MM ID, 33.6 MM OD, 3.5 MM | *OBS*GS&P-O-Rings : SILICONE, MHI, 130-CC-201, 130-CC-101 | PC | 38 | 0 | 0 | NO | 28.7152 | 4457.7626 | MHI |  | 1312-27 | 01,22 | 1 | 1AXX | 1AXX |  | 790-16037 |  |  |  |  | 2012-01-06
652 | 29200000TL | 03483 | EG1049009 | P | 58001031 | 58 | EGTL Spares | Mtce | 54 | 54A | GASKET: CASING END COVER | OD 530 MM X ID 465 MM | Gaskets : V 6501, RING, 130-CC-201, 130-CC-101 | PC | 3 | 1 | 2 | NO | 76.5642 | 11886.215 | MHI |  | (130)1341-12 | 01,22 | 1 | 1AXX |  |  | 790-16042 |  |  |  |  | 2012-01-06 | 2019-08-12
653 | 29200000TL | 03483 | EG1049009 | P | 58001032 | 58 | EGTL Spares | Mtce | 54 | 54A | GASKET: CASING BLIND COVER | OD 455 MM X ID 405 MM | Gaskets : V 6501, RING, 130-CC-201, 130-CC-101 | PC | 3 | 1 | 2 | NO | 86.1356 | 13371.858 | MHI |  | (130)1341-22 | 01,22 | 1 | 1AXX |  |  | 790-16042 |  |  |  |  | 2012-01-06 | 2019-08-12
654 | 29200000TL | 03483 | EG1025014 | P | 58001034 | 58 | EGTL Spares | Mtce | 54 | 54D | O-RING: CASING END FLANGE | 34.4 MM ID, 40.6 MM OD, 3.1 MM | *OBS*GS&P-O-Rings : SILICONE, JIS B2401 G25, 130-CC-201, 105-CC-001A | PC | 32 | 0 | 0 | NO | 28.7109 | 4457.36 | MHI |  | 1345-39 | 01,22 | 1 | 1AXX | 1AXX |  | 790-16042 |  |  |  |  | 2012-01-06
655 | 29200000TL | 03483 | EG1025014 | P | 58001035 | 58 | EGTL Spares | Mtce | 54 | 54A | O-RING: COUPLING GUARD | 481 MM ID, 491.6 MM OD, 5.3 MM | *OBS*GS&P-O-Rings : MATL: NBR, AS 568 - 388, 130-CC-201, 130-CC-101 | PC | 4 | 0 | 0 | NO | 57.4232 | 8914.7517 | MHI |  | (130)1451-06 | 01,22 | 1 | 1AXX | 1AXX |  | 790-16042 |  |  |  |  | 2012-01-06 | 2023-10-05 | [5 empty] | -2 | 4
656 | 29200000TL | 03483 | EG1041012 | S | 58001036 | 58 | EGTL Spares | Mtce | 54 | 54D | PACKING: COUPLING GUARD | OD 585 MM X ID 492 MM | Packing / Glands / Stuffing Boxes : V 6501, RING, 130-CC-201, 130-CC-101 | PC | 1 | 0 | 0 | NO | 158.0126 | 24529.5606 | MHI |  | (130)1451-07 | 01,22 | 1 | 1AXX |  |  | 790-16042 |  |  |  |  | 2012-01-06 | 2019-08-17
657 | 29200000TL | 03483 | EG1024010 | P | 58001039 | 58 | EGTL Spares | Mtce | 76 | 76Z | RING: BACK-UP | ID 983 MM X OD 3 MM | Pumps-Other : TEFLON, FOR INLET WALL (1S), 30-CC-201, 130-CC-101 | PC | 3 | 0 | 0 | NO | 739.0503 | 114730.1745 | MHI |  | (130)2211-17 | 01,22 | 1 | 1AXX |  |  | 790-16037 |  |  |  |  | 2012-01-06 | 2025-08-11 |  | -3 | 1
658 | 29200000TL | 03483 | EG1025014 | P | 58001041 | 58 | EGTL Spares | Mtce | 54 | 54D | O-RING: INLET WALL | 963 MM ID, 970 MM OD, 3.5 MM | *OBS*GS&P-O-Rings : SILICONE, MHI, 130-CC-201, 130-CC-101 | PC | 6 | 0 | 0 | NO | 106.0469 | 16462.2777 | MHI |  | 2212-16 | 01,22 | 1 | 1AXX | 1AXX |  | 790-16037 |  |  |  |  | 2012-01-06 | 2025-08-11 |  | -1 | 1
659 | 29200000TL | 03483 | EG1024003 | P | 58001042 | 58 | EGTL Spares | Mtce | 76 | 76Z | RING: BACK-UP | ID 983 MM X WD 3 MM | Pumps-Other : TEFLON, FOR INLET WALL (2S), 130-CC-201, 130-CC-101 | PC | 6 | 0 | 0 | NO | 739.0503 | 114730.1745 | MHI |  | 2212-17 | 01,22 | 1 | 1AXX |  |  | 790-16037 |  |  |  |  | 2012-01-06 | 2025-08-11 |  | -2 | 1
660 | 29200000TL | 03483 | EG1024004 | P | 58001043 | 58 | EGTL Spares | Mtce | 54 | 54A | O-RING: CORD | WD 3.5 MM X L 1240 MM | *OBS*GS&P-O-Rings : SILICONE, FOR INLET WALL (2S), 130-CC-201, 130-CC-101 | PC | 16 | 0 | 0 | NO | 28.7155 | 4457.785 | MHI |  | 2212-18 | 01,22 | 1 | 1AXX | 1AXX |  | 790-16037 |  |  |  |  | 2012-01-06
661 | 29200000TL | 03483 | EG1024004 | P | 58001044 | 58 | EGTL Spares | Mtce | 54 | 54D | O-RING: THRUST BEARING HOUSING | 228 MM ID 235.04 MM OD 3.52 MM | *OBS*GS&P-O-Rings : THRUST SIDE, VITON, AS 568 - 270, JIS 4D, 130-CC-201, 130-CC-101 | PC | 12 | 0 | 0 | NO | 28.7109 | 4457.36 | MHI |  | 4111-29 | 01,22 | 1 | 1AXX | 1AXX |  | 790-16038 |  |  |  |  | 2012-01-06 | 2019-08-17
662 | 29200000TL | 03483 | EG1024004 | P | 58001045 | 58 | EGTL Spares | Mtce | 54 | 54D | O-RING: RING DAMPER | 159 MM ID, 166 MM OD, 3.5 MM | *OBS*GS&P-O-Rings : O/H, VITON, AS 568 - 259, THRUST SIDE, JIS 4D, 130-CC-201, 130-CC-10 | PC | 16 | 0 | 0 | NO | 28.7127 | 4457.53 | MHI |  | 4111-82 | 01,22 | 1 | 1AXX | 1AXX |  | 790-16038 |  |  |  |  | 2012-01-06 | 2019-08-17
663 | 29200000TL | 03483 | EG1024004 | P | 58001046 | 58 | EGTL Spares | Mtce | 54 | 54D | O-RING: LABYRINTH SHAFT SEAL | 146.5 MM ID 153.5 MM OD 3.5 MM | *OBS*GS&P-O-Rings : SILICONE, AS 568 - 256, JIS 4C, 130-CC-201, 130-CC-101 | PC | 2 | 0 | 0 | NO | 28.717 | 4457.9267 | MHI |  | (130)4711-53 | 01,22 | 1 | 1AXX | 1AXX |  | 790-16038 |  |  |  |  | 2012-01-06 | 2019-08-17
664 | 29200000TL | 03483 | EG1025004 | P | 58001048 | 58 | EGTL Spares | Mtce | 87 | 87B | RING: DRY GAS SEAL TOLERANCE | 114MM ID | Engines - Parts : MONEL K500, 130-CC-201, 130-CC-101. | PC | 8 | 0 | 0 | NO | 644.3362 | 100033.19 | JOHN CRANE | 92081522 |  | 01 | 1 | 1AXX |  |  | 790-16038 |  |  |  |  | 2013-04-27
665 | 29200000TL | 03483 | EG1024004 | P | 58001050 | 58 | EGTL Spares | Mtce | 54 | 54D | O-RING: DRY GAS SEAL | 199MM ID, 206MM OD, 3.5MM WD | *OBS*GS&P-O-Rings : AFLAS, JOHN CRANE, 130-CC-201, 130-CC-101. | PC | 1 | 1 | 2 | NO | 644.3362 | 100033.19 | JOHN CRANE | 0000265 |  | 01 | 1 | 1AXX | 2BAB |  | 790-16038 |  |  |  |  | 2013-04-27 | 2021-03-13
666 | 29200000TL | 03483 | EG1024004 | P | 58001051 | 58 | EGTL Spares | Mtce | 54 | 54D | O-RING: DRY GAS SEAL | 199MM ID, 206MM OD, 3.5MM WD | *OBS*GS&P-O-Rings : AFLAS, JOHN CRANE, 130-CC-201, 130-CC-101 | PC | 2 | 1 | 2 | NO | 644.3362 | 100033.19 | JOHN CRANE | 0000265 |  | 01 | 1 | 1AXX | 2BAB |  | 790-16038 |  |  |  |  | 2013-04-27
667 | 29200000TL | 03483 | EG1025004 | P | 58001052 | 58 | EGTL Spares | Mtce | 54 | 54D | O-RING: DRY GAS SEAL | 199MM ID, 206MM OD, 3.5MM WD | *OBS*GS&P-O-Rings : AFLAS, JOHN CRANE, 130-CC-201, 130-CC-101 | PC | 2 | 1 | 2 | NO | 644.3362 | 100033.19 | JOHN CRANE | 0000265 |  | 01 | 1 | 1AXX | 2BAB |  | 790-16038 |  |  |  |  | 2013-04-27
668 | 29200000TL | 03483 | EG1025004 | P | 58001057 | 58 | EGTL Spares | Mtce | 54 | 54D | O-RING: DRY GAS SEAL | 114MM ID, 121MM OD, 3.5MM WD | *OBS*GS&P-O-Rings : AFLAS, JOHN CRANE, 130-CC-201, 130-CC-101 | PC | 2 | 1 | 2 | NO | 644.3362 | 100033.19 | JOHN CRANE | 0000247 |  | 01 | 1 | 1AXX | 2BAB |  | 790-16039 |  |  |  |  | 2013-04-27
669 | 29200000TL | 03483 | EG1010009 | P | 58001058 | 58 | EGTL Spares | Mtce | 54 | 54D | O-RING: DRY GAS SEAL | 199MM ID, 206MM OD, 3.5MM WD | *OBS*GS&P-O-Rings : AFLAS, JOHN CRANE, 130-CC-201, 130-CC-101 | PC | 2 | 0 | 0 | NO | 644 | 99981 | JOHN CRANE | 0000265 |  | 01 | 1 | 1AXX | 2BAB |  | 790-16039 |  |  |  |  | 2013-04-27
670 | 29200000TL | 03483 | EG1010009 | P | 58001059 | 58 | EGTL Spares | Mtce | 54 | 54D | O-RING: DRY GAS SEAL | 199MM ID, 206MM OD, 3.5MM WD | *OBS*GS&P-O-Rings : AFLAS, JOHN CRANE, 130-CC-201, 130-CC-101 | PC | 2 | 0 | 0 | NO | 644 | 99981 | JOHN CRANE | 0000265 |  | 01 | 1 | 1AXX | 2BAB |  | 790-16039 |  |  |  |  | 2013-04-27
671 | 29200000TL | 03483 | EG1010009 | P | 58001060 | 58 | EGTL Spares | Mtce | 54 | 54D | O-RING: DRY GAS SEAL | 199MM ID, 206MM OD, 3.5MM WD | *OBS*GS&P-O-Rings : AFLAS, JOHN CRANE, 130-CC-201, 130-CC-101. | PC | 2 | 0 | 0 | NO | 644 | 99981 | JOHN CRANE | 0000265 |  | 01 | 1 | 1AXX | 2BAB |  | 790-16039 |  |  |  |  | 2013-04-27
672 | 29200000TL | 03483 | EG1010009 | P | 58001061 | 58 | EGTL Spares | Mtce | 54 | 54D | O-RING: LABYRINTH SEPARATION | 197.9 MM ID 204.9 MM OD 3.5 MM | *OBS*GS&P-O-Rings : O-RING:SEPARATION LABYRINTH, , SILICONE, AS 568 - 265, JIS 4C, 130-CC-201, 130-CC-101, JIS 4C, 130-CC-201, 130-CC-101 | PC | 2 | 0 | 0 | NO | 31.6886 | 4919.66 | MHI |  |  | 01 | 1 | 1AXX | 2BAB |  | 790-16039 |  |  |  |  | 2013-04-27
673 | 29200000TL | 03483 | EG1010009 | P | 58001063 | 58 | EGTL Spares | Mtce | 76 | 76Z | RING: BACK-UP | ID 80 MM X WD 2.65 MM | Pumps-Other : TEFLON, FOR 3.5 IN COUPLING S/T SIDE, 130-CC-201, 105-CC-001A. | PC | 4 | 2 | 4 | NO | 31.6886 | 4919.66 | MHI |  |  | 01 | 1 | 1AXX |  |  | 790-42377 |  |  |  |  | 2013-04-27 | 2025-12-04 |  | -2 | 2
674 | 29200000TL | 03483 | EG1010009 | P | 58001066 | 58 | EGTL Spares | Mtce | 76 | 76Z | RING: BACK-UP | ID 88.4 MM X WD 2.7 MM | Pumps-Other : TEFLON, FOR 3.5 IN COUPLING S/T SIDE, 130-CC-201, 105-CC-001A | PC | 3 | 2 | 4 | NO | 63.3773 | 9839.33 | MHI |  |  | 01 | 1 | 1AXX |  |  | 790-42377 |  |  |  |  | 2013-04-27 | 2025-12-04 |  | -2 | 2
675 | 29300000TL | 03483 | EG1011002 | P | 58001067 | 58 | EGTL Spares | Mtce | 76 | 76Z | RING: BACK-UP | ID 80 MM X WD 2.65 MM | Pumps-Other : TEFLON, FOR 3.5 IN COUPLING, 130-CC-201, 130-CC-101 | PC | 1 | 0 | 1 | YES | 5197.1419 | 8051880 | MHI |  |  | 01 | 1 |  |  |  | 790-42377 |  |  |  |  | 2019-11-01 |  | 2025-04-28
676 | 29300000TL | 03483 | EG1010009 | P | 58001068 | 58 | EGTL Spares | Mtce | 56 | 56Z | O-RING: COUPLING | 76 MM ID, 83 MM OD, 3.5 MM WD | *OBS*GS&P-O-Rings : VITON, BS, FOR 3.5 IN COUPLING VITON, 130-CC-201, 130-CC-101 | PC | 2 | 1 | 2 | YES | 53.7241 | 22000 | MHI |  |  | 01 | 1 | 1AXX |  |  | 790-42377 |  |  |  |  | 2019-11-01 |  | 2021-04-28
677 | 29200000TL | 03483 | EG1010009 | P | 58001069 | 58 | EGTL Spares | Mtce | 54 | 54D | O-RING: COUPLING | 88.5 MM ID 95.5 MM OD 3.5 MM | *OBS*GS&P-O-Rings : VITON, BS, FOR 3.5 IN COUPLING VITON, 130-CC-201, 130-CC-101 | PC | 1 | 0 | 0 | NO | 31.6891 | 4919.52 | MHI |  |  | 01 | 1 | 1AXX | 2BAB |  | 790-42377 |  |  |  |  | 2013-04-27 | 2019-08-17
678 | 29200000TL | 03483 | EG1010009 | P | 58001070 | 58 | EGTL Spares | Mtce | 76 | 76Z | RING: BACK-UP | ID 88.4 MM X WD 2.7 MM | Pumps-Other : TEFLON, FOR 3.5 IN COUPLING, 130-CC-201, 130-CC-101 | PC | 2 | 1 | 2 | NO | 63.3773 | 9839.33 | MHI |  |  | 01 | 1 | 1AXX |  |  | 790-42377 |  |  |  |  | 2013-04-27
679 | 29200000TL | 03483 | EG1010009 | P | 58001071 | 58 | EGTL Spares | Mtce | 54 | 54D | O-RING: COUPLING | 81 MM ID, 88 MM OD, 3.5 MM WD | *OBS*GS&P-O-Rings : HF TOOL, VITON, API671, 130-CC-201, 130-CC-101 | PC | 4 | 0 | 0 | NO | 28.7109 | 4457.36 | MHI |  | (130)5811-14 | 01,22 | 1 | 1AXX | 1AXX |  | 795-91714 |  |  |  |  | 2012-01-06
680 | 29200000TL | 03483 | EG1010010 | P | 58001073 | 58 | EGTL Spares | Mtce | 54 | 54D | O-RING: COUPLING | 113 MM ID, 120 MM OD, 3.5 MM | *OBS*GS&P-O-Rings : HF TOOL, VITON, API671, 130-CC-201, 130-CC-101 | PC | 11 | 0 | 0 | NO | 28.7167 | 4457.9009 | MHI |  | (130)5811-18 | 01,22 | 1 | 1AXX | 1AXX |  | 795-91714 |  |  |  |  | 2012-01-06
681 | 29200000TL | 03483 | EG1010010 | P | 58001075 | 58 | EGTL Spares | Mtce | 54 | 54D | O-RING: THRUST TOOL | 81 MM ID, 88 MM OD, 3.5 MM WD | *OBS*GS&P-O-Rings : HF, VITON, MHI, 130-CC-201, 130-CC-101 | PC | 10 | 0 | 0 | NO | 28.7136 | 4457.615 | MHI |  | (130)5911-14 | 01,22 | 1 | 1AXX | 1AXX |  | 795-91714 |  |  |  |  | 2012-01-06
682 | 29200000TL | 03483 | EG1010010 | P | 58001077 | 58 | EGTL Spares | Mtce | 54 | 54D | O-RING: THRUST TOOL | 113 MM ID 120 MM OD 3.5 MM WD | *OBS*GS&P-O-Rings : HF, VITON, MHI, 130-CC-201, 130-CC-101, 130-CC-201, 130-CC-101 | PC | 2 | 0 | 0 | NO | 28.7109 | 4457.36 | MHI |  | (130)5911-18 | 01,22 | 1 | 1AXX | 1AXX |  | 795-91714 |  |  |  |  | 2012-01-06
683 | 29200000TL | 03483 | EG1010010 | P | 58001084 | 58 | EGTL Spares | Mtce | 54 | 54D | O-RING: CORD | WD 3.5 MM X L 310 MM | *OBS*GS&P-O-Rings : SILICONE, FOR 1-2 STG DIAPHRAGM, 105-CC-001B, 105-CC-001A. | PC | 10 | 6 | 8 | NO | 32.0038 | 4968.1967 | MHI |  |  | 01 | 1 | 1AXX | 2BAB |  | 790-16031 |  |  |  |  | 2013-04-27
684 | 29200000TL | 03483 | EG1010010 | P | 58001085 | 58 | EGTL Spares | Mtce | 54 | 54D | O-RING: CORD | WD 3.5 MM X L 310 MM | *OBS*GS&P-O-Rings : SILICONE, FOR 2-3 STG DIAPHRAGM, 105-CC-001B, 105-CC-001A | PC | 10 | 6 | 8 | NO | 32.0022 | 4968.0184 | MHI |  |  | 01 | 1 | 1AXX | 2BAB |  | 790-16031 |  |  |  |  | 2013-04-27
685 | 29200000TL | 03483 | EG1010010 | P | 58001086 | 58 | EGTL Spares | Mtce | 54 | 54D | O-RING: CORD | WD 3.5 MM X L 320 MM | *OBS*GS&P-O-Rings : SILICONE, FOR 3-4 STG DIAPHRAGM, 105-CC-001B, 105-CC-001A | PC | 12 | 0 | 0 | NO | 28.7124 | 4457.5017 | MHI |  | 2113-31 | 01,22 | 1 | 1AXX | 1AXX |  | 790-16031 |  |  |  |  | 2012-01-06
686 | 29200000TL | 03483 | EG1010010 | P | 58001087 | 58 | EGTL Spares | Mtce | 54 | 54D | O-RING: CORD | WD 3.5 MM X L 330 MM | *OBS*GS&P-O-Rings : SILICONE, FOR 4-5 STG DIAPHRAGM, 105-CC-001B, 105-CC-001A | PC | 12 | 2 | 8 | NO | 28.7124 | 4457.5017 | MHI |  | 2114-31 | 01,22 | 1 | 1AXX | 1AXX |  | 790-16031 |  |  |  |  | 2012-01-06
687 | 29200000TL | 03483 | EG1010010 | P | 58001088 | 58 | EGTL Spares | Mtce | 54 | 54D | O-RING: CORD | WD 3.5 MM X L 480 MM | *OBS*GS&P-O-Rings : SILICONE, FOR DISCHARGE WALL, 105-CC-001B, 105-CC-001A | PC | 12 | 0 | 0 | NO | 28.7124 | 4457.5017 | MHI |  | 2213-17 | 01,22 | 1 | 1AXX | 1AXX |  | 790-16031 |  |  |  |  | 2012-01-06
688 | 29200000TL | 03483 | EG1010011 | P | 58001097 | 58 | EGTL Spares | Mtce | 54 | 54D | O-RING: COUPLING TOOL | 81 MM ID, 88 MM OD, 3.5 MM WD | *OBS*GS&P-O-Rings : HF, VITON, MHI, 105-CC-001B, 105-CC-001A | PC | 4 | 0 | 0 | NO | 28.7109 | 4457.36 | MHI |  | 5811-34 | 01,22 | 1 | 1AXX | 1AXX |  | 795-91714 |  |  |  |  | 2012-01-06
689 | 29200000TL | 03483 | EG1010011 | P | 58001099 | 58 | EGTL Spares | Mtce | 54 | 54D | O-RING: COUPLING TOOL | 113 MM ID 120 MM OD 3.5 MM WD | *OBS*GS&P-O-Rings : HF, VITON, MHI, 105-CC-001B, 105-CC-001A | PC | 5 | 0 | 0 | NO | 28.7109 | 4457.36 | MHI |  | 5811-38 | 01,22 | 1 | 1AXX | 1AXX |  | 795-91714 |  |  |  |  | 2012-01-06
690 | 29200000TL | 03483 | EG1018015 | P | 58001102 | 58 | EGTL Spares | Mtce | 51 | 51Z | GOVERNOR: OVERSPEED PREVENTION | GUARDIAN SYSTEM | Electric-Other : OST-670-1, 2 OUT OF 3 VOTING OVERSPEED PROTECTION 105-CC-001B, 130-CC-101, 130-CC-201, 105-CC-001A CROSS REF DWG 724-30072, 724-30074, SIZE: 19 in spare parts purchase number -EGTL 6327-PSP114Equipment chaville PO number- EGTL-6327-pmj00 | PC | 1 | 0 | 0 | NO | 13731.3557 | 2131518.8475 | CCC | #OST-670-1 |  | 00 | 1 | 1CAA |  |  | 724-30072 |  |  |  |  | 2012-01-06 | 2014-08-25 | 2013-09-19
691 | 29200000TL | 03483 | EG1055022A | P | 58001122 | 58 | EGTL Spares | Mtce | 54 | 54A | GASKET: PLATE | 860MM X 200MM X 5MM | Gaskets : AG/NBR, SHEET, AG-NBR, 105-EP-001B, 105-EP-002A, 105-EP-002B, 130-EP-101A, 130-EP-101B, 130-EP-201A, 130-EP-201B, 105-EP-001A | PC | 232 | 0 | 0 | NO | 60.1972 | 9345.61 | HISAKA WORKS, LTD |  | 1/2 | 01,22 | 1 | 1AXX |  |  | B176309A/B |  |  |  |  | 2012-01-06
692 | 29200000TL | 03483 | EG1025004 | P | 58001151 | 58 | EGTL Spares | Mtce | 54 | 54D | PACKING: SHEET | 112.5O MM D X 1 MM THK | Packing / Glands / Stuffing Boxes : TEFLON, RING, 105-XX-004, 105-XX-004 | PC | 2 | 0 | 0 | NO | 57.4218 | 8914.73 | MITSUBISHI K.K., LTD. | 455812001 | 455812001 | 01,22 | 1 | 2CAC |  |  | 250579 |  |  |  |  | 2012-01-06 | 2015-12-07
693 | 29200000TL | 03483 | EG1010011 | P | 58001155 | 58 | EGTL Spares | Mtce | 54 | 54D | SEAL: OIL WITH SPRING | 45 MM ID, 65 MM OD, 10 MM WD | *OBS*GS&P-Other : MATL: NBR, CAST IRON CAGE, 105-XX-004 | PC | 6 | 0 | 0 | NO | 57.4218 | 8914.73 | MITSUBISHI K.K., LTD. | K1456510A | K1456510A | 01 | 1 | 2CAC | 2CAC |  | 250582 |  |  |  |  | 2012-01-06
694 | 29200000TL | 03483 | EG1010011 | P | 58001159 | 58 | EGTL Spares | Mtce | 54 | 54A | GASKET: SHEET | 44 MM X 1.5 MM THK | Gaskets : MATL: FIBER, RING, 105-XX-004 | PC | 6 | 0 | 0 | NO | 32 | 4968 | MITSUBISHI K.K., LTD. | L04403215 |  | 01 | 1 | 1AXX |  |  | 250585 |  |  |  |  | 2013-04-27
695 | 29200000TL | 03483 | EG1010011 | P | 58001160 | 58 | EGTL Spares | Mtce | 54 | 54A | GASKET: SHEET | 38 MM X 1.5 MM THK | Gaskets : MATL: FIBER, RING, 105-XX-004 | PC | 3 | 1 | 2 | NO | 32 | 4968 | MITSUBISHI K.K., LTD. | L03802815 |  | 01 | 1 | 1AXX |  |  | 250585 |  |  |  |  | 2013-04-27
696 | 29200000TL | 03483 | EG1010011 | P | 58001161 | 58 | EGTL Spares | Mtce | 54 | 54A | GASKET: SHEET | 40 MM X 1.5 MM THK | Gaskets : MATL: FIBER, RING, 105-XX-004 | PC | 2 | 1 | 2 | NO | 32 | 4968 | MITSUBISHI K.K., LTD. | L04003215 |  | 01 | 1 | 1AXX |  |  | 250585 |  |  |  |  | 2013-04-27
697 | 29200000TL | 03483 | EG1010011 | P | 58001164 | 58 | EGTL Spares | Mtce | 50 | 50Z | BEARING: ANTI-FRICTION | ID 25 MM X OD 62 MM X W 17 MM | Bearings & Accessories - All :7305 , 3 SERIES, STL, (2) F62 H=24 , 105-XX-004 | PC | 2 | 0 | 0 | NO | 222.0151 | 34465.6275 | MITSUBISHI K.K., LTD. | I42305J1 | I42305J1 | 01,21,22 | 1 | 2CAC |  |  | 250581 |  |  |  |  | 2012-01-06
698 | 29200000TL | 03483 | EG1010011 | P | 58001165 | 58 | EGTL Spares | Mtce | 50 | 50Z | BEARING: BALL ANTI-FRICTION | 40 MM ID, 90 MM OD, 23 MM WD | Bearings & Accessories - All :SINGLE ROW, 3 SERIES, 6, 6 - 20µM, STL CAGE, (3) F62 H=17, 105-XX-004 | PC | 2 | 0 | 0 | NO | 57.4218 | 8914.73 | MITSUBISHI K.K., LTD. | I27305J2 | I27305J2 | 01,21,22 | 1 | 2CAC |  |  | 250581 |  |  |  |  | 2012-01-06
699 | 29200000TL | 03483 | EG1010011 | P | 58001167 | 58 | EGTL Spares | Mtce | 50 | 50Z | BEARING: BALL ANTI-FRICTION | 35 MM ID, 80 MM OD, 21 MM WD | Bearings & Accessories - All :SINGLE ROW, 3 SERIES, 6, 6 - 20µM, CAST IRON CAGE, (1) F80 H=21, 105-XX-004 | PC | 4 | 0 | 0 | NO | 57.4218 | 8914.73 | MITSUBISHI K.K., LTD. | I16307J1 | I16307J1 | 01,21,22 | 1 | 2CAC |  |  | 250582 |  |  |  |  | 2012-01-06
700 | 29200000TL | 03483 | EG1025013 | P | 58001170 | 58 | EGTL Spares | Mtce | 59 | 59Z | BLOCK: FRICTION 50 MM DIA | COMPRESSOR PACKAGE | Raw Metals - All :CU ALLOY, F50, 105-XX-004 | PC | 7 | 0 | 0 | NO | 158.0108 | 24529.5908 | MITSUBISHI K.K., LTD. | 385078105 | 385078105 | 01 | 1 | 2CAC |  |  | 250582 |  |  |  |  | 2012-01-06
701 | 29300000TL | 03483 | EG1025013 | S | 58001172 | 58 | EGTL Spares | Mtce | 56 | 56Z | SEAL: OIL WITH SPRING | 20 MM ID, 40 MM OD, 11 MM WD | *OBS*GS&P-Other : MATL, VITON, CAST IRON CAGE, 105-XX-004 | PC | 1 | 0 | 1 | YES | 275 | 99137.5 | MITSUBISHI K.K., LTD. | K2204011F | K2204011F | 01 | 1 | 2CAC | 2BBB |  | 206898 |  |  |  |  | 2019-12-21 |  | 2020-02-17
702 | 29200000TL | 03483 | EG1025013 | P | 58001176 | 58 | EGTL Spares | Mtce | 53 | 54A | GASKET: SHEET | 44MM DIA X 1.5MM THK | Gaskets : MATL, FIBER, RING, 105-XX-004 | PC | 2 | 0 | 0 | NO | 1278.1094 | 198426.48 | KOWA CORP. |  |  | 01 | 1 | 1AXX |  |  | B1-06163B |  |  |  |  | 2013-04-27
703 | 29200000TL | 03483 | EG1025013 | S | 58001177 | 58 | EGTL Spares | Mtce | 53 | 54A | GASKET: SHEET | 74 MM X 110 MM X 1 MM THK | Gaskets : MATL, NBR, RING, 105-TK-002, 130-TK-201, 105-TK-001, 130-TK-101 | PC | 4 | 0 | 0 | NO | 158.0108 | 24529.5908 | KOWA CORP. | N-07 | N-07 | 01 | 1 | 2CAC |  |  | B1-06163B |  |  |  |  | 2012-01-06
704 | 29200000TL | 03483 | EG1055022A | P | 58001178 | 58 | EGTL Spares | Mtce | 11 | 11Z | CONTROLLER: SERIES 5 RELIANT | SIMPLEX 120/240VAC | Computer Hardware - Peripherals : FLEXIBLE RANGE, CONDITIONING Series 5 RELIANT-SCHV-SPARE 22 AI, 6 AO, 16 DI, 14 DO, 6 FI, 105-CC-001B, 130-CC-101, 130-CC-201, 105-CC-001A CROSS REF DWG 724-30072, 724-30074.SERIES 5 RELIANT CONTROLLER WITH IEC-61131 PROG | PC | 3 | 0 | 0 | NO | 48630.8225 | 9504607.33 | CCC | S5RELIANT-SCHV |  | 01,11,22 | 1 | 1CAA |  |  | 724-30072 |  |  |  |  | 2012-01-06 | 2019-09-25 | 2015-07-23
705 | 29200000TL | 03483 | EGC040009 | P | 58001182 | 58 | EGTL Spares | Mtce | 54 | 54A | GASKET: SHEET | 612MM ID X 690MM OD X 3MM | Gaskets : THK, V 6502, RING, 105-TK-003, 004 | PC | 6 | 0 | 0 | NO | 306.0208 | 47506.6758 | YOSHIMINE CO., LTD. | (105)9 | (105)9 | 01 | 1 | 1AXX |  |  | 643-01 |  |  |  |  | 2012-01-06
706 | 29200000TL | 03483 | EG1010009 | P | 58001187 | 58 | EGTL Spares | Mtce | 54 | 54A | GASKET: NO MODIFIER | COMPRESSOR PACKAGE | Gaskets : GASKET:SHEET, 79 MM ID X 93 MM OD X 1 MM THK, V 7010, RING, Z10001DV6, 105-PSV-0024A, 105-PSV-0024B, 105-PSV-0025A, 105-PSV-0025B, 130-PSV-1055, 130-PSV-1056, 130-PSV- 2055, 130-PSV-2056, Z10001DV6, 105-PSV-0024A, 105-PSV-0024B, 105-PSV-0025A, 1 | PC | 16 | 0 | 0 | NO | 28.7109 | 4457.36 | FUKUI SEISAKUSHO CO., LTD |  | 24 | 01,22 | 1 | 1BAB |  |  | 2006K 0941 |  |  |  |  | 2012-01-06
707 | 29200000TL | 03483 | EG1010009 | P | 58001188 | 58 | EGTL Spares | Mtce | 54 | 54A | GASKET: NO MODIFIER | COMPRESSOR PACKAGE | Gaskets : GASKET:SHEET, 39 MM ID X 50 MM OD X 1 MM THK, V 7010, RING, Z10001DW7, 105-PSV-0024A, 105-PSV-0024B, 105-PSV-0025A, 105-PSV-0025B, 130-PSV-1055, 130-PSV-1056, 130-PSV-2055, 130-PSV-2056, Z10001DW7, 105-PSV-0024A, 105-PSV-0024B, 105-PSV-0025A, 10 | PC | 8 | 0 | 0 | NO | 28.7109 | 4457.36 | FUKUI SEISAKUSHO CO., LTD |  | 25 | 01,22 | 1 | 1BBA |  |  | 2006K 0941 |  |  |  |  | 2012-01-06
708 | 29200000TL | 03483 | EG1009010 | P | 58001206 | 58 | EGTL Spares | Mtce | 14 | 14Z | PROBE: PROXIMITY 8 MM TIP DIA | 20 MM CASE LG, 2 M CABLE LG | Instruments - Other & Parts : 130-VZE-1061A, 130-VZE-2061A, 130-VZE-1061B, 130-VZE-2061B, TURB.POSITION, 105-VZE-0061A, 105-VZE-0161A, 105-VZE-0061B, 105-VZE-0161B, 130-CC-201-S, 105-CC-001B-S, 105-CC-001 | PC | 4 | 0 | 0 | NO | 866.059 | 134446.9974 | BENTLY NEVADA | 330101-00-20-20-12-05 | 330101-00-20-20-12-05 | 00 | 1 | 1CBA |  |  | 724-4F507 |  |  |  |  | 2012-01-06
709 | 29200000TL | 03483 | EG1009010 | P | 58001207 | 58 | EGTL Spares | Mtce | 14 | 14Z | PROBE: PROXIMITY 8 MM TIP DIA | 20 MM CASE LG, 1 M CABLE LG | Instruments - Other & Parts : &quot;105-VXE-0062 /105-VXE-0162, 105-VYE-0062 /105-VYE-0162, 30101 TURB.VIBRATION GOV, 105-CC-001B-S, 105-CC-001A CROSS REF DWG 724-4F459 LENGTH: 2.0 INCH, 105-VXE-0062 /105-VX&quot; | PC | 6 | 0 | 0 | NO | 866.059 | 134446.9974 | BENTLY NEVADA | 330101-00-20-10-12-05 | 330101-00-20-10-12-05 | 00 | 1 | 1CBA |  |  | 724-4F459 |  |  |  |  | 2012-01-06 | 2019-07-30
710 | 29200000TL | 03483 | EG1009010 | P | 58001208 | 58 | EGTL Spares | Mtce | 14 | 14Z | PROBE: PROXIMITY 8 MM TIP DIA | 52 MM CASE LG, 1 M CABLE LG | Instruments - Other & Parts : 105-VXE-0065, 105-VXE-0165, 105-VYE-0065, 105-VYE-0165 105-VXE-0068, 105-VXE-0168, 105-VYE-0068, 105-VYE-0168, COMP VIBRATION NDE, 105-CC-001B, 105-CC-001A, LENGTH: 5.2 INC | PC | 1 | 0 | 0 | NO | 866.059 | 134446.9974 | BENTLY NEVADA | 330101-00-52-10-12-05 | 330101-00-52-10-12-05 | 00 | 1 | 1CBA |  |  | 724-4F459 |  |  |  |  | 2012-01-06 | 2019-07-30
711 | 29200000TL | 03483 | EG1009010 | P | 58001209 | 58 | EGTL Spares | Mtce | 14 | 14Z | PROBE: PROXIMITY 8 MM TIP DIA | 10 MM CASE LG, 1 M CABLE LG | Instruments - Other & Parts : 105-VZE-0066A/105-VZE-0166A, 105-VZE-0066B/105-VZE-0166B 105-VZE-0069, 105-VZE-0169, 330101 COMP POSITION, 130-VXE-1065, 130-VXE-2065, 130-VYE-1065, 130-VYE-2065 130-VXE-10 | PC | 2 | 0 | 0 | NO | 866.059 | 134446.9974 | BENTLY NEVADA | 330101-00-10-10-12-05 | 330101-00-10-10-12-05 | 00 | 1 | 1CBA |  |  | 724-4F459 |  |  |  |  | 2012-01-06 | 2020-11-10
712 | 29200000TL | 03483 | EG1009010 | P | 58001210 | 58 | EGTL Spares | Mtce | 14 | 14Z | PROBE: PROXIMITY 8 MM TIP DIA | 18 MM CASE LG, 1 M CABLE LG | Instruments - Other & Parts : &quot;130-VXE-1064, 130-VXE-2064, 130-VYE-1064, 130-VYE-2064 130-VXE-1067, 130-VXE-2067, 130-VYE-1067, 130-VYE-2067, COMP.VIBRATION DE, 130-CC-201, 130-CC-101 , LENGTH: 1.8 INC&quot; | PC | 3 | 0 | 0 | NO | 866.059 | 134446.9974 | BENTLY NEVADA | 330101-00-18-10-12-05 | 330101-00-18-10-12-05 | 00 | 1 | 1CBA |  |  | 724-4F507 |  |  |  |  | 2012-01-06
713 | 29200000TL | 03483 | EG1009010 | P | 58001211 | 58 | EGTL Spares | Mtce | 14 | 14Z | PROBE: PROXIMITY 8 MM TIP DIA | 9 MM CASE LG, 1 M CABLE LG | Instruments - Other & Parts : 130-VZE-1066A, 130-VZE-2066A, 130-VZE-1066B, 130-VZE-2066B, 130-VZE-1069, 130-VZE-2069, 130-CC-201, 130-CC-101, LENGTH: 0.9 INCH, 130-VZE-1066A, 130-VZE-2066A, 130-VZE-1066B | PC | 2 | 0 | 0 | NO | 866.059 | 134446.9974 | BENTLY NEVADA | 330101-00-09-10-12-05 | 330101-00-09-10-12-05 | 00 | 1 | 1CBA |  |  | 724-4F507 |  |  |  |  | 2012-01-06
714 | 29200000TL | 03483 | EGC002014 | P | 58001221 | 58 | EGTL Spares | Mtce | 66 | 66C | RING | SEAL DUPLEX SS | Valve-Butterfly : VANESSA ROTORY PROCESS VALVES | EA | 8 | 0 | 0 | NO | 4436.5163 | 1257752.4845 | PENTAIR | M450D1AAA0 | 3ZTW450519476/1614A01/1 | 01,22 | 1 | 1CAB | 2CBC |  | 06-3020-BOM-03 |  |  |  |  | 2012-12-14 | 2016-02-09 | 2016-03-04
715 | 29200000TL | 03483 | EGC017002 | P | 58001223 | 58 | EGTL Spares | Mtce | 54 | 54A | GASKET: SPIRAL WOUND | 316/GRAPHITE,CIRCULAR | Gaskets : BOTTOM, 120-XXV-1046, 120-XXV-2046, 120-XXV-2046. FOR VANESSA ROTORY PROCESS VALVES | PC | 1 | 0 | 0 | NO | 492 | 82410 | VANESSA | 3G32600369721 | 1614A01/1 | 01,22 | 1 | 1CAB |  |  | 06-3020-BOM-03 |  |  |  |  | 2012-12-14 | 2025-02-04 | 2018-11-30 | -1 | 1
716 | 29300000TL | 03483 | EGC035014 | P | 58001224 | 58 | EGTL Spares | Mtce | 54 | 54A | PACKING: VALVE GRAPHITE | CIRCULAR | Gaskets : 120-XXV-1046, 120-XXV-2046, 120-XXV-2046. FOR VANESSA ROTORY PROCESS VALVES | EA | 3 | 4 | 7 | YES | 463.95 | 176069.025 | VANESSA | 8P4209012699 | 1614A01/1 | 01,22 | 1 | 1CAB |  |  | 06-3020-BOM-03 |  |  |  |  | 2019-11-13 | 2025-02-04 | 2025-12-10 | -4 | 1
717 | 29200000TL | 03483 | EGC008008 | P | 58001225 | 58 | EGTL Spares | Mtce | 66 | 66C | RING: SEAL | DUPLEX SS | Valve-Butterfly : 130-XXV-1002, 130-XXV-2002, 172-XXV-0113, 172-XXV-0013, 130-XXV-2002, 172-XXV-0013. FOR VANESSA ROTORY PROCESS VALVES | PC | 6 | 0 | 0 | NO | 9012.9053 | 1398892.998 | VANESSA | 3Z32750511731 | 1614A01/1 | 01,22 | 1 | 1CAB |  |  | 06-3020-BOM-04 |  |  |  |  | 2012-12-14
718 | 29200000TL | 03483 | EGC017002 | P | 58001226 | 58 | EGTL Spares | Mtce | 54 | 54A | GASKET: SPIRAL WOUND | 316/GRAPHITE,CIRCULAR | Gaskets : DISC, 130-XXV-1002, 130-XXV-2002, 172-XXV-0113, 172-XXV-0013, 130-XXV-2002, 172-XXV-0013.FOR VANESSA ROTORY PROCESS VALVES | PC | 5 | 0 | 0 | NO | 1932.3399 | 299899.15 | VANESSA | 3G32600437721 | 1614A01/1 | 01,22 | 1 | 1CAB |  |  | 06-3020-BOM-04 |  |  |  |  | 2012-12-14
719 | 29200000TL | 03483 | EGC029015 | P | 58001232 | 58 | EGTL Spares | Mtce | 66 | 66Z | MANIFOLD: VALVE | 2-VALVE | Valve-Other : 2 VALVE MANIFOLD, TRADITIONAL, SST, FLANGE ADAPTERS, BRACKET0305RT22A11L4BCDF. Cross Ref Equip Tag :150-PXT-0507 150-PXT-0509 150-PXT-0511 150-PXT-0514 175-PXT-0001 | EA | 12 | 1 | 2 | YES | 151.6172 | 23531 | ROSEMOUNT MEASUREMENT | 0305RT22A11L4BCDF | 1511F01/1 | 22 | 1 | 1AXX |  |  | EGTL1-RMT-INS-MM-009999 |  |  |  |  | 2012-12-14 | 2017-08-30
720 | 29200000TL | 03483 | EG1057013 | P | 58001266 | 58 | EGTL Spares | Mtce | 14 | 14Z | TRANSMITTER: POSITION 4 - 20MA | 10-30VDC | Instruments - Other & Parts : NON CONTACT HART ENABLED, TAG: 105-XXV-0002, 120-XXV-0091, 120-XXV-1081, 120-XXV-2081, 120-XXV-1087, 120-XXV-1089, 120-XXV-2087, 120-XXV-2089, 120-XXV-1091, 120-XXV-1092, 120-XXV-2091 | EA | 9 | 0 | 0 | NO | 1523.444 | 248155.7042 | WESTLOCK | D450-RO-000000 |  | 05,22 | 1 | 1CAB |  |  | EGTL1-VSC-INS-SC-050048 |  |  |  |  | 2012-01-06 | 2016-05-23 | 2014-10-30
721 | 29200000TL | 03483 | EG1013018 | P | 58001352 | 58 | EGTL Spares | Mtce | 65 | 65A | TAP SET: THREADING SHORT HAND | M8 DIA, 72 MM LG | Tools - Hand / Power :1.25 TPI, HSS, 3 PIECE | EA | 3 | 0 | 0 | NO | 29.0629 | 7573.9992 | SOMTA | 5010800 | 5010800 | 01 | 1 | 2CAC | [7 empty] | 2012-01-07 | 2018-05-24 | 2019-04-12
722 | 29200000TL | 03483 | EG1013018 | P | 58001353 | 58 | EGTL Spares | Mtce | 65 | 65A | TAP SET: THREADING SHORT HAND | M10 DIA, 80 MM LG | Tools - Hand / Power :1.5 TPI, HSS, 3 PIECE | EA | 3 | 0 | 0 | NO | 60.2147 | 12460.7533 | SOMTA | 5011000 | 5011000 | 01 | 1 | 2CAC | [7 empty] | 2012-01-07 | 2018-05-24 | 2019-04-12
723 | 29200000TL | 03483 | EG1015018 | P | 58001381 | 58 | EGTL Spares | Mtce | 65 | 65A | TAP SET: THREADING TAPER PIPE | 1/4 IN DIA, 96 MM LG | Tools - Hand / Power :NPT, HSS, 2 PIECE | EA | 1 | 0 | 0 | NO | 120 | 36645.6 | SOMTA | 5851910 | 5851910 | 01 | 1 | 2CAC | [7 empty] | 2012-01-07 | 2019-07-28 | 2018-05-30
724 | 29200000TL | 03483 | EG1028012 | P | 58001384 | 58 | EGTL Spares | Mtce | 65 | 65A | TAP SET: THREADING TAPER PIPE | 1 IN DIA, 53 MM LG | Tools - Hand / Power :NPT, HSS, 2 PIECE | EA | 1 | 0 | 0 | NO | 114.8194 | 17833.1667 | SOMTA | 5210400 | 5210400 | 01 | 1 | 2CAC | [7 empty] | 2012-01-07 | 2019-07-28 | 2013-05-21
725 | 29200000TL | 03483 | EG1013019 | P | 58001386 | 58 | EGTL Spares | Mtce | 65 | 65A | TAP SET: THREADING SHORT HAND | 5/32 IN DIA, 66 MM LG | Tools - Hand / Power :20 TPI, HSS, 3 PIECE, BSW | EA | 1 | 0 | 0 | NO | 70 | 21376.6 | SOMTA | 5210640 | 5210640 | 01 | 1 | 2CAC | [7 empty] | 2012-01-07 | 2018-05-29 | 2018-05-30
726 | 29200000TL | 03483 | EG1028010 | S | 58001388 | 58 | EGTL Spares | Mtce | 65 | 65A | TAP SET: THREADING SHORT HAND | 1/4 IN DIA, 80 MM LG | Tools - Hand / Power :16 TPI, HSS, 3 PIECE, BSW | EA | 2 | 0 | 0 | NO | 45 | 13742.1 | SOMTA | 5210950 | 5210950 | 01 | 1 | 2CAC | [7 empty] | 2012-01-07 | 2018-05-02 | 2018-05-30
727 | 29200000TL | 03483 | EG1028010 | S | 58001390 | 58 | EGTL Spares | Mtce | 65 | 65A | TAP SET: THREADING SHORT HAND | 3/8 IN DIA, 89 MM LG | Tools - Hand / Power :12 TPI, HSS, 3 PIECE, BSW | EA | 1 | 0 | 0 | NO | 65 | 19849.7 | SOMTA | 5211270 | 5211270 | 01 | 1 | 2CAC | [7 empty] | 2012-01-07 | 2018-05-29 | 2018-06-05
728 | 29200000TL | 03483 | EG1028010 | S | 58001394 | 58 | EGTL Spares | Mtce | 65 | 65A | TAP SET: THREADING SHORT HAND | 5/8 IN DIA, 118 MM LG | Tools - Hand / Power :9 TPI, HSS, 3 PIECE, BSW | EA | 6 | 0 | 0 | NO | 86.0333 | 26340.6287 | SOMTA | 5212220 | 5212220 | 01 | 1 | 2CAC | [7 empty] | 2012-01-07 | 2018-05-29 | 2019-04-12
729 | 29200000TL | 03483 | EG1023010 | P | 58001417 | 58 | EGTL Spares | Mtce | 65 | 65A | WRENCH: SPANNER 15 IN LG | 1 IN TO 1-5/16 IN | Tools - Hand / Power :DOUBLE END VALVE WHEEL, FORGED, MEDIUM, LARGE | EA | 1 | 0 | 0 | NO | 124 | 37758 | GEARENCH | VW12 |  | 01 | 1 | 2CAC | [7 empty] | 2012-01-07 | 2023-08-13 | 2016-09-07 |  |  |  |  | -1 | 1
730 | 29300000TL | 03483 | EG1024012 | P | 58001418 | 58 | EGTL Spares | Mtce | 65 | 65A | WRENCH: SPANNER 27 IN LG | 2 IN | Tools - Hand / Power :DOUBLE END VALVE WHEEL, FORGED, MEDIUM, LARGE | EA | 4 | 2 | 4 | YES | 259.25 | 390554.8575 | GEARENCH | VW3 |  | 01 | 1 | 2CAC | [6 empty] | PPNL550 | 2019-11-01 |  | 2025-06-18
731 | 29200000TL | 03483 | EG1024004 | P | 58001419 | 58 | EGTL Spares | Mtce | 65 | 65A | WRENCH: SPANNER 10 IN LG | 1/8 IN TO 1 IN | Tools - Hand / Power :STL, OPERATING SPINDLE, HANDWHEEL VALVES, SMALL TYPE FOR PERSONAL USE | EA | 3 | 0 | 0 | NO | 144 | 43920 | GEARENCH | RW1 |  | 01 | 1 | 2CAC | [7 empty] | 2012-01-07 | 2025-10-16 | 2016-06-21 | -1 | 1
732 | 29200000TL | 03483 | EG1016014 | P | 58001420 | 58 | EGTL Spares | Mtce | 65 | 65A | WRENCH: SPANNER 10 IN LG | 1/8 IN TO 1 IN | Tools - Hand / Power :STL, OPERATING SPINDLE, HANDWHEEL VALVES, SMALL TYPE FOR PERSONAL USE | EA | 3 | 0 | 0 | NO | 104.566 | 30271.857 | GEARENCH | RW1 SURE GRIP |  | 01 | 1 | 2CAC | [7 empty] | 2012-01-07 | 2025-12-05 | 2016-05-06 | -2 | 2
733 | 29200000TL | 03483 | EG1028004 | S | 58001424 | 58 | EGTL Spares | Mtce | 65 | 65A | DRILL: MASONRY 10 CM | 6 MM DIA, 17 CM LG | *OBS*Tools - Other : FOR CONCRETE, DRILL DP,SDS SHANK, TYPE TE-C3X, SDS+ COMPATABLE | EA | 7 | 0 | 0 | NO | 17.8435 | 2769.84 | HILTI | 206524 |  | 01 | 1 | 2CAC | 2CAC | [6 empty] | 2012-01-07
734 | 29200000TL | 03483 | EG1028004 | S | 58001425 | 58 | EGTL Spares | Mtce | 65 | 65A | DRILL: MASONRY 10 CM | 8 MM DIA, 17 CM LG | *OBS*Tools - Other : FOR CONCRETE, DRILL DP,SDS SHANK, TYPE TE-C3X, SDS+ COMPATABLE | EA | 13 | 0 | 0 | NO | 18.4916 | 2872.31 | HILTI | 206530 |  | 01 | 1 | 2CAC | 2CAC | [6 empty] | 2012-01-07
735 | 29200000TL | 03483 | EG1028002 | S | 58001426 | 58 | EGTL Spares | Mtce | 65 | 65A | DRILL: MASONRY 10 CM | 10 MM DIA, 17 CM LG | *OBS*Tools - Other : FOR CONCRETE, DRILL DP,SDS SHANK, TYPE TE-C3X, SDS+ COMPATABLE | EA | 12 | 0 | 0 | NO | 20.7402 | 3221.58 | HILTI | 206539 |  | 01 | 1 | 2CAC | 2CAC | [6 empty] | 2012-01-07 | 2019-11-05
736 | 29200000TL | 03483 | EG1028002 | S | 58001427 | 58 | EGTL Spares | Mtce | 65 | 65A | DRILL: MASONRY 15 CM | 10MM DIA, 22CM LG | *OBS*Tools - Other : FOR CONCRETE, DRILL DP,SDS SHANK, TYPE TE-C3X, SDS+ COMPATABLE | EA | 12 | 0 | 0 | NO | 21.9769 | 3221.58 | HILTI | 206540 |  | 01 | 1 | 2CAC | 2CAC | [6 empty] | 2012-01-07 | 2019-11-05
737 | 29200000TL | 03483 | EG1028004 | S | 58001428 | 58 | EGTL Spares | Mtce | 65 | 65A | DRILL: MASONRY 20 CM | 12 MM DIA, 27 CM LG | *OBS*Tools - Other : FOR CONCRETE, DRILL DP,SDS SHANK, TYPE TE-C3X, SDS+ COMPATABLE | EA | 6 | 0 | 0 | NO | 44.9797 | 6986.7 | HILTI | 206551 |  | 01 | 1 | 2CAC | 2CAC | [6 empty] | 2012-01-07 | 2019-11-03
738 | 29200000TL | 03483 | EG1028004 | S | 58001429 | 58 | EGTL Spares | Mtce | 65 | 65A | DRILL: MASONRY 40 CM | 14 MM DIA, 47 CM LG | *OBS*Tools - Other : FOR CONCRETE, DRILL DP,SDS SHANK, TYPE TE-C3X, SDS+ COMPATABLE | EA | 9 | 0 | 0 | NO | 61.7008 | 9419.62 | HILTI | 206562 |  | 01 | 1 | 2CAC | 2CAC | [6 empty] | 2012-01-07 | 2019-11-03
739 | 29200000TL | 03483 | EG1028002 | S | 58001430 | 58 | EGTL Spares | Mtce | 65 | 65A | DRILL: MASONRY 54 CM | 16 MM DIA, 61 CM LG | *OBS*Tools - Other : FOR CONCRETE, DRILL DP,SDS SHANK, TYPE TE-C3X, SDS+ COMPATABLE | EA | 9 | 0 | 0 | NO | 98.2057 | 15254.3 | HILTI | 206570 |  | 01 | 1 | 2CAC | 2CAC | [6 empty] | 2012-01-07 | 2025-09-29 |  | -4 | 1
740 | 29200000TL | 03483 | EG1028004 | S | 58001431 | 58 | EGTL Spares | Mtce | 65 | 65A | DRILL: MASONRY 40 CM | 18 MM DIA, 47 CM LG | *OBS*Tools - Other : FOR CONCRETE, DRILL DP,SDS SHANK, TYPE TE-C3X, SDS+ COMPATABLE | EA | 6 | 0 | 0 | NO | 107.4514 | 16690.45 | HILTI | 2206747 |  | 01 | 1 | 2CAC | 2CAC | [6 empty] | 2012-01-07 | 2025-09-29 |  | -4 | 1
741 | 29200000TL | 03483 | EG1028002 | S | 58001432 | 58 | EGTL Spares | Mtce | 65 | 65A | DRILL: MASONRY 25 CM | 20 MM DIA, 32 CM LG | *OBS*Tools - Other : FOR CONCRETE, DRILL DP,SDS SHANK, TYPE TE-C3X, SDS+ COMPATABLE | EA | 9 | 0 | 0 | NO | 117.8268 | 18302.05 | HILTI | 375831 |  | 01 | 1 | 2CAC | 2CAC | [6 empty] | 2012-01-07 | 2025-09-29 |  | -4 | 1
742 | 29200000TL | 03483 | EG1028004 | S | 58001433 | 58 | EGTL Spares | Mtce | 65 | 65A | DRILL: MASONRY 20 CM | 24 MM DIA, 27 CM LG | *OBS*Tools - Other : FOR CONCRETE, DRILL DP,SDS SHANK, TYPE TE-C3X, SDS+ COMPATABLE | EA | 4 | 0 | 0 | NO | 158.6783 | 24647.53 | HILTI | 2206731 |  | 01 | 1 | 2CAC | 2CAC | [6 empty] | 2012-01-07 | 2025-09-29 |  | -4 | 1
743 | 29200000TL | 03483 | EG1028004 | S | 58001434 | 58 | EGTL Spares | Mtce | 65 | 65A | DRILL: MASONRY 40 CM | 28 MM DIA, 48 CM LG | *OBS*Tools - Other : FOR CONCRETE, DRILL DP,SDS SHANK, TYPE TE-C3X, SDS+ COMPATABLE | EA | 13 | 0 | 0 | NO | 0.7297 | 113.34 | HILTI | 375843 |  | 01 | 1 | 2CAC | 2CAC | [6 empty] | 2012-01-07
744 | 29200000TL | 03483 | EG1028003 | S | 58001435 | 58 | EGTL Spares | Mtce | 65 | 65A | DRILL: MASONRY 40 MM | 4 MM DIA, 75 MM LG | *OBS*Tools - Other : SPIRAL FLUTED, 2 FLUTES,4 MM CYLINDRICAL SHANK | EA | 30 | 0 | 0 | NO | 0.8896 | 138.18 | HILTI | 305049 |  | 01 | 1 | 2CAC | 2CAC | [6 empty] | 2012-01-07
745 | 29200000TL | 03483 | EG1028003 | S | 58001437 | 58 | EGTL Spares | Mtce | 65 | 65A | DRILL: MASONRY 80 MM | 8 MM DIA, 120 MM LG | *OBS*Tools - Other : SPIRAL FLUTED, 2 FLUTES, 8 MM CYLINDRICAL SHANK, | EA | 30 | 0 | 0 | NO | 1.4094 | 218.92 | HILTI | 305055 |  | 01 | 1 | 2CAC | 2CAC | [6 empty] | 2012-01-07
746 | 29200000TL | 03483 | EG1028003 | S | 58001438 | 58 | EGTL Spares | Mtce | 65 | 65A | DRILL: MASONRY 80 MM | 10 MM DIA, 120 MM LG | *OBS*Tools - Other : SPIRAL FLUTED, 2 FLUTES, 10 MM CYLINDRICAL SHANK FOR CONCRETE | EA | 30 | 0 | 0 | NO | 1.8792 | 291.89 | HILTI | 305057 |  | 01 | 1 | 2CAC | 2CAC | [6 empty] | 2012-01-07
747 | 29200000TL | 03483 | EG1028003 | S | 58001439 | 58 | EGTL Spares | Mtce | 65 | 65A | DRILL: MASONRY 90 MM | 12 MM DIA, 150 MM LG | *OBS*Tools - Other : SPIRAL FLUTED, 2 FLUTES, 12 MM CYLINDRICAL SHANK, FOR CONCRETE | EA | 30 | 0 | 0 | NO | 9.9749 | 1549.4 | HILTI | 305058 |  | 01 | 1 | 2CAC | 2CAC | [6 empty] | 2012-01-07
748 | 29200000TL | 03483 | EG1016005 | P | 58001441 | 58 | EGTL Spares | Mtce | 65 | 65A | WRENCH: COMBINATION 112 MM LG | 7 MM RING, 7 MM FLAT OPEN | Tools - Hand / Power :OFFSET, VANADIUM STEEL, SPANNER | EA | 2 | 0 | 0 | NO | 16.2744 | 4266.0299 | GEDORE | 6000590 |  | 01 | 1 | 2CAC | [6 empty] | BENL3236 | 2012-01-07 | 2021-02-01 | 2017-07-25
749 | 29300000TL | 03483 | EG1016005 | P | 58001442 | 58 | EGTL Spares | Mtce | 65 | 65A | WRENCH: COMBINATION 125 MM LG | 8 MM RING, 8 MM FLAT OPEN | Tools - Hand / Power :OFFSET, VANADIUM STEEL, SPANNER | EA | 2 | 1 | 2 | YES | 16.5 | 6771.765 | GEDORE | 6000670 |  | 01 | 1 | 2CAC | [7 empty] | 2019-11-01 |  | 2021-09-15
750 | 29300000TL | 03483 | EG1014014 | P | 58001447 | 58 | EGTL Spares | Mtce | 65 | 65A | WRENCH: COMBINATION 185 MM LG | 13 MM RING, 13 MM FLAT OPEN | Tools - Hand / Power :STEEL / CHROME PLATED SPANNER | EA | 1 | 2 | 3 | YES | 105.1272 | 98952 | GEDORE | 6001130 |  | 01 | 1 | 2CAC | [7 empty] | 2019-11-01 | 2025-07-10 | 2026-01-06 | -2 | 2
751 | 29300000TL | 03483 | EG1014012 | P | 58001448 | 58 | EGTL Spares | Mtce | 65 | 65A | WRENCH: COMBINATION 198 MM LG | 14 MM RING, 14 MM FLAT OPEN | Tools - Hand / Power :OFFSET, VANADIUM STEEL, SPANNER | EA | 3 | 2 | 4 | YES | 69.2244 | 65158.13 | GEDORE | 6001210 |  | 01 | 1 | 2CAC | [7 empty] | 2019-11-01 | 2025-04-26 | 2023-10-01 | -1 | 1
752 | 29300000TL | 03483 | EG1014011 | P | 58001450 | 58 | EGTL Spares | Mtce | 65 | 65A | WRENCH: COMBINATION 232 MM LG | 17 MM RING, 17 MM FLAT OPEN | Tools - Hand / Power :OFFSET, VANADIUM STEEL, SPANNER | EA | 1 | 0 | 1 | YES | 242.22 | 371626.035 | GEDORE | 6001640 |  | 01 | 1 | 2CAC | [7 empty] | 2019-11-01 | 2025-04-26 | 2025-06-25 | -1 | 1 | -2 | 1
753 | 29300000TL | 03483 | EG1014013 | P | 58001452 | 58 | EGTL Spares | Mtce | 65 | 65A | WRENCH: COMBINATION 292 MM LG | 22 MM RING, 22 MM FLAT OPEN | Tools - Hand / Power :OFFSET, VANADIUM STEEL, SPANNER | EA | 4 | 1 | 2 | YES | 35.3413 | 42000 | GEDORE | 6002100 |  | 01 | 1 | 2CAC | [7 empty] | 2019-11-01 |  | 2023-10-11
754 | 29300000TL | 03483 | EG1014006 | P | 58001453 | 58 | EGTL Spares | Mtce | 65 | 65A | WRENCH: COMBINATION 318 MM LG | 24 MM RING, 24 MM FLAT OPEN | Tools - Hand / Power :OFFSET, VANADIUM STEEL, SPANNER | EA | 2 | 0 | 1 | YES | 75.95 | 122593.393 | GEDORE | 6002370 |  | 01 | 1 | 2CAC | 2BBB | [5 empty] | MTCNL018 | 2019-11-01 | 2024-10-30 | 2025-02-26 |  |  | -2 | 1
755 | 29300000TL | 03483 | EG1016007 | P | 58001455 | 58 | EGTL Spares | Mtce | 65 | 65A | WRENCH: COMBINATION 370 MM LG | 28 MM RING, 28 MM FLAT OPEN | Tools - Hand / Power :OFFSET, VANADIUM STEEL, SPANNER | EA | 3 | 2 | 3 | YES | 65 | 97917.3 | GEDORE | 6002880 |  | 01 | 1 | 2CAC | [7 empty] | 2019-11-01 |  | 2024-02-13
756 | 29200000TL | 03483 | EG1014011 | P | 58001470 | 58 | EGTL Spares | Mtce | 65 | 65A | PLIER | LOCKING GRIP 240 MM LG | Tools - Hand / Power :WITH ADJUSTABLE SCREW & RELEASE LEVER | EA | 14 | 0 | 0 | NO | 21.5924 | 3353.4 | GEDORE | 6406700 |  | 00 | 1 | 2CAC | 2CBC | [6 empty] | 2012-01-07 | 2025-12-16 | 2013-05-13 | -4 | 2
757 | 29200000TL | 03483 | EG1004017 | P | 58001474 | 58 | EGTL Spares | Mtce | 65 | 65A | PLIER: 375 MM LG | FOR WATER PUMP | Tools - Hand / Power : | EA | 1 | 0 | 0 | NO | 155 | 47259.5 | GEDORE | 6412190 |  | 00 | 1 | 2CAC | [7 empty] | 2012-01-07 | 2017-03-18 | 2017-04-16
758 | 29200000TL | 03483 | EG1014013 | P | 58001481 | 58 | EGTL Spares | Mtce | 65 | 65A | PLIER: EXTERNAL BEND CIRCLIP | 19 MM - 60 MM | Tools - Hand / Power : | EA | 12 | 0 | 0 | NO | 15 | 2328.75 | GEDORE | 6720243 |  | 00 | 1 | 2CAC | [7 empty] | 2012-01-07 | 2025-07-18 |  | -1 | 1 | -2 | 1
759 | 29200000TL | 03483 | EG1014006 | P | 58001483 | 58 | EGTL Spares | Mtce | 65 | 65A | PLIER: INTERNAL CIRCLIP BEND | 19 MM - 60 MM | Tools - Hand / Power : | EA | 14 | 0 | 0 | NO | 17 | 2639.25 | GEDORE | 6704480 |  | 00 | 1 | 2CAC | [7 empty] | 2012-01-07 | 2025-07-18 |  | -1 | 1 | -2 | 1
760 | 29200000TL | 03483 | EGC006010 | P | 58001485 | 58 | EGTL Spares | Mtce | 65 | 65A | HAMMER:BALL PEIN,1/2 LB | STL GR 300 HD | Tools - Hand / Power :POLISHED STRIKING HEAD & PEIN, FLAME TRATED, COMPRESSION WEDGED, FOR WORKSHOP TOOLS & EQUIP | EA | 4 | 5 | 10 | NO | 53.59 | 8952.2095 | GEDORE | 6764110 |  | 01 | 1 | 2CAC | [7 empty] | 2012-01-07 | 2019-10-21 | 2014-10-03
761 | 29200000TL | 03483 | EGC006010 | P | 58001486 | 58 | EGTL Spares | Mtce | 65 | 65A | HAMMER:BALL PEIN,2 LB | AISI 1050 STL HD | Tools - Hand / Power :POLISHED STRIKING HEAD & PEIN, FLAME TRATED, COMPRESSION WEDGED, FOR WORKSHOP TOOLS & EQUIP | EA | 5 | 0 | 0 | NO | 97.3 | 16253.965 | GEDORE | 6764700 |  | 01 | 1 | 2CAC | [7 empty] | 2012-01-07 |  | 2014-10-03
762 | 29300000TL | 03483 | EG1014006 | P | 58001487 | 58 | EGTL Spares | Mtce | 65 | 65A | HAMMER:DEAD BLOW | NYLON HD, FACE DIA 35 MM | Tools - Hand / Power :RECOILESS, FOR WORKSHOP TOOLS & EQUIP | EA | 1 | 1 | 2 | YES | 100 | 41583.4997 | GEDORE | 6660330 |  | 01 | 1 | 2CAC | [7 empty] | 2019-11-01 | 2025-01-05 | 2025-11-25 |  |  | -1 | 1
763 | 29300000TL | 03483 | EG1014011 | P | 58001489 | 58 | EGTL Spares | Mtce | 65 | 65A | PUNCH SET:PIN,4 MM TO 8 MM | CHROME-VANADIUM STEEL,6 PCS | Tools - Hand / Power :HEAVY DUTY SOL, FOR WORKSHOP TOOLS & EQUIP | ST | 1 | 1 | 2 | YES | 63.7443 | 60000 | GEDORE | 8757830 |  | 00 | 1 | 2CAC | [7 empty] | 2019-11-01 | 2025-07-18 | 2023-10-28 | -1 | 1
764 | 29200000TL | 03483 | EG1014014 | P | 58001491 | 58 | EGTL Spares | Mtce | 65 | 65A | PUNCH:CENTER,4 MM HOLE | 120 MM LG | Tools - Hand / Power :WORKSHOP TOOLS & EQUIP | EA | 4 | 0 | 0 | NO | 25 | 7634.5 | GEDORE | 8721050 |  | 00 | 1 | 2CAC | [7 empty] | 2012-01-07 | 2018-03-15 | 2018-05-30
765 | 29200000TL | 03483 | EG1016003 | P | 58001574 | 58 | EGTL Spares | Mtce | 65 | 65A | WRENCH: PIPE,3/4 IN CAPACITY | STRAIGHT,6 IN LG,CI | Tools - Hand / Power :HEAVY DUTY, TECH HAND TOOLS | EA | 1 | 0 | 0 | NO | 62.5 | 9703.125 | RIDGID | 31000 |  | 01 | 1 | 2CAC | [7 empty] | 2012-01-07 | 2016-10-31 | 2014-10-10
766 | 29200000TL | 03483 | EG1016007 | P | 58001575 | 58 | EGTL Spares | Mtce | 65 | 65A | WRENCH: PIPE, 2 IN CAPACITY | STRAIGHT,14 IN LG,CI | Tools - Hand / Power :HEAVY DUTY, TECH HAND TOOLS | EA | 2 | 0 | 0 | NO | 47.96 | 14603.82 | RIDGID | 31020 |  | 01 | 1 | 2CAC | [7 empty] | 2012-01-07 | 2016-07-24 | 2016-08-10
767 | 29200000TL | 03483 | EG1017018 | P | 58001583 | 58 | EGTL Spares | Mtce | 65 | 65A | WRENCH:COMBINATION,1/4 IN,RING | 1/4 IN,FLAT,OFFSET,100MM LG | Tools - Hand / Power :VANADIUM STL, SPANNER, 1/4 AF, FOR WORKSHOP TOOLS & EQUIP | EA | 2 | 0 | 0 | NO | 15 | 2328.7586 | GEDORE | 6005120 |  | 01 | 1 | 2CAC | [6 empty] | GTLU039 | 2012-01-07 |  | 2014-04-01
768 | 29200000TL | 03483 | EG1017018 | P | 58001584 | 58 | EGTL Spares | Mtce | 65 | 65A | WRENCH: COMBINATION,5/16 IN,RG | 5/16 IN,FLAT,OFFSET,125MM LG | Tools - Hand / Power :VANADIUM STL, SPANNER, 5/16 AF, FOR WORKSHOP TOOLS & EQUIP | EA | 2 | 0 | 0 | NO | 15 | 2328.7586 | GEDORE | 6005200 |  | 01 | 1 | 2CAC | [6 empty] | GTLU040 | 2012-01-07 |  | 2014-04-01
769 | 29200000TL | 03483 | EG1017018 | P | 58001585 | 58 | EGTL Spares | Mtce | 65 | 65A | WRENCH: COMBINATION,3/8 IN,RG | 3/8 IN,FLAT,OFFSET,148MM LG | Tools - Hand / Power :VANADIUM STL, SPANNER, 3/8 AF,FOR WORKSHOP TOOLS & EQUIP | EA | 2 | 0 | 0 | NO | 15 | 2328.7586 | GEDORE | 6005390 |  | 01 | 1 | 2CAC | [6 empty] | GTLU041 | 2012-01-07 |  | 2014-04-01
770 | 29200000TL | 03483 | EG1017018 | P | 58001586 | 58 | EGTL Spares | Mtce | 65 | 65A | WRENCH: COMBINATION,7/16 IN,RG | 7/16 IN,FLAT,OFFSET,158MM LG | Tools - Hand / Power :VANADIUM STL,SPANNER, 7/16 AF, FOR WORKSHOP TOOLS & EQUIP | EA | 2 | 0 | 0 | NO | 42.18 | 8288.2521 | GEDORE | 6005470 |  | 01 | 1 | 2CAC | [6 empty] | GTLU042 | 2012-01-07 | 2016-01-20 | 2016-02-08
771 | 29300000TL | 03483 | EG1017018 | P | 58001587 | 58 | EGTL Spares | Mtce | 65 | 65A | WRENCH: COMBINATION, 1/2 IN,RG | 1/2 IN,FLAT,OFFSET,185MM LG | Tools - Hand / Power :VANADIUM STL, SPANNER, 1/2 AF, FOR WORKSHOP TOOLS & EQUIP | EA | 2 | 0 | 1 | YES | 50 | 37906 | GEDORE | 6005550 |  | 01 | 1 | 2CAC | [6 empty] | GTLU043 | 2019-11-01 |  | 2023-03-22
772 | 29300000TL | 03483 | EG1017018 | P | 58001588 | 58 | EGTL Spares | Mtce | 65 | 65A | WRENCH: COMBINATION,9/16 IN,RG | 9/16 IN,FLAT,OFFSET,198MM LG | Tools - Hand / Power :VANADIUM STL,SPANNER, 9/16 AF, FOR WORKSHOP TOOLS & EQUIP | EA | 2 | 0 | 1 | YES | 35 | 14364.35 | GEDORE | 6005630 |  | 01 | 1 | 2CAC | [6 empty] | BENL3242 | 2019-11-01 |  | 2021-09-19
773 | 29200000TL | 03483 | EG1017018 | P | 58001589 | 58 | EGTL Spares | Mtce | 65 | 65A | WRENCH: COMBINATION,5/8 IN,RG | 5/8 IN,FLAT,OFFSET,220MM LG | Tools - Hand / Power :VANADIUM STL, SPANNER, 5/8 AF, FOR WORKSHOP TOOLS & EQUIP | EA | 2 | 0 | 0 | NO | 33.5878 | 6600 | GEDORE | 6005710 |  | 01 | 1 | 2CAC | [7 empty] | 2012-01-07 | 2015-11-08 | 2016-01-11
774 | 29200000TL | 03483 | EG1017018 | P | 58001590 | 58 | EGTL Spares | Mtce | 65 | 65A | WRENCH:COMBINATION,11/16 IN RG | 11/16 IN,FLAT,OFFSET,245MM LG | Tools - Hand / Power :VANADIUM STL, SPANNER, 11/16 AF, FOR WORKSHOP TOOLS & EQUIP | EA | 1 | 0 | 0 | NO | 67.06 | 10411.065 | GEDORE | 6005980 |  | 01 | 1 | 2CAC | [7 empty] | 2012-01-07 | 2020-08-12 | 2014-09-16
775 | 29200000TL | 03483 | EG1017018 | P | 58001591 | 58 | EGTL Spares | Mtce | 65 | 65A | WRENCH: COMBINATION,3/4 IN,RG | 3/4 IN,FLAT,OFFSET,258MM LG | Tools - Hand / Power :VANADIUM STL, SPANNER, 3/4 AF, FOR WORKSHOP TOOLS & EQUIP | EA | 2 | 0 | 0 | NO | 30 | 4657.5172 | GEDORE | 6006010 |  | 01 | 1 | 2CAC | [6 empty] | BENL3451 | 2012-01-07 |  | 2014-04-01
776 | 29200000TL | 03483 | EG1017018 | P | 58001592 | 58 | EGTL Spares | Mtce | 65 | 65A | WRENCH:COMBINATION,13/16 IN,RG | 13/16 IN,FLAT,OFFSET,280MM LG | Tools - Hand / Power :VANADIUM STL, SPANNER, 13/16 AF, FOR WORKSHOP TOOLS & EQUIP | EA | 2 | 1 | 2 | NO | 30 | 4657.5172 | GEDORE | 6006280 |  | 01 | 1 | 2CAC | [6 empty] | BENL3452 | 2012-01-07 |  | 2014-04-01
777 | 29200000TL | 03483 | EG1017018 | P | 58001594 | 58 | EGTL Spares | Mtce | 65 | 65A | WRENCH:COMBINATION,15/16 IN,RG | 15/16 IN,FLAT,OFFSET,318MM LG | Tools - Hand / Power :VANADIUM STL, SPANNER, 15/16 AF, FOR WORKSHOP TOOLS & EQUIP | EA | 2 | 0 | 0 | NO | 41.04 | 10308.1958 | GEDORE | 6006440 |  | 01 | 1 | 2CAC | 2BBB | [5 empty] | BENL3454 | 2012-01-07 | 2019-03-14 | 2019-09-12
778 | 29200000TL | 03483 | EGC032020 | P | 58001595 | 58 | EGTL Spares | Mtce | 65 | 65A | WRENCH: COMBINATION,1 IN,RING | 1 IN,FLAT,OFFSET,340MM LG | Tools - Hand / Power :VANADIUM STL, SPANNER, 1 AF, FOR WORKSHOP TOOLS & EQUIP | EA | 20 | 0 | 0 | NO | 24.51 | 3805.18 | GEDORE | 6006520 |  | 01 | 1 | 2CAC | [7 empty] | 2012-01-07
779 | 29300000TL | 03483 | EG1055030 | P | 58001665 | 58 | EGTL Spares | Mtce | 64 | 64B | PULLEY:DRIVE SHEAVE,2.125 IN | 55 MM WD,14 MM TOOTH GROOVE | Power Transmission Equipment & Replacement Parts : BORE, CI,TYPE HTD 1600-6711 F/H01, SLEEVE 2517, AIRCOOLERS | EA | 1 | 0 | 1 | YES | 895 | 1342920.65 | BTT | 1600-6711 F/H01 |  | 01,22 | 1 | 2BAB |  |  | 1600 F/H01 6077 |  |  |  |  | 2019-11-01 |  | 2024-10-28
780 | 29200000TL | 03483 | EG1055030 | P | 58001667 | 58 | EGTL Spares | Mtce | 64 | 64B | PULLEY:DRIVE SHEAVE,65 MM BORE | 40 MM WD,14 MM TOOTH GROOVE | Power Transmission Equipment & Replacement Parts : CI, TYPE HTD 1600-6510 J01, SLEEVE 2517, AIRCOOLERS | EA | 1 | 0 | 0 | NO | 104 | 16146 | BTT | 1600-6510 J01 |  | 01,22 | 1 | 2BAB |  |  | 1600 J01 6076 |  |  |  |  | 2012-01-06
781 | 29200000TL | 03483 | EG1055030 | P | 58001668 | 58 | EGTL Spares | Mtce | 64 | 64B | PULLEY:DRIVEN SHEAVE,65 MM BOR | 55 MM WD,14 MM TOOTH GROOVE | Power Transmission Equipment & Replacement Parts : CI,TYPE HTD 1600-6712 F01, SLEEVE 3535, BORE 65, AIRCOOLERS | EA | 1 | 0 | 0 | NO | 455 | 70638.75 | BTT | 1600-6712 F01 |  | 01,22 | 1 | 2BAB |  |  | 1600 F01 6077 |  |  |  |  | 2012-01-07
782 | 29200000TL | 03483 | EG1055030 | P | 58001669 | 58 | EGTL Spares | Mtce | 64 | 64B | PULLEY:DRIVEN SHEAVE,65 MM BOR | 37.9 IN PD OD,40MM WD,14 MM | Power Transmission Equipment & Replacement Parts : TOOTH GROOVE,CI, TYPE HTD 1600-6712 G01, SLEEVE 3020, BORE 65 MM, AIRCOOLERS | EA | 1 | 0 | 0 | NO | 978 | 151834.5 | BTT | 1600-6712 G01 |  | 01,22 | 1 | 2BAB |  |  | 1600 G01 6077 |  |  |  |  | 2012-01-07
783 | 29200000TL | 03483 | EG1055030 | P | 58001670 | 58 | EGTL Spares | Mtce | 64 | 64B | PULLEY:DRIVEN SHEAVE,65 MM BOR | 37.89 IN PD OD,55MM WD,14 MM | Power Transmission Equipment & Replacement Parts : TOOTH GROOVE,CI, TYPE HTD 1600-6712 H01, SLEEVE 3535, BORE 65 MM, AIRCOOLERS | EA | 1 | 0 | 0 | NO | 1093 | 169688.25 | BTT | 1600-6712 H01 |  | 01,22 | 1 | 2BAB |  |  | 1600 H01 6077 |  |  |  |  | 2012-01-06
784 | 29200000TL | 03483 | EG1055030 | P | 58001671 | 58 | EGTL Spares | Mtce | 64 | 64B | PULLEY:DRIVEN SHEAVE,65 MM BOR | 29.48 IN PD OD,40 MM WD,14 MM | Power Transmission Equipment & Replacement Parts : TOOTH GROOVE,CI, TYPE HTD 1600-6712 J01, SLEEVE 3020, BORE 65 MM, AIRCOOLERS | EA | 1 | 0 | 0 | NO | 643 | 99825.75 | BTT | 1600-6712 J01 |  | 01,22 | 1 | 2BAB |  |  | 1600 J01 6076 |  |  |  |  | 2012-01-06
785 | 29200000TL | 03483 | EG1013013 | P | 58001684 | 58 | EGTL Spares | Mtce | 54 | 54A | O-RING: 0.984 IN ID | 1.262 IN OD,0.139 IN WD | Gaskets : DF5 089 A01. FOR RECYCLE COMPRESSOR | EA | 2 | 6 | 12 | NO | 5.1251 | 967.122 | DRESSER RAND | 002-272-214 | 76772X 2229 | 01 | 1 | 1AXX |  |  | 002-272-214 / 598-954-201 |  |  |  |  | 2013-03-11 | 2025-09-04 | 2015-03-20 | -2 | 2 |  |  | -4 | 2
786 | 29300000TL | 03483 | EG1005016 | P | 58001688 | 58 | EGTL Spares | Mtce | 54 | 54A | O-RING: 7.984 IN ID | 8.262 IN OD,0.139 IN WD | Gaskets : DF5 089 A01. FOR RECYCLE COMPRESSOR | EA | 11 | 2 | 3 | YES | 113.3982 | 47068.0664 | DRESSER RAND | 002-302-266 | 73078 5163 | 01 | 1 | 1AXX |  |  | 002-302-266 / 595-956-201 |  |  |  |  | 2019-11-01 |  | 2021-11-11
787 | 29200000TL | 03483 | EG1013019 | P | 58001689 | 58 | EGTL Spares | Mtce | 54 | 54A | O-RING: 8.234 IN ID | 8.512 IN OD,0.139 IN WD | Gaskets : DF5 089 A01. FOR RECYCLE COMPRESSOR | EA | 4 | 0 | 0 | NO | 841.1144 | 234210.2961 | DRESSER RAND | 002-302-267 | C02495A28 6359 | 01 | 1 | 1AXX |  |  | 002-302-267 / 595-956-201 |  |  |  |  | 2013-03-11 | 2024-01-04 | 2018-08-10 |  |  |  |  | -2 | 1
788 | 29300000TL | 03483 | EG1058008 | P | 58001692 | 58 | EGTL Spares | Mtce | 50 | 50Z | SHOE: BEARING,89.093MM OD | ARRANGEMENT BEARING PAD CW | Bearings & Accessories - All :SET PAD FOR BEARING 535-703-206, DF5 089 A01, RECYCLE COMPRESSOR | EA | 1 | 0 | 0 | NO | 13048.51 | 6007794.9742 | DRESSER RAND | 586-084-004 | 586-084-004 | 01,22 | 1 | 1AXX |  |  | 586-084-004 |  |  |  |  | 2019-11-01 |  | 2023-02-05
789 | 29200000TL | 03483 | EG1013013 | P | 58001693 | 58 | EGTL Spares | Mtce | 54 | 54A | O-RING: 2.737 IN ID | 2.943 IN OD,0.103 IN WD | Gaskets : DF5 089 A01. FOR RECYCLE COMPRESSOR | EA | 2 | 0 | 0 | NO | 19.5833 | 3848.0595 | DRESSER RAND | 002-272-148 | C02495A2365302 | 01 | 1 | 1AXX |  |  | 002-272-148 / 598-957-201 |  |  |  |  | 2013-03-11 | 2024-01-04 | 2015-05-11 |  |  |  |  | -2 | 1
790 | 29300000TL | 03483 | EGC015010 | P | 58001696 | 58 | EGTL Spares | Mtce | 54 | 54A | O-RING: 2.175 IN ID | 2.381 IN OD,0.103 IN WD | Gaskets : DF5 089 A01. FOR RECYCLE COMPRESSOR | EA | 2 | 1 | 2 | YES | 8.085 | 3355.3844 | DRESSER RAND | 002-272-139 | C02495A32 5302 | 01 | 1 | 1AXX |  |  | 002-272-139 / 598-957-201 |  |  |  |  | 2019-11-01 |  | 2022-04-22
791 | 29200000TL | 03483 | EGC014027 | P | 58001706 | 58 | EGTL Spares | Mtce | 54 | 54A | GASKET: INSPECTION COVER | 410 MM X 264 MM | Gaskets : DF5 089 A01. FOR RECYCLE COMPRESSOR | EA | 2 | 0 | 0 | NO | 25.5916 | 3972.8475 | DRESSER RAND | 6573003900 | 1901929 | 01 | 1 | 1AXX |  |  | 6573003900 |  |  |  |  | 2013-03-11
792 | 29200000TL | 03483 | EG1011009 | P | 58001707 | 58 | EGTL Spares | Mtce | 54 | 54A | GASKET: ANSI FLANGE 1.5 IN | 0 | Gaskets : DF5 089 A01. FOR RECYCLE COMPRESSOR | EA | 5 | 0 | 0 | NO | 17.0611 | 2648.565 | DRESSER RAND | 8362020040 | 8014430 | 01 | 1 | 1AXX |  |  | 8362020040 |  |  |  |  | 2013-03-11
793 | 29200000TL | 03483 | EG1023004 | P | 58001708 | 58 | EGTL Spares | Mtce | 54 | 54D | GASKET: O-RING | JT4722.353 1.5 IN | *OBS*GS&P-O-Rings : DF5 089 A01. FOR RECYCLE COMPRESSOR | EA | 40 | 0 | 0 | NO | 39.0805 | 7661.7556 | DRESSER RAND | 1000180616 | 8093700 | 01 | 1 | 1AXX | 2BAB |  | 7075004801 |  |  |  |  | 2013-03-11 |  | 2015-02-05
794 | 29200000TL | 03483 | EG1024011 | P | 58001718 | 58 | EGTL Spares | Mtce | 56 | 56Z | NUT: SEPARATOR M12 DIA,1,75MM | SA194-GR-8M,SA194,GR 8M | *OBS*Fastener-Other : H=D, 150-VD-006, EGTL1-MGT-VES-DD-500639 | PC | 20 | 0 | 0 | NO | 14.4026 | 2236 | MANGIAROTTI | MNTS000067 |  | 01,21,22 | 1 | 2BBC | 2BBC |  | EGTL1-MGT-VES-DD-500609 |  |  |  |  | 2013-03-01
795 | 29300000TL | 03483 | EG1024006 | S | 58001720 | 58 | EGTL Spares | Mtce | 54 | 54A | SEAL:LABYRINTH,214.21 MM SHAFT | 34.92 MM WD,131.10 MM | Seals : DF5 089 A01, RECYCLE COMPRESSOR | EA | 1 | 0 | 1 | YES | 9289.26 | 3803953.1985 | DRESSER RAND | 586-131-201 | 586-131-201 | 01,22 | 1 | 1AXX | 1BBB |  | 586-131-201 |  |  |  |  | 2019-11-01 |  | 2020-10-08
796 | 29200000TL | 03483 | EG1023004 | P | 58001721 | 58 | EGTL Spares | Mtce | 71 | 71D | DETECTOR: TEMPERATURE | RESISTANCE -50 TO 200 DEG | Compressor - Gas - Unit & Parts : 0.188 IN / 4.8 MM DIA/LG, 100 OHM PLATINIUM, 3 LEADS WIRE, PLATINIUM ELEMENT, SST / PTFE TUBE, DF5 089 A01, RECYCLE COMPRESSOR. INBOARD THRUST BEARING TEMPERATURE AND OUTBOARD THRUST BEARING TEMPERATURE. MINCO RTD MODEL N | EA | 3 | 0 | 0 | NO | 1380.8892 | 259560.805 | DRESSER RAND | 1000511516 | 060-860-039 | 22 | 1 | 1AXX | 1BBB | [6 empty] | 2012-01-06 | 2024-01-02 | 2015-05-11 |  |  |  |  | -2 | 1
797 | 29200000TL | 03483 | EG1024011 | P | 58001724 | 58 | EGTL Spares | Mtce | 51 | 51D | CABLE:3300 XL EXTENSION CABLE | E7082884,75 OHM TRIAXIAL FEP | Electric Components - Wire / Cable : &quot;INSULATED,DF5 089 A01, 150-CC-001 , 150-CC-001 T , NO DRAWING, 75 OHM TRIAXIAL , FOR RECYCLE COMPRESSOR&quot; | EA | 2 | 0 | 0 | NO | 932.3589 | 144748.72 | DRESSER RAND | E7082884 | E7082884 | 01,10,22 | 1 | 1AXX |  |  | E7082884 |  |  |  |  | 2012-01-06
798 | 29200000TL | 03483 | EG1010002 | P | 58001725 | 58 | EGTL Spares | Mtce | 14 | 14Z | PROXIMITOR:8 MM PROBE DIA | 7.87 MV/µM (200 MV/MIL) SCALE | Instruments - Other & Parts : 5 METRES (16.4 FEET) CABLE LG, DF5 089 A01, RECYCLE COMPRESSOR | EA | 2 | 0 | 0 | NO | 2334.9826 | 362506.05 | DRESSER RAND | LFE7087100 | LFE7087100 | 22 | 1 | 1AXX |  |  | LFE7087100 |  |  |  |  | 2012-01-06
799 | 29200000TL | 03483 | EG1024006 | S | 58001729 | 58 | EGTL Spares | Mtce | 51 | 51C | SENSOR:VIBRATION,50MM RANGE | 24VDC FOR RECYCLE COMPRESSOR | Electric Components - Motor / Generator :&quot;DF5 089 A01, CROSS REF DWG CA21000-28-05-OO-025-04-02, MAN PN CA21000-28-05-OO-025-04-02, SUPP PN CA21000-28-05-OO-025-04-02 BENTLEY NEVADA&quot; | EA | 1 | 0 | 0 | NO | 4028.681 | 625452.72 | DRESSER RAND |  | SEE ADDITIONAL INFO | 01,22 | 1 | 1AXX | 2BBB |  | SEE ITEM NOTE |  |  |  |  | 2012-01-06
800 | 29200000TL | 03483 | EG1023003 | P | 58001730 | 58 | EGTL Spares | Mtce | 76 | 76Z | KIT:SEAL,FOR PUMP | RECYCLE COMPRESSOR | Pumps-Other : &quot;DF5 089 A01 , 150-CC-001 , NO DRAWING&quot; | EA | 1 | 0 | 0 | NO | 1590.1881 | 246876.7 | DRESSER RAND | 80159-308-51-R | 80159-308-51-R | 01 | 1 | 1AXX |  |  | 80159-308-51-R |  |  |  |  | 2012-01-06
801 | 29200000TL | 03483 | EG1026013 | P | 58001731 | 58 | EGTL Spares | Mtce | 57 | 59Z | HOSE:3/8 IN DIA X 48 IN LG | SILICONE | Raw Metals - All :&quot;DF5 089 A01 , 150-CC-001 , NO DRAWING, FOR RECYCLE COMPRESSOR&quot; | EA | 1 | 0 | 0 | NO | 76.8779 | 11935.3 | DRESSER RAND | 80026-209-01-R | 80026-209-01-R | 01 | 1 | 1AXX |  |  | 80026-209-01-R |  |  |  |  | 2012-01-06
802 | 29200000TL | 03483 | EG1010002 | P | 58001735 | 58 | EGTL Spares | Mtce | 11 | 11Z | KIT:FIBRE OPTIC | FOR RECYCLE COMPRESSOR | Computer Hardware - Peripherals : &quot;DF5 089 A01 , 150-CC-001&quot; | EA | 1 | 0 | 0 | NO | 2134.8987 | 331443.03 | DRESSER RAND | 81001-335-51 | 81001-335-51 | 01 | 1 | 1AXX |  |  | 81001-335-51 |  |  |  |  | 2012-01-06
803 | 29200000TL | 03483 | EG1023010 | P | 58001736 | 58 | EGTL Spares | Mtce | 14 | 14C | KIT:HARDWARE,PANEL MOUNTING | CONTAINS PD675-N METER,PDA6844 | Flow Measuring Instruments : MOUNTING PLATE,SCREWS,BRACKETT, DF5 089 A01, FOR RECYCLE COMPRESSOR | EA | 1 | 0 | 0 | NO | 2223.3976 | 345182.48 | DRESSER RAND | M01P-000-675 | M01P-000-675 | 01,22 | 1 | 1AXX |  |  | M01P-000-675 |  |  |  |  | 2012-01-06
804 | 29200000TL | 03483 | EG1024011 | P | 58001738 | 58 | EGTL Spares | Mtce | 51 | 51B | LIGHT: INDICATING,2,24V | AC/DC,AMBER LED,PANEL MOUNT | Electric Components - Lighting : PILOT LIGHT LED - NEMA TYPE 4/4X/13 FOR HAZARDOUS LOCATIONS DIVISION, SCREW TERMINAL, FOR DIV 2 AREA DF5 089 A01, FOR RECYCLE COMPRESSOR | EA | 1 | 0 | 0 | NO | 524.1284 | 81370.94 | DRESSER RAND | L01A-001-0424A | L01A-001-0424A | 01,10,22 | 1 | 1AXX | 2BBB |  | L01A-001-0424A |  |  |  |  | 2012-01-06
805 | 29200000TL | 03483 | EG1024011 | P | 58001739 | 58 | EGTL Spares | Mtce | 51 | 51B | LIGHT: INDICATING, 2,24V | AC/DC,WHITE LED,PANEL MOUNT | Electric Components - Lighting : PILOT LIGHT LED - NEMA TYPE 4/4X/13 FOR HAZARDOUS LOCATIONS DIVISION,SCREW TERMINAL, FOR DIV 2 AREA DF5 089 A01, FOR RECYCLE COMPRESSOR | EA | 1 | 0 | 0 | NO | 524.1284 | 81370.94 | DRESSER RAND | L01A-001-0424W | L01A-001-0424W | 01,10,22 | 1 | 1AXX |  |  | L01A-001-0424W |  |  |  |  | 2012-01-06
806 | 29200000TL | 03483 | EG1024011 | P | 58001740 | 58 | EGTL Spares | Mtce | 51 | 51B | LIGHT: INDICATING, 2,24V | AC/DC,GREEN LED,PANEL MOUNT | Electric Components - Lighting : PILOT LIGHT LED - NEMA TYPE 4/4X/13 FOR HAZARDOUS LOCATIONS DIVISION,SCREW TERMINAL, FOR DIV 2 AREA DF5 089 A01, FOR RECYCLE COMPRESSOR. | EA | 1 | 0 | 0 | NO | 1005.49 | 307077.2568 | DRESSER RAND | LO1A-OO1-O42G | L01A-001-0424G | 01,10,22 | 1 | 1AXX |  |  | L01A-001-0424G |  |  |  |  | 2012-01-06 | 2017-10-26 | 2018-01-10
807 | 29200000TL | 03483 | EG1023004 | P | 58001741 | 58 | EGTL Spares | Mtce | 51 | 51Z | SWITCH: PUSHBUTTON | PUSHBUTTON - TYPE 4/4X/13,SP | Electric-Other : AUXILLARY PANEL - SWITCH PUSHBUTTON MOMENTARY CONTACT,MOMENTARY,1NO-1NC,BLACK,NEMA 4,4X ENCLOSURE,PANEL MOUNT, DF5 089 A01, FOR RECYCLE COMPRESSOR | EA | 1 | 0 | 0 | NO | 787.5284 | 122263.79 | DRESSER RAND | S01A-100-1201 | S01A-100-1201 | 01,10,22 | 1 | 1AXX |  |  | S01A-100-1201 |  |  |  |  | 2012-01-06
808 | 29200000TL | 03483 | EG1006004 | P | 58001742 | 58 | EGTL Spares | Mtce | 51 | 51Z | SWITCH: PUSHBUTTON,200MA | 240VAC-50VDC,500MA/48VAC | Electric-Other : START-STOP,2 POSITION MUSHROOM HEAD - TYPE 4/4X/13, 1 N.O. -1 N.C.,MAINTAINED,1NO-1NC,RED/GREEN,THERMOPLASTIC UL94-V0 ENCLOSURE,PANEL MOUNT, DF5 089 A01 FOR RECYCLE COMPRESSOR | EA | 1 | 0 | 0 | NO | 2211.7647 | 343376.47 | DRESSER RAND | S01A-100-186M | S01A-100-186M | 01,10,22 | 1 | 1AXX | 2BBB |  | S01A-100-186M |  |  |  |  | 2012-01-06
809 | 29200000TL | 03483 | EG1008012 | P | 58001743 | 58 | EGTL Spares | Mtce | 51 | 51Z | SWITCH: SELECTOR,ON-OFF | NEMA 4,4X,13 ENCLOSURE | Electric-Other : MAINTAINED,SPST,1NO,2 POSITION,KNOB OPERATED, DF5 089 A01, FOR RECYCLE COMPRESSOR | EA | 1 | 0 | 0 | NO | 625.4223 | 97096.81 | DRESSER RAND | S01A-100-0221SS | S01A-100-0221SS | 01,10,22 | 1 | 1AXX |  |  | S01A-100-0221SS |  |  |  |  | 2012-01-06
810 | 29200000TL | 03483 | EG1008012 | P | 58001744 | 58 | EGTL Spares | Mtce | 51 | 51Z | SWITCH: SELECTOR,ON-OFF-JOG | MOMENTARY,24VDC-20A | Electric-Other : SPDT - SPRING RETURN TO MIDDLE,1NO-1NC,3 POSITION,KNOB OPERATED,SEALED SWITCH ENCLOSURE, DF5 089 A01, AUXILLARY PANEL - SWITCH SELECTOR 3 POSITION SPRING RETURN TO MIDDLE, FOR RECYCLE COMPRESSOR | EA | 1 | 1 | 2 | NO | 942.299 | 287693.3 | DRESSER RAND | S01A-119-2391-1 | S01A-119-2391-1 | 01,10,22 | 1 | 1AXX |  |  | S01A-119-2391-1 |  |  |  |  | 2012-01-06 | 2018-08-11
811 | 292000TLDE | 03483 | EG1060018 | P | 58001745 | 58 | EGTL Spares | Mtce | 51 | 51Z | CONTROLLER:SERIES 5 RELIANT | SIMPLEX 120/240 VAC-22 AI,6 AO | Electric-Other : 16 DI,6 FI, COND DF5 089 A01, 150-CC-001, FOR RECYCLE COMPRESSOR CCC project # 10096-0143 EUSR- END USER - CHEVRON NIEGERIA IFSCO# CUSTOMER ORDER #- C121139. | EA | 1 | 0 | 0 | NO | 0 | 0 | COMPRESSOR CONTROLS CORP. | C80C-10096311 | C80C-10096311 | 01,11,22 | 1 | 1AXX |  |  | C80C-10096311 |  |  |  |  | 2025-10-20 |  |  | 1 | 1
812 | 29200000TL | 03483 | EG1008012 | P | 58001746 | 58 | EGTL Spares | Mtce | 51 | 51Z | SUPPRESSOR:SURGE PROTECTION | GDT RATING 10KA (8/20µS) | Electric-Other : DEVICE FOR USE ANALOG INPUTS 2 WIRE TRANSMITTERS, DF5 089 A01, FOR RECYCLE COMPRESSOR.PRESERVATION REQUIRED. | EA | 2 | 0 | 0 | NO | 893.1686 | 220263.6786 | DRESSER RAND | P42M-SD32 | P42M-SD32 | 22 | 1 | 1AXX |  |  | P42M-SD32 |  |  |  |  | 2012-01-06 |  | 2018-06-22
813 | 29200000TL | 03483 | EG1008012 | P | 58001747 | 58 | EGTL Spares | Mtce | 51 | 51F | BREAKER: CIRCUIT,BREAKER C60N | MERLIN GERIN - 24434 - C CURVE | Electric Components - Circuit Protection:480/227 VCA,SINGLE POLE POLE,16A,10 KA ICU IEC 60947-2 240 VCAAIC, DF5 089 A01 AUXILLARY PANEL, IEC 60947-2 240 VCA, C-CURVE, FOR RECYCLE COMPRESSOR | EA | 1 | 0 | 0 | NO | 210.4469 | 32671.88 | DRESSER RAND | B01D-016-24434 | B01D-016-24434 | 01,10,22 | 1 | 1AXX |  |  | B01D-016-24434 |  |  |  |  | 2012-01-06
814 | 29200000TL | 03483 | EG1024005 | P | 58001749 | 58 | EGTL Spares | Mtce | 14 | 14Z | TRANSMITTER: DIFFERENTIAL PRES | 0.5 -100 KPA INPT,4-20MADC OUT | Instruments - Other & Parts : 10.5 TO 42 VDC SUPPLY,16 MPA,1/4 IN NPT, SMART, DF5 089 A01, FOR RECYCLE COMPRESSOR | EA | 1 | 0 | 0 | NO | 6167.9525 | 957574.63 | DRESSER RAND | T30Y-DP-1105 | T30Y-DP-1105 | 05,22 | 1 | 1AXX | 2BBB |  | T30Y-DP-1105 |  |  |  |  | 2012-01-06
815 | 29200000TL | 03483 | EG1023010 | P | 58001757 | 58 | EGTL Spares | Mtce | 14 | 14Z | TRANSMITTER: PRESSURE,1/4 IN | 1-30 BAR INPUT,9-32VDC SUPPLY | Instruments - Other & Parts : FOUNDATION FIELDBUS OUTPUT, NPT, RELATIVE, DF5 089 A01, CROSS REF DWG EJA430A-FAS5B-97DN/FF15/D3/Y/T03/N4/E1, MAN PN EJA430A-FAS5B-97DN/FF15/D3/Y/T03/N4/E1, SUPP PN EJA430, FOR RECYCLE COMPRESSOR | EA | 1 | 0 | 0 | NO | 3126.3208 | 485361.31 | DRESSER RAND |  | SEE ADDITIONAL INFO | 05,22 | 1 | 1AXX | 2BBB |  | SEE ITEM NOTE |  |  |  |  | 2012-01-06
816 | 29200000TL | 03483 | EG1023010 | P | 58001759 | 58 | EGTL Spares | Mtce | 14 | 14Z | TRANSMITTER: PRESSURE,1/4 IN | 1 TO 30 BAR INPUT,9-32VDC | Instruments - Other & Parts : FOUNDATION FIELDBUS OUTPUT SUPPLY,NPT, RELATIVE, DF5 089 A01, CROSS REF DWG EJA430A-FAA5B-97DN/FF15/D3/Y/E1/T03/N4, MAN PN EJA430A-FAA5B-97DN/FF15/D3/Y/E1/T03/N4, SUPP PN EJA430, FOR RECYCLE COMPRESSOR | EA | 1 | 0 | 0 | NO | 3897.7956 | 605132.77 | DRESSER RAND |  | SEE ADDITIONAL INFO | 05,22 | 1 | 1AXX |  |  | SEE ITEM NOTE |  |  |  |  | 2012-01-06
817 | 29200000TL | 03483 | EG1013017 | P | 58001766 | 58 | EGTL Spares | Mtce | 14 | 14Z | TRANSMITTER: DIFFERENTIAL PRES | 5-500 KPA INPUT,10.5-42VDC | Instruments - Other & Parts : FOUNDATION FIELDBUS OUTPUT SUPPLY,16 MPA,1/4 IN NPT, DF5 089 A01, CROSS REF DWG EJA110A-FHS5B-97DN/FF15/D3/E1/T12/N4, MAN PN EJA110A-FHS5B-97DN/FF15/D3/E1/T12/N4, SUPP PN, FOR RECYCLE COMPRESSOR | EA | 1 | 0 | 1 | NO | 2772.2162 | 430414.88 | DRESSER RAND |  | SEE ADDITIONAL INFO | 05,22 | 1 | 1AXX |  |  | SEE ITEM NOTE |  |  |  |  | 2012-01-06
818 | 29300000TL | 03483 | EG1060003 | P | 58001767 | 58 | EGTL Spares | Mtce | 14 | 14Z | TRANSMITTER: TEMPERATURE | USER SELECTABLE INPUT,9-32V DC | Instruments - Other & Parts : FOUNDATION FIELDBUS OUTPUT SUPPLY, SMART, DF5 089 A01, FOR RECYCLE COMPRESSOR | EA | 1 | 0 | 1 | YES | 1283.0513 | 1061340 | DRESSER RAND | 3144PD5F1K5A01M5Q4 | 3144PD5F1K5A01M5Q4 | 05,22 | 1 | 1AXX |  |  | 3144PD5F1K5A01M5Q4 |  |  |  |  | 2019-11-01 |  | 2023-01-23
819 | 29200000TL | 03483 | EG1023003 | S | 58001768 | 58 | EGTL Spares | Mtce | 71 | 71D | DETECTOR: RTD,50 TO 400 °C | 0.25 IN / 6 MM DIA,12 IN LG | Compressor - Gas - Unit & Parts : 100 OHM PLATINIUM,4 LEADS WIRE, THIN FILM PLATINUM ELEMENT,316 SST TUBE, DF5 089 A01, SENSOR, FOR RECYCLE COMPRESSOR | EA | 1 | 0 | 0 | NO | 873.53 | 135606.7972 | DRESSER RAND | 0068N11A30N150E5 | 0068N11A30N150E5 | 01 | 1 | 1AXX | 1BBB |  | 0068N11A30N150E5 |  |  |  |  | 2012-01-06 | 2014-05-14 | 2014-08-04
820 | 29200000TL | 03483 | EG1024014 | P | 58001769 | 58 | EGTL Spares | Mtce | 14 | 14C | KIT:TEMPERATURE, MEASUREMENT | SERIES 65 PLATINUM DUAL ELEMNT | Flow Measuring Instruments : RTD SENSOR (-50 TO 450 DEG C),ANSI 316L BARSTOCK 2 IN X 150 LB FLG THERMOWELL 225MM IMMERSION LG, THERMOWELL ITEM 115, DF5 089 A01, CROSS REF DWG 0065-N-3, FOR RECYCLE COMPRESSOR | EA | 1 | 0 | 0 | NO | 2272.5317 | 352787.82 | DRESSER RAND |  | SEE ADDITIONAL INFO | 01,22 | 1 | 1AXX |  |  | SEE ITEM NOTE |  |  |  |  | 2012-01-06 | 2014-05-12
821 | 29200000TL | 03483 | EG1023010 | P | 58001770 | 58 | EGTL Spares | Mtce | 66 | 66F | BUSHING:30 MM X 24 MM X 12.5MM | ITEM 144, 150-XF-002A/B | Valve - Parts & Accessories :&quot;(150-CC-001), DF5 089 A01 , NO DRAWING, FOR RECYCLE COMPRESSOR&quot; | EA | 4 | 0 | 0 | NO | 256.7869 | 39866.16 | DRESSER RAND | 30*24*12,5 | 30*24*12,5 | 01,22 | 1 | 1AXX |  |  | 30*24*12,5 |  |  |  |  | 2012-01-06
822 | 29300000TL | 03483 | EG1014009 | P | 58001771 | 58 | EGTL Spares | Mtce | 14 | 14Z | TRANSMITTER: TEMPERATURE | USER SELECTABLE INPUT,9-32VDC | Instruments - Other & Parts : FOUNDATION FIELDBUS OUTPUT SUPPLY, LUBE OIL TEMERATURE, TT-0810, DF5 089 A01, CROSS REF DWG 3144P-D5-F-2-HK5-A01-M5-Q4-U1-XA, MAN PN 3144P-D5-F-2-HK5-A01-M5-Q4-U1-XA, SUPP PN 314, FOR RECYCLE COMPRESSOR | EA | 1 | 1 | 2 | YES | 7829.92 | 11723660.9168 | DRESSER RAND | 1000436652 | SEE ADDITIONAL INFO | 05,22 | 1 | 1AXX |  |  | SEE ITEM NOTE |  |  |  |  | 2019-11-01 | 2025-09-03 | 2025-10-28 | -2 | 2
823 | 29200000TL | 03483 | EG1023010 | P | 58001772 | 58 | EGTL Spares | Mtce | 66 | 66Z | RING:THRUST, DIA 36 MM | 24 MM X 7 MM | Valve - Actuator & Positioner: ITEM 144, 150-XF-002A/B DF5 089 A01, FOR RECYCLE COMPRESSOR | EA | 4 | 0 | 0 | NO | 78.675 | 12214.29 | DRESSER RAND | 36*24*7 | 36*24*7 | 01,22 | 1 | 1AXX | 1BBB |  | 36*24*7 |  |  |  |  | 2012-01-06
824 | 29200000TL | 03483 | EG1023010 | P | 58001775 | 58 | EGTL Spares | Mtce | 66 | 66Z | RING:THRUST RING IR-1 IN | DIA 25 MM X 20 MM X 0.6MM,PEEK | Valve - Actuator & Positioner: DF5 089 A01, FOR RECYCLE COMPRESSOR | EA | 8 | 0 | 0 | NO | 171.5826 | 26638.2 | DRESSER RAND | DIA 25 X 20 X 0,6 | DIA 25 X 20 X 0,6 | 01,22 | 1 | 1AXX | 1BBB |  | DIA 25 X 20 X 0,6 |  |  |  |  | 2012-01-06
825 | 29200000TL | 03483 | EG1023010 | P | 58001776 | 58 | EGTL Spares | Mtce | 66 | 66F | SEAT:SEAT IR-1 IN | DIA 41 MM X 25 MM X 9 MM,PEEK | Valve - Parts & Accessories :DF5 089 A01 FOR RECYCLE COMPRESSOR | EA | 16 | 0 | 0 | NO | 1226.7761 | 190456.99 | DRESSER RAND | DIA 41 X 25 X 9 | DIA 41 X 25 X 9 | 01,22 | 1 | 1AXX |  |  | DIA 41 X 25 X 9 |  |  |  |  | 2012-01-06
826 | 29200000TL | 03483 | EG1023010 | P | 58001780 | 58 | EGTL Spares | Mtce | 54 | 54D | O-RING:R 4312,VITON A90 | FOR RECYCLE COMPRESSOR | *OBS*GS&P-O-Rings : ITEM 144, 150-XF-002A/B DF5 089 A01 | EA | 8 | 0 | 0 | NO | 51.5994 | 8010.8 | DRESSER RAND | R 3212 | R 3212 | 01,22 | 1 | 1AXX | 1AXX |  | R 3212 |  |  |  |  | 2012-01-06
827 | 29200000TL | 03483 | EG1023010 | P | 58001784 | 58 | EGTL Spares | Mtce | 54 | 54D | O-RING:R 4212,VITON A70 | FOR RECYCLE COMPRESSOR | *OBS*GS&P-O-Rings : ITEM 144 DF5 089 A01 | EA | 2 | 0 | 0 | NO | 59.3027 | 9206.75 | DRESSER RAND | R 4212 | R 4212 | 01,22 | 1 | 1AXX | 1AXX |  | R 4212 |  |  |  |  | 2012-01-06
828 | 29200000TL | 03483 | EG1024011 | P | 58001785 | 58 | EGTL Spares | Mtce | 54 | 54D | O-RING:R4350,VITON A90 | FOR RECYCLE COMPRESSOR | *OBS*GS&P-O-Rings : ITEM 144, 150-XF-002A/B DF5 089 A01 | EA | 8 | 0 | 0 | NO | 107.931 | 16756.29 | DRESSER RAND | R 4350 | R 4350 | 01,22 | 1 | 1AXX | 1AXX |  | R 4350 |  |  |  |  | 2012-01-06
829 | 29200000TL | 03483 | EG1024011 | P | 58001791 | 58 | EGTL Spares | Mtce | 66 | 66F | CAGE: VALVE,1.125 INCH | 29 MM,NACE MR0175 S17400 H1150 | Valve - Parts & Accessories :DBL, DF5 089 A01, TYPE: QUICK OPENING CAGE FOR VALVE, 150-CC-001, FOR RECYCLE COMPRESSOR | EA | 1 | 0 | 0 | NO | 3507.2721 | 544503.99 | DRESSER RAND | 22B6047X032 | 22B6047X032 | 02,21,22 | 1 | 1AXX |  |  | 22B6047X032 |  |  |  |  | 2012-01-06
830 | 29200000TL | 03483 | EG1010005 | S | 58001794 | 58 | EGTL Spares | Mtce | 65 | 65A | PIN:GROOVE,1/8 IN | 0.94 IN,SA479 S31600 | Tools - Hand / Power :TYPE F, S31600, FOR CONTROL VALVES | EA | 3 | 0 | 0 | NO | 1.8001 | 279.4667 | FISHER CONTROLS | 1B599635072 | 1B599635072 | 01,22 | 1 | 1AXX |  |  | 5030 |  |  |  |  | 2012-01-06
831 | 29200000TL | 03483 | EG1008011 | P | 58001796 | 58 | EGTL Spares | Mtce | 54 | 54A | GASKET: SPIRAL WOUND,1500 LB | 1.5 IN X 2 IN X 0.175 IN | Gaskets : N06600 INNER RING,GRAPHITE FILLER,N06600/17N3 WINDING, FOR CONTROL VALVES | EA | 4 | 0 | 0 | NO | 32.3599 | 5023.88 | FISHER CONTROLS | 12B6758X012 |  | 01,22 | 1 | 1AXX |  |  | D103211X012 |  |  |  |  | 2012-01-06 | 2017-04-27
832 | 29200000TL | 03483 | EG1006003 | P | 58001814 | 58 | EGTL Spares | Mtce | 54 | 54D | O-RING:R 4425,4-1/4 IN ID | 4-1/2 IN OD,1/8 IN WD,RBR | *OBS*GS&P-O-Rings : BS244, ITEM 144, DF5 089 A01, RECYCLE COMPRESSOR | EA | 2 | 0 | 0 | NO | 121.5766 | 18874.77 | DRESSER RAND | R 4425 | R 4425 | 01,22 | 1 | 1AXX | 1AXX |  | R 4425 |  |  |  |  | 2012-01-06
833 | 29200000TL | 03483 | EG1050016 | P | 58001816 | 58 | EGTL Spares | Mtce | 76 | 76Z | PUMP:LUB OIL,4 IN SAE 4-BOLT | MODEL AA3G/NH SPFA 250SC, FLG | Pumps-Other : INLET,2 IN SAE 4-BOLT FLG OUTLET,91 GPM/343 LPM CAPACITY,1800 RPM,50 PSIG (3.4 BAR) INLET,300 PSIG (20.7 BAR) NORMAL MAX,ELECTRIC MOTOR,CS CASING,DI MODULAR POWER ROTOR,GRAY IRON IDLER ROTOR , RECYCLE COMPRESSOR | EA | 1 | 0 | 0 | NO | 13978.7229 | 2170196.73 | DRESSER RAND | AA3G/NH | AA3G/NH | 01,10,22 | 1 | 1AXX |  |  | AA3G/NH |  |  |  |  | 2012-01-06
834 | 29300000TL | 03483 | EG1024012 | S | 58001819 | 58 | EGTL Spares | Mtce | 14 | 14Z | TRANSMITTER: DIFFERENTIAL PRES | 0-100KPA INP,10.5-42VDC SUPPLY | Instruments - Other & Parts : 4-20MA DC OUTPUT,16 MPA,1/4 IN NPT, RUNDOWN TANK LEVEL, DF5 089 A01, CROSS REF DWG EJA110A-EMS5B-92DB/FU1/Y/E1, MAN PN EJA110A-EMS5B-92DB/FU1/Y/E1, SUPP PN EJA110A-, RECYCLE COMPRESSOR | EA | 2 | 1 | 2 | YES | 10865.905 | 4504351.4296 | DRESSER RAND | EJA110E | SEE ADDITIONAL INFO | 05,22 | 1 | 1BBB | 1BBB |  | SEE ITEM NOTE |  |  |  |  | 2019-11-13 |  | 2020-03-20
835 | 29200000TL | 03483 | EG1024014 | P | 58001820 | 58 | EGTL Spares | Mtce | 14 | 14Z | TRANSMITTER: DIFFERENTIAL PRES | 1-100KPA INPUT,10.5-42VDC | Instruments - Other & Parts : "FOUNDATION FIELDBUS OUTPUT,10.5-42VDC SUPPLY,16 MPA,1/2 IN FNPT, LUBE OIL , PDT-0819 DF5 089 A01, CROSS REF DWG: EJA110A-FMS4B-92DB/FS15/Y/E1, MAN P, RECYCLE COMPRESSOR" | EA | 1 | 0 | 0 | NO | 6313.4419 | 980161.86 | DRESSER RAND |  | SEE ADDITIONAL INFO | 05,22 | 1 | 1AXX |  |  | SEE ITEM NOTE |  |  |  |  | 2012-01-06
836 | 29200000TL | 03483 | EG1024014 | P | 58001821 | 58 | EGTL Spares | Mtce | 14 | 14Z | TRANSMITTER:PRESSURE,1/4IN NPT | 1-30 BAR INPUT,9-32VDC SUPPLY | Instruments - Other & Parts : FOUNDATION FIELDBUS OUTPUT, PT-0815, DF5 089 A01, CROSS REF DWG EJA430A-FAS4B-92DB/FS15/Y/E1, MAN PN EJA430A-FAS4B-92DB/FS15/Y/E1, SUPP PN EJA430A-FAS4B-92DB/FS15/Y/ FOR RECYCLE COMPRESSOR | EA | 1 | 0 | 0 | NO | 5955.2414 | 924551.23 | DRESSER RAND |  | SEE ADDITIONAL INFO | 05,22 | 1 | 1AXX |  |  | SEE ITEM NOTE |  |  |  |  | 2012-01-06
837 | 29200000TL | 03483 | EG1024007 | P | 58001825 | 58 | EGTL Spares | Mtce | 14 | 14Z | TRANSMITTER: PRESSURE,24 VDC | 0 TO 6 BARG INPUT,1/2 IN NPT | Instruments - Other & Parts : FIELDBUS FOUNDATION OUTPUT OUTPUT, DF5 089 A01, RECYCLE COMPRESSOR | EA | 1 | 0 | 0 | NO | 6649.4189 | 1032322.29 | DRESSER RAND | MP/1363/PIT-1 | MP/1363/PIT-1 | 05,22 | 1 | 1AXX |  |  | MP/1363/PIT-1 |  |  |  |  | 2012-01-06
838 | 29200000TL | 03483 | EG1024007 | P | 58001826 | 58 | EGTL Spares | Mtce | 14 | 14Z | TRANSMITTER: PRESSURE,24 VDC | 0 TO 160 BARG INPUT,1/2 IN NPT | Instruments - Other & Parts : FIELDBUS FOUNDATION OUTPUT OUTPUT, SUPPLY, DF5 089 A01, RECYCLE COMPRESSOR | EA | 1 | 0 | 0 | NO | 4996.8491 | 775760.83 | DRESSER RAND | MP/1363/PIT-3 | MP/1363/PIT-3 | 05,22 | 1 | 1AXX |  |  | MP/1363/PIT-3 |  |  |  |  | 2012-01-06
839 | 29200000TL | 03483 | EG1024012 | P | 58001827 | 58 | EGTL Spares | Mtce | 66 | 66V | VALVE:SOLENOID,3/4IN NPTF PIPE | 3/4 IN - 19MM ORIFICE,24VDC | Process Control System :300 SS BODY,MAXIMUM OPERATING PRESSURE DIFFERENTIAL 450 PSI / 31 BAR,3/4 IN NPTF,NORMALLY CLOSED,22.6 WATT CLASS F,NEMA 7/9 ENCLOSURE, DF5 089 A01, RECYCLE COMPRESSOR | EA | 1 | 0 | 0 | NO | 5729.6394 | 889526.52 | DRESSER RAND | MP/1363/SV1 | MP/1363/SV1 | 02,22 | 1 | 1AXX |  |  | MP/1363/SV1 |  |  |  |  | 2012-01-06
840 | 29200000TL | 03483 | EGC043005 | P | 58001850 | 58 | EGTL Spares | Mtce | 66 | 66F | CORE:ON-OFF VALVE,6 IN | ASTM A216 | Valve - Parts & Accessories :XEALAA, 900 FOR ORBIT ON/OFF VALVES | EA | 2 | 0 | 0 | NO | 3578.1677 | 555492.66 | CAMERON | 1A-SC5818 | 1A-SC5818 | 22 | 1 | 1BBB |  |  | 960091M07 |  |  |  |  | 2012-01-06
841 | 29200000TL | 03483 | EGC036026 | P | 58001869 | 58 | EGTL Spares | Mtce | 76 | 76Z | PUMP: ROTARY,GEAR,INLET | 1-1/16-12 FEM.OUTLET 7/8-14FEM | Pumps-Other : PORT,4.2 GPM CAPACITY,4000 RPM MAX,250 PSI,ELECTRIC MOTOR,ALUM CASING,CASE HARDENED STL IMPELLER,CI, SNP2504, 5.0 M2 ZWAG FILTER | EA | 1 | 0 | 0 | NO | 99.9398 | 30506.63 | SAUER-DANFOSS |  | SNP204SSC06 | 01,10,22 | 1 | 2BAB |  |  | 601-683 |  |  | 50HP HYDRO POWER UNIT |  | 2012-01-06 | 2017-08-28
842 | 29300000TL | 03483 | EG1019010 | P | 58002119 | 58 | EGTL Spares | Mtce | 50 | 50Z | BEARING: BALL, DE MOTOR | SGL ROW,55MM ID,120MM OD,29MM | Bearings & Accessories - All :6300 SERIES,C0,CR STL 52100 CAGE, 130-XF-016-M, 6311, 5.0 M2 ZWAG FILTER | EA | 3 | 2 | 3 | YES | 125 | 47437.5 | RELIANCE | 3110-01-024-7597 | 3110-01-024-7597 | 01,21,22 | 1 | 2BAB | 1BBB | [6 empty] | 2019-11-01 |  | 2020-07-17
843 | 29200000TL | 03483 | EGC010017 | P | 58002120 | 58 | EGTL Spares | Mtce | 50 | 50Z | BEARING: DE AND NDE | FOR ELECTRIC MOTOR | Bearings & Accessories - All :27 W MM X 50 ID MM X 110 OD MM,BALL,81348 SERIES,STL, 2P, RELIANCE, 135-PX-001A/B, POWER: 30 HP, VOLTAGE: 460, FREQUENCY: 60 FRAME: 286TSC, DE/NDE BEARING, 2P, RELIANCE, | EA | 6 | 0 | 0 | NO | 131.3883 | 20396.7185 | RELIANCE | 50BC03J30X |  | 01,21,22 |  | 1BAB |  |  | PG-862-1602 |  |  |  |  | 2013-03-13 | 2017-04-01
844 | 29200000TL | 03483 | EGC036026 | P | 58002121 | 58 | EGTL Spares | Mtce | 51 | 51Z | SENSOR:ROTATION,2MM RANGE | 5-25VDC, 316 SS, ITEM 34 | Electric-Other : 5.0 M2 ZWAG FILTER | EA | 1 | 0 | 0 | NO | 167.0108 | 25926.75 | PEPPERL-FUCHS |  | NJ2-12GM-N | 01,22 | 1 | 2BAB |  |  | 601-692 |  |  |  |  | 2012-01-06
845 | 29200000TL | 03483 | EGC036027 | P | 58002122 | 58 | EGTL Spares | Mtce | 51 | 51Z | CLIP:SPEED PICK UP,101.6 MM | 25.4 MM X 6.4 MM,316 SS | Electric-Other : ITEM 29, 5.0 M2 ZWAG FILTER | EA | 1 | 0 | 0 | NO | 97.1663 | 15084.09 | STERI TECHNOLOGIES |  | 601-709E | 01,22 | 1 | 2BAB |  |  | 601-692 |  |  |  |  | 2012-01-06
846 | 29200000TL | 03483 | EGC036027 | P | 58002123 | 58 | EGTL Spares | Mtce | 51 | 51Z | CLIP:POTENTIOMETER,76.2 MM | 58 MM X 6.4 MM,316 SS | Electric-Other : A, ITEM 25, 5.0 M2 ZWAG FILTER | EA | 1 | 0 | 0 | NO | 129.1783 | 20053.6425 | STERI TECHNOLOGIES |  | 601-709A | 01,22 | 1 | 2BAB |  |  | 601-692 |  |  |  |  | 2012-01-06
847 | 29200000TL | 03483 | EGC036027 | P | 58002124 | 58 | EGTL Spares | Mtce | 51 | 51Z | CLIP:POTENTIOMETER,50.8 MM | 35 MM X 6.4 MM,316 SS | Electric-Other : B, ITEM 26, 5.0 M2 ZWAG FILTER | EA | 1 | 0 | 0 | NO | 97.1663 | 15084.09 | STERI TECHNOLOGIES |  | 601-709B | 01,22 | 1 | 2BAB |  |  | 601-692 |  |  |  |  | 2012-01-06
848 | 29200000TL | 03483 | EGC036027 | P | 58002125 | 58 | EGTL Spares | Mtce | 14 | 14Z | GAUGE:PRESSURE,0-3000PSI RANGE | 2-1/2 IN DIAL,1/4IN NPT,304 SS | *OBS*Gage&Parts-Pres : CASE,CU ALLOY TUBE,BRASS,BOTTOM,STEM MOUNT,GLYCERINE FILLED, DIAPHRAM, ITEM 7,5.0 M2 ZWAG FILTER | EA | 1 | 0 | 0 | NO | 174.3113 | 27060.08 | HYDRO AIR |  | 5290062 | 05,22 | 1 | 2BAB | 2BAB |  | 601-683 |  |  |  |  | 2012-01-06
849 | 29200000TL | 03483 | EGC036026 | P | 58002128 | 58 | EGTL Spares | Mtce | 51 | 51Z | TRANSMITTER: SPEED CONVERTER | 5VDC INPUT,4-20MA OUTPUT,24VDC | Electric-Other : SUPPLY | EA | 1 | 0 | 0 | NO | 590.038 | 91597.5 | MTL |  | MTL 5536-11L1 | 05,22 | 1 | 2BAB |  |  | EGTL1-STR-ELE-SC-300037 |  |  |  |  | 2012-01-07
850 | 29200000TL | 03483 | EGC036027 | P | 58002129 | 58 | EGTL Spares | Mtce | 51 | 51Z | CONDITIONER:SIGNAL,4-20MA | 4V DC/120-240V AC, PROX | Electric-Other : | EA | 1 | 0 | 0 | NO | 749.2483 | 116313.3 | PEPPERL-FUCHS |  | KFU8-UFC-EX1.D | 22 | 1 | 2BAB |  |  | EGTL1-STR-ELE-SC-300037 |  |  |  |  | 2012-01-07
851 | 29200000TL | 03483 | EGC036027 | P | 58002130 | 58 | EGTL Spares | Mtce | 51 | 51Z | LIGHT: INDICATING,SCREW | PILOT,12V DC - 254V AC,WHITE | Electric-Other : PANEL MOUNT, 8010, C/UNIT, LOCAL | EA | 1 | 0 | 0 | NO | 33.8522 | 5255.21 | STAHL |  | 8010/2-01-W | 01,10,22 | 1 | 2CAC |  |  | EGTL1-STR-ELE-SC-300037 |  |  |  |  | 2012-01-07 | 2025-10-28 |  | -1 | 1
852 | 29200000TL | 03483 | EG1014012 | P | 58002189 | 58 | EGTL Spares | Mtce | 65 | 65A | PLIERS | PRECISION EXT CIRCLIP | Tools - Hand / Power :WORKSHOP TOOLS & EQUIPMENT | EA | 2 | 0 | 0 | NO | 18.59 | 2886.1 | KNIPEX | 49 11 A2 |  | 00 | 1 | 2CAC | 2CBC | [6 empty] | 2012-01-07
853 | 29200000TL | 03483 | EG1014012 | P | 58002191 | 58 | EGTL Spares | Mtce | 65 | 65A | PLIERS | PRECISION EXT CIRCLIP | Tools - Hand / Power :WORKSHOP TOOLS & EQUIPMENT | EA | 2 | 0 | 0 | NO | 16.74 | 2598.89 | KNIPEX | 48 11 J2 |  | 00 | 1 | 2CAC | 2CBC | [6 empty] | 2012-01-07
854 | 29200000TL | 03483 | EG1014012 | P | 58002192 | 58 | EGTL Spares | Mtce | 65 | 65A | PLIERS | PRECISION EXT CIRCLIP | Tools - Hand / Power :WORKSHOP TOOLS & EQUIPMENT | EA | 2 | 1 | 2 | NO | 39.34 | 10643.835 | KNIPEX | 48 21 J21 |  | 00 | 1 | 2CAC | 1CCC | [6 empty] | 2012-01-07 | 2017-08-17 | 2019-03-04
855 | 29200000TL | 03483 | EGC028024 | P | 58002198 | 58 | EGTL Spares | Mtce | 51 | 51B | LAMP:125V | FOR HAND LAMPS | Electric Components - Lighting : SPARE BULB FOR MN XHLF26 | EA | 2 | 0 | 0 | NO | 28.62 | 4443.255 | KILLARK |  |  | 01,10 | 1 | 2CAC | [7 empty] | 2012-01-07
856 | 29200000TL | 03483 | EG1011012 | P | 58002207 | 58 | EGTL Spares | Mtce | 65 | 65A | PUNCH SET:PILOT,2 3/4 TO 6 IN | ALLOY STEEL,12 PIECE | Tools - Hand / Power :1/16 X 2-3/4, 5/64 X 3-1/4, 3/32 X 3-1/2, 1/8 X 4, 5/32 X 4-1/2, 3/16 X 4-1/2, 7/32 X 5, 1/4 X 5-1/2, 5/16 X 6, 3/8 X 6, 7/16 X 6, 1/2 TIP X 6 IN | EA | 2 | 0 | 0 | NO | 155 | 25497.5 | MAYHEW | 62258 |  | 00 | 1 | 2CAC | [7 empty] | 2012-01-07 |  | 2014-10-29
857 | 29200000TL | 03483 | EG1060012 | P | 58002241 | 58 | EGTL Spares | Mtce | 11 | 11Z | POWER SUPPLY: 8-SEGMENT | REDUNDANT FIELDBUS POWER | Computer Hardware - Peripherals : SYSTEM,19.2 TO 30VDC INPUT,21.5 TO 24VDC OUTPUT,0 TO 350MA PER SEGMENT OUTPUT, MTL RELCOM INC, FOR YOKOGAWA CENTUM 3000 R3. COMPLETE 2XF801 MODULES INCLUDING BASIC ALARM MONITORING AND | EA | 6 | 0 | 0 | NO | 1896.0989 | 294274.55 | MTL | F880-PS |  | 01,10,22 | 1 | 2AAC |  |  | ETSW05221-RIB1-1-001-1 |  |  |  |  | 2012-12-16 | 2017-05-31
858 | 29200000TL | 03483 | EGC029018 | P | 58002244 | 58 | EGTL Spares | Mtce | 78 | 78B | FAN: CONSOLE, DCS | YOKOGAWA FAN UNIT | FOR CENTUM CS3000, UNIT, FOR AFS30X, AFS40X, ACB41X, ABC11X | EA | 8 | 0 | 0 | NO | 49.5287 | 7686.8553 | YOKOGAWA | CSL//AIP601 |  | 01,22 | 1 | 2AAC | 1CCC |  | ETSW05221-1-001-1 |  |  |  |  | 2012-12-16
859 | 29200000TL | 03483 | EGC030034 | P | 58002257 | 58 | EGTL Spares | Mtce | 51 | 51D | CABLE:SIGNAL CABLE,10M | 40 PIN TO 40 PIN | CS3000, FOR CONNECTION WITH ADR541 AND TERMINAL BOARD. 40 PIN TO 40 PIN TERMINATIONS: 40 PIN | EA | 6 | 0 | 0 | NO | 661.2 | 201996.6 | YOKOGAWA | AKB334-M//010 | 134CFDK/SUCT/I | 01,10,22 | 1 | 2AAC |  |  | ETSW05221-RIB1-1-001-1 |  |  |  |  | 2012-12-16 | 2017-01-07 | 2017-01-19
860 | 29200000TL | 03483 | EGC028010 | P | 58002262 | 58 | EGTL Spares | Mtce | 51 | 51D | CABLE:ESB BUS,4M | DCS, CS3000 | DEDICATED COMMUNICATION CABLE | EA | 9 | 0 | 0 | NO | 52.8922 | 8211.5193 | YOKOGAWA | CSL//YCB301-C400 | OD36074/REF/01 | 01,10,22 | 1 | 2AAC | 1CCC |  | ETSW05221-RIB1-1-001-1 |  |  |  |  | 2012-12-14
861 | 29200000TL | 03483 | EGC030017 | P | 58002284 | 58 | EGTL Spares | Mtce | 51 | 51Z | POWER SUPPLY: PHOENIX 24VDC | 20 AMP REDUNDANT QUINT | ON RAIL /W WIRE (YOKOGAWA, 5604908) | EA | 3 | 0 | 0 | NO | 720.0464 | 111787.2 |  |  |  | 01,10 |  |  | 1CCC | [6 empty] | 2013-12-15 | 2017-04-17
862 | 29200000TL | 03483 | EG1014009 | P | 58002297 | 58 | EGTL Spares | Mtce | 10 | 10D | GLASS: SIGHT,2 IN 150LB RF ANS | 200 PSIG @ 400DF | TEMPERED BOROSILICATE,CLEAR, MODEL 1516CA, PART NUMBER 1228, FLANGED VISUAL FLOW INDICATOR. | EA | 6 | 0 | 0 | NO | 34.4992 | 5356 | LJS STAR | 1228 | 21702015005 | 22 | 1 | 2BBC |  |  | 2428D-000 |  |  |  |  | 2013-03-01 | 2019-04-10
863 | 29200000TL | 03483 | EGC045030 | P | 58002303 | 58 | EGTL Spares | Mtce | 54 | 54A | GASKET:VALVE,3/4 IN | GRAPHITE/316 SS,SPIRAL WOUND | Gaskets : 0815-00000 | EA | 12 | 0 | 0 | NO | 47.408 | 9268.0374 | SMITH |  | 16 | 01,22 | 1 | 1BBB |  |  | EGTL1-SUN-PIP-DD-001103 |  |  |  |  | 2012-01-07 | 2025-02-01 | 2015-08-26 | -1 | 1
864 | 29200000TL | 03483 | EGC043010 | P | 58002310 | 58 | EGTL Spares | Mtce | 66 | 66F | SLEEVE:BONNET,6 IN 1500 | 6 IN 2500,8 IN 900,AND 12 IN | Valve - Parts & Accessories :150 & 300,410 SS, XDAL03 | EA | 2 | 0 | 0 | NO | 527.195 | 81847.02 | CAMERON | 1A-YD5217 | 1A-YD5217 | 01,22 | 1 | 1BBB |  |  | 960091M06 |  |  |  |  | 2012-01-07
865 | 29200000TL | 03483 | EGC043010 | P | 58002311 | 58 | EGTL Spares | Mtce | 66 | 66F | CAM:STEM,ASTM A638 | XDAL03 | Valve - Parts & Accessories :ORBIT ON/OFF VALVES | EA | 2 | 1 | 2 | NO | 6464.7044 | 1003645.36 | CAMERON | 1A-YE5715 | 1A-YE5715 | 22 | 1 | 1BBB |  |  | 960091M06 |  |  |  |  | 2012-01-07
866 | 29200000TL | 03483 | EGC043031 | P | 58002328 | 58 | EGTL Spares | Mtce | 66 | 66F | STEM:VALVE,BALL,2 IN 900-1500 | 3 IN 150-600 LB VALVE,1-1/8 IN | Valve - Parts & Accessories :3 IN 150-600 LB VALVE,1-1/8 IN | EA | 2 | 0 | 0 | NO | 320.8846 | 49817.34 | CAMERON | 1A-FD569304 |  | 22 |  | 1BBB |  |  | 960091M03 |  |  |  |  | 2013-03-06
867 | 29200000TL | 03483 | EGC043011 | P | 58002329 | 58 | EGTL Spares | Mtce | 66 | 66F | CORE:ON/OFF VALVE,3 IN 150-300 | AISI 1030, XBALAG | Valve - Parts & Accessories :ORBIT ON/OFF VALVES | EA | 1 | 0 | 0 | NO | 1104.2048 | 171427.8 | CAMERON | 1A-KC589310 | 1A-KC589310 | 22 | 1 | 1BBB |  |  | 960091M03 |  |  |  |  | 2012-01-07
868 | 29200000TL | 03483 | EGC043012 | P | 58002333 | 58 | EGTL Spares | Mtce | 66 | 66F | BUSHING: VALVE,BONNET,2 IN | 900-1500 LB VALVE,ASTM A276 | Valve - Parts & Accessories :XBALAG | EA | 2 | 0 | 0 | NO | 177.0298 | 27483.875 | CAMERON | 1A-FD5222 |  | 02,22 |  | 1BBB |  |  | 960091M03 |  |  |  |  | 2013-03-06
869 | 29200000TL | 03483 | EGC043024 | P | 58002341 | 58 | EGTL Spares | Mtce | 66 | 66Z | GUIDE: VALVE,BALL,6 IN 600 | 8 IN 150-300 VALVE,ASTM A638 | Valve-Other : STEM, XDAL02 | EA | 2 | 0 | 0 | NO | 286.4281 | 44467.96 | CAMERON | 1A-RE6700 | 1A-RE6700 | 01,22 | 1 | 1BBB |  |  | 960091M04 |  |  |  |  | 2012-01-07
870 | 29200000TL | 03483 | EGC043025 | P | 58002342 | 58 | EGTL Spares | Mtce | 66 | 66F | SLEEVE:BONNET,6 IN 900 | 410 SS, XDAL01, 900 | Valve - Parts & Accessories :ORBIT ON/OFF VALVES | EA | 1 | 0 | 0 | NO | 401.2715 | 62297.4 | CAMERON | 1A-LD5211 | 1A-LD5211 | 01,22 | 1 | 1BBB |  |  | 960091M05 |  |  |  |  | 2012-01-07
871 | 29200000TL | 03483 | EGC043024 | P | 58002347 | 58 | EGTL Spares | Mtce | 54 | 54A | GASKET:BONNET,8 IN 600 | 304 SS,FLAT, XDAL01 | Gaskets : ORBIT ON/OFF VALVES | EA | 1 | 0 | 0 | NO | 55.56 | 8625.69 | CAMERON | 1A-S10364 | 1A-S10364 | 01 | 1 | 1BBB |  |  | 960091M05 |  |  |  |  | 2012-01-07 | 2013-06-11 | 2013-11-01
872 | 29200000TL | 03483 | EGC043025 | P | 58002348 | 58 | EGTL Spares | Mtce | 66 | 66F | SEAT: VALVE,6 IN 900 - 1500 | BALL,ASTM A-217, XEALAA | Valve - Parts & Accessories :ORBIT ON/OFF VALVES | EA | 1 | 0 | 0 | NO | 1119.4285 | 173791.28 | CAMERON | 1A-RD6602 | 1A-RD6602 | 01,22 | 1 | 1BBB |  |  | 960091M07 |  |  |  |  | 2012-01-07
873 | 29200000TL | 03483 | EGC025006 | P | 58002354 | 58 | EGTL Spares | Mtce | 66 | 66A | CORE:VALVE,4 IN | AISI 1030 FORGED STL, XBALAF | Valve-Ball : | EA | 1 | 0 | 0 | NO | 1364.5024 | 211839 | CAMERON | 1A-MC589308 |  | 22 | 1 | 2BAB |  |  | EGTL1-CAM-PIP-DD-005003 |  |  |  |  | 2012-01-07
874 | 29200000TL | 03483 | EGC025006 | P | 58002356 | 58 | EGTL Spares | Mtce | 66 | 66A | CORE:VALVE,4 IN X 3 IN | AISI 1030 FORGED STL, 600CL | Valve-Ball : XDALAG | EA | 1 | 0 | 0 | NO | 750.6731 | 116542 | CAMERON | 1A-KC5827 |  | 22 | 1 | 2BAB |  |  | EGTL1-CAM-PIP-DD-005004 |  |  |  |  | 2012-01-07
875 | 29200000TL | 03483 | EGC025006 | P | 58002359 | 58 | EGTL Spares | Mtce | 66 | 66A | CORE:VALVE,4 IN | AISI 1030 FORGED STL,400-900CL | Valve-Ball : T3 TRIM, XDALAG | EA | 1 | 0 | 0 | NO | 984.3221 | 152816 | CAMERON | 1A-MC5807 |  | 22 | 1 | 2BAB |  |  | EGTL1-CAM-PIP-DD-005004 |  |  |  |  | 2012-01-07
876 | 29200000TL | 03483 | EGC010025 | P | 58002374 | 58 | EGTL Spares | Mtce | 54 | 54A | GASKET: FLANGE NON-SPIRAL | FLOW ELEMENTS | Gaskets : RF,4 IN PIPE,300 LB,SIGMA 511,ASME B16.21,114 MM ID,181 MM OD,1.5MM THK,RING IBC 110-FE-1378/2378 110-FE-1451/2451 | EA | 12 | 0 | 0 | NO | 12 | 1863 | HENRY GALLACHER | 66929/VAR/42777/ITEM2 | 104943264649 | 01,22 | 1 | 3AAC |  |  | F/4277775 |  |  |  |  | 2013-02-27 | 2016-09-22
877 | 29200000TL | 03483 | EG1021012 | S | 58002375 | 58 | EGTL Spares | Mtce | 54 | 54A | GASKET: FLANGE NON-SPIRAL | FLOW ELEMENTS | Gaskets : RF,8 IN PIPE,300 LB,SIGMA 511,ASME B16.21,219 MM ID,308 MM OD,1.5MM THK,RING IBC 110-FE-1412/2412 110-FE-1231/2231. | EA | 8 | 1 | 2 | NO | 92.78 | 28433.3588 | HENRY GALLACHER | 66929/VAR/42777/ITEM3 | 104943265272 | 01,22 | 1 | 3AAC |  |  | F/4277776 |  |  |  |  | 2013-02-27 | 2018-12-01 | 2019-03-04
878 | 29200000TL | 03483 | EG1022012 | P | 58002376 | 58 | EGTL Spares | Mtce | 54 | 54A | GASKET: FLANGE NON-SPIRAL | FLOW ELEMENTS | Gaskets : RF,8 IN PIPE,300 LB,SIGMA 511,ASME B16.21,219 MM ID,308 MM OD,1.5MM THK,RING IBC 110-FE-0768 110-FE-1121/2121. | EA | 4 | 0 | 0 | NO | 96.8751 | 28001.7438 | HENRY GALLACHER | 66929/VAR/42777/ITEM5 | 104943265366 | 01,22 | 1 | 3AAC |  |  | F/4277777 |  |  |  |  | 2013-02-27 | 2018-12-01 | 2019-01-15
879 | 29200000TL | 03483 | EG1051028 | P | 58002386 | 58 | EGTL Spares | Mtce | 75 | 75F | ROPE: WIRE | OVERHEAD CRANE, 145-XX-0 | Material Handling - Lifting Equipment and Accessories : KONECRANES WIRE ROPE OEM NO. 731492/5, JOB NO. V41325, SERIAL NUMBER OF THE HOIST HHY54498, COIL/REEL NUMBER RC5787, ROPE OEM PART NUMBER 5107/17441624,DIAMETER 8MM, LENGTH 30M, CONSTRUCTION 8X19-PWR | EA | 1 | 0 | 0 | NO | 1168.865 | 356656.0164 | KONECRANES | 5107/17441624 | 104943267172 | 22 | 1 |  |  |  | EGTL1-KCL-MEC-OM-451601 |  |  |  |  | 2016-02-22 | 2025-09-17 | 2018-06-05 | -1 | 1
880 | 29200000TL | 03483 | EG1049012 | P | 58002407 | 58 | EGTL Spares | Mtce | 51 | 51C | MOTOR: ELECTRIC AC,3.5 /0.5 KW | 3390/530 RPM,460VAC,3PH,60HZ | Electric Components - Motor / Generator :7.6/3.8,3500 MAXW,EXP PROOF ENCLOSURE,1.15 SERVICE FACTOR,NONE BRAKE,FLANGE MOUNT,HOIST MOTOR, EXPLOSION PROOF, MODEL NO. MF10EC106, FLANGE MOUNTED, TYPE: HOIST 145-XX-01 | EA | 1 | 0 | 0 | NO | 5040.64 | 782559.36 | KONECRANES | 52302448 |  | 01,011,19,22, | 1 | 2CBC |  |  | EGTL1-KCL-MEC-OM-451601 |  |  |  |  | 2012-01-06
881 | 29200000TL | 03483 | EGC041023 | P | 58002412 | 58 | EGTL Spares | Mtce | 54 | 54A | GASKET:GATE,GLOBE & CHECK VLV | 2 IN,GRAPHITE,CIRCULAR | Gaskets : | EA | 1 | 0 | 0 | NO | 240 | 37260 | TY | W0160004SG | W0160004SG | 01,22 | 1 | 1BBA |  |  | DDP MATRIX |  |  |  |  | 2012-01-07 | 2014-01-17
882 | 29200000TL | 03483 | EGC041023 | P | 58002416 | 58 | EGTL Spares | Mtce | 54 | 54A | GASKET:GATE,GLOBE & CHECK VLV | 2 IN,GRAPHITE,CIRCULAR | Gaskets : GATE, GLOBE & CHECK VALVE | EA | 11 | 0 | 0 | NO | 80.0067 | 12420.5 | TY | W0120005SG | W0120005SG | 01,22 | 1 | 1BBA |  |  | DDP MATRIX |  |  |  |  | 2012-01-07
883 | 29200000TL | 03483 | EGC041023 | P | 58002426 | 58 | EGTL Spares | Mtce | 54 | 54A | GASKET:GATE,GLOBE & CHECK VLV | 2 IN,GRAPHITE,CIRCULAR | Gaskets : | EA | 12 | 0 | 0 | NO | 125.3333 | 19458 | TY | W0060200SS | W0060200SS | 01,22 | 1 | 1BBA |  |  | DDP MATRIX |  |  |  |  | 2012-01-07
884 | 29200000TL | 03483 | EGC041023 | P | 58002427 | 58 | EGTL Spares | Mtce | 54 | 54D | PACKING:GATE,GLOBE & CHECK VLV | GRAPHITE,CIRCULAR,3 IN | Packing / Glands / Stuffing Boxes : | EA | 15 | 0 | 0 | NO | 80.4 | 12482.1 | TY | W0010007PG | W0010007PG | 01,22 | 1 | 1BBA |  |  | DDP MATRIX |  |  |  |  | 2012-01-07
885 | 29200000TL | 03483 | EGC041016 | P | 58002428 | 58 | EGTL Spares | Mtce | 54 | 54A | GASKET:GATE,GLOBE & CHECK VLV | 3 IN,GRAPHITE,CIRCULAR | Gaskets : | EA | 7 | 0 | 0 | NO | 188 | 29187 | TY | W0060300SS | W0060300SS | 01,22 | 1 | 1BBA |  |  | DDP MATRIX |  |  |  |  | 2012-01-07
886 | 29200000TL | 03483 | EGC041023 | P | 58002430 | 58 | EGTL Spares | Mtce | 54 | 54A | GASKET:GATE,GLOBE & CHECK VLV | 4 IN,GRAPHITE,CIRCULAR | Gaskets : | EA | 7 | 0 | 0 | NO | 217.1429 | 33711.4286 | TY | W0060400SS | W0060400SS | 01,22 | 1 | 1BBA |  |  | DDP MATRIX |  |  |  |  | 2012-01-07
887 | 29200000TL | 03483 | EGC034027 | P | 58002431 | 58 | EGTL Spares | Mtce | 54 | 54D | PACKING:GATE,GLOBE & CHECK VLV | GRAPHITE,CIRCULAR,6 IN | Packing / Glands / Stuffing Boxes : | EA | 9 | 0 | 0 | NO | 137.1111 | 21286.5 | TY | W0010011PG | W0010011PG | 01,22 | 1 | 1BBA |  |  | DDP MATRIX |  |  |  |  | 2012-01-07
888 | 29200000TL | 03483 | EGC041016 | P | 58002432 | 58 | EGTL Spares | Mtce | 54 | 54A | GASKET:GATE,GLOBE & CHECK VLV | 6 IN,GRAPHITE,CIRCULAR | Gaskets : | EA | 6 | 0 | 0 | NO | 196 | 30429 | TY | W0060600SS | W0060600SS | 01,22 | 1 | 1BBA |  |  | DDP MATRIX |  |  |  |  | 2012-01-07
889 | 29200000TL | 03483 | EGC018002 | P | 58002433 | 58 | EGTL Spares | Mtce | 54 | 54D | PACKING: 10IN GRAPHITE | (TY 201-RF-CF8M-12) | Packing / Glands / Stuffing Boxes : 2 YEAR SPARE PARTS FOR CAST VALVES | EA | 7 | 0 | 0 | NO | 248.984 | 38657.25 | KOREA PILLAR | RB10-0545 |  | 01,22 |  | 1AXX | [7 empty] | 2013-10-13
890 | 29200000TL | 03483 | EGC041023 | P | 58002434 | 58 | EGTL Spares | Mtce | 54 | 54A | GASKET:GRAPHITE,CIRCULAR 12 IN | FOR GATE, GLOBE AND CHECK | Gaskets : VALVE | EA | 2 | 0 | 0 | NO | 463.5 | 71958.375 | TY | W0061200SS | W0061200SS | 01,22 | 1 | 1BBA |  |  | DDP MATRIX |  |  |  |  | 2012-01-07
891 | 29200000TL | 03483 | EGC041023 | P | 58002435 | 58 | EGTL Spares | Mtce | 54 | 54A | GASKET:GRAPHITE,CIRCULAR 2 IN | FOR GATE, GLOBE AND CHECK | Gaskets : VALVE | EA | 23 | 0 | 0 | NO | 101.84 | 15810.66 | TY | W0120006SG | W0120006SG | 01,22 | 1 | 1BBA |  |  | DDP MATRIX |  |  |  |  | 2012-01-07 | 2013-12-10
892 | 29200000TL | 03483 | EGC034026 | P | 58002436 | 58 | EGTL Spares | Mtce | 54 | 54A | GASKET:GRAPHITE,CIRCULAR 3 IN | FOR GATE, GLOBE AND CHECK | Gaskets : VALVE | EA | 13 | 0 | 0 | NO | 126.6154 | 19657.0385 | TY | W0120012SG | W0120012SG | 01,22 | 1 | 1BBA |  |  | DDP MATRIX |  |  |  |  | 2012-01-07
893 | 29200000TL | 03483 | EGC034020 | P | 58002438 | 58 | EGTL Spares | Mtce | 54 | 54A | GASKET: GRAPHITE 6IN | (TY, 251-RF-WCB-8) |  | EA | 7 | 0 | 0 | NO | 209.0113 | 32449 | KOREA SEAL TECH CO LTD | V-100046 | V-100046 | 01 | 1 | 1AXX | 1CCC | [6 empty] | 2013-12-15 | 2019-05-27
894 | 29200000TL | 03483 | EGC034020 | P | 58002440 | 58 | EGTL Spares | Mtce | 54 | 54A | GASKET:GRAPHITE,CIRCULAR 6 IN | FOR GATE, GLOBE AND CHECK | Gaskets : VALVE | EA | 2 | 0 | 0 | NO | 291 | 45177.75 | TY | W0160016SG | W0160016SG | 01,22 | 1 | 1BBA |  |  | DDP MATRIX |  |  |  |  | 2012-01-07
895 | 29200000TL | 03483 | EGC034027 | P | 58002443 | 58 | EGTL Spares | Mtce | 14 | 14C | RING: GRAPHITE, 3 IN | FOR GATE, GLOBE AND CHECK | Flow Measuring Instruments : VALVE, W0200300PSRG - PS, W0200300PSRG - PS | EA | 2 | 0 | 0 | NO | 512.5 | 79565.625 | TY | W0200300PSRG | W0200300PSRG | 01,22 | 1 | 1BBA |  |  | DDP MATRIX |  |  |  |  | 2012-01-07
896 | 29200000TL | 03483 | EGC034009 | P | 58002444 | 58 | EGTL Spares | Mtce | 54 | 54B | RING:6IN PRESSURE SEAL | GRAPHITE (TY, 551/PS-RTJ-CF8M- |  | EA | 6 | 0 | 0 | NO | 510.0354 | 79183 | KOREA PILLAR PACKING CO | 6690-M | 6690-M | 01 | 1 | 1AXX | 1CCC | [6 empty] | 2013-12-15
897 | 29200000TL | 03483 | EGC034009 | P | 58002445 | 58 | EGTL Spares | Mtce | 66 | 66F | RING:PRESSURE SEAL,6 IN | GATE, GLOBE & CHECK VALVE | Valve - Parts & Accessories :RING:PRESSURE SEAL,6 IN,GRAPHITE | EA | 2 | 0 | 0 | NO | 893 | 167176.35 | TY | W0200600PSRG |  | 01,22 | 1 | 2BBC |  |  | COMMAN DRAWING MATRIX |  |  |  |  | 2012-01-07 |  | 2015-02-02
898 | 29200000TL | 03483 | EG1053005 | P | 58002447 | 58 | EGTL Spares | Mtce | 70 | 70A | PILOT:ELECTRIC, CS/SS | HYDROCRACKER FURNACE | Furnaces / Heaters & Associated Parts : ASSY, 150-HF-001,CALLIDUS - DB-070142-303 | EA | 1 | 0 | 0 | NO | 3874.7425 | 1092816.275 | CALLIDUS | DB-070142-303 | DB-070142-303 | 01,10,22 | 1 | 1AXX |  |  | DB-070142-301 |  |  |  |  | 2012-01-06 | 2023-09-21 | 2017-08-16 |  |  |  |  | -2 | 2
899 | 29200000TL | 03483 | EG1055023 | P | 58002460 | 58 | EGTL Spares | Mtce | 56 | 56Z | STUD BOLT: ALL-THREAD | 1-7/8 IN DIA,400MM LG,8 UN | *OBS*Fastener-Stud B : &quot;THREAD LENGTH: 400, SA193,GR B7, 2N U, SA194-H, 120-VD-015, 135-VD-010, DRAWING D0561-135VD010-D-03, D0561-120VD010-D-05 TYPE: TOWE&quot; | ST | 6 | 0 | 0 | NO | 204 | 31671 | HWA-SUNG BOLT CO. | T0062 BB003 | 104943027616 | 02,21,22 | 1 | 1BBB | 1BBB |  | T0062-150VD007-D-03 |  |  |  |  | 2013-03-09
900 | 29200000TL | 03483 | EG1053003 | P | 58002465 | 58 | EGTL Spares | Mtce | 56 | 56Z | BOLT: STUD ALL-THREAD | 1-1/4 IN DIA,230MM LG,8 UN | *OBS*Fastener-BottWa : SA193,GR B7, HEAVY HEX.2NS, SA194-2H,DRAWING NO: D0578-160VR001-D-05,TYPE: DRUM | ST | 5 | 7 | 12 | NO | 15.06 | 4615.2876 | HWA-SUNG BOLT CO. |  | 14 | 02,22 | 1 | 1BBA | 1BBA |  | D0578-160VR001-D05 |  |  |  |  | 2012-01-06 | 2018-09-01 | 2020-01-19
901 | 29200000TL | 03483 | EG1039008 | S | 58002466 | 58 | EGTL Spares | Mtce | 56 | 56Z | GASKET: SPIRAL WOUND | DRUM-10 IN PIPE,600 LB,316 SS | *OBS*Fastener-Stud B : " INNER RING,316 S.S OUTER RING,GRAPHITE FILLER,NONE WINDING,SPIRAL WOUND,4.5 MM TX10 IN, ASME, HOOP, FILLER, INNER RING, OUTER RING DRAWING NO D0578-160VR001-D-05 TYPE: RF MATERIAL:" | EA | 86 | 0 | 0 | NO | 84.4499 | 13109.3635 | FLEXITALLIC |  | 104943200448 | 01,22 | 1 | 1BBA | 1BBA |  | D0578-160VR001-D05 |  |  |  |  | 2013-03-11 | 2025-04-26 | 2014-07-03 | -14 | 2
902 | 29300000TL | 03483 | EG1053003 | P | 58002471 | 58 | EGTL Spares | Mtce | 56 | 56Z | BOLT: STUD ALL-THREAD | 1-5/8 IN DIA,400MM LG,8 UN | *OBS*Fastener-BottWa : SA193,GR B7, HEAVY HEX.2NS, SA194-2H,DRAWING NO D0578-160VD004-D-03,TYPE: DRUM | ST | 8 | 5 | 8 | YES | 116.83 | 44336.985 | HWA-SUNG BOLT CO. |  | 6 | 02,22 | 1 | 1BBA | 2BBB |  | D0578-160VD004-D03 |  |  |  |  | 2019-11-01 |  | 2021-01-06
903 | 29200000TL | 03483 | EG1049009 | P | 58002472 | 58 | EGTL Spares | Mtce | 56 | 56Z | GASKET: SPIRAL WOUND | DRUM-20 IN PIPE,600 LB,316 SS | *OBS*Fastener-Stud B : "INNER RING,316 SS OUTER RING,GRAPHITE FILLER,NONE WINDING,4.5MM THK, ASME, HOOP, FILLER, INNER RING, OUTER RING DRAWING NO D0578-160VD004-D-03/04 TYPE: RF MATERIAL: GRAPHITE 316 SS" | EA | 100 | 0 | 0 | NO | 214.3782 | 33278.3211 | FLEXITALLIC |  | 104943263949 | 01,22 | 1 | 1BBA | 1BBA |  | D0578-160VD004-D03 |  |  |  |  | 2013-03-11 |  | 2014-07-03
904 | 29200000TL | 03483 | EG1026013 | P | 58002476 | 58 | EGTL Spares | Mtce | 54 | 54A | GASKET:KAMPROFILE | DRUM-4 MM T X 2 IN,316L SS | &quot;CORE,DWG NO D0578-160VD003-D03, D0578-160VD001-D03 STYLE: KAMMPROFILE INSIDE DIAMETER: 2 IN THICKNESS: 4 MM&quot; | EA | 8 | 0 | 0 | NO | 18.5012 | 2872.125 | CARTEC SEALING | 20 / 15 | 104943268321 | 01,22 | 1 | 1BBA | 1CCC |  | SEE ADDITIONAL INFO |  |  |  |  | 2013-03-11 | 2017-04-04
905 | 29200000TL | 03483 | EGC001012 | P | 58002484 | 58 | EGTL Spares | Mtce | 76 | 76Z | IMPELLER: PUMP | 11 IN (278.3 MM) OD, 316 SS | Pumps-Other : &quot;CF8-M ASTM A743/A744, WITH RGS 0D02670A02 1203C, 172-PC-030A/B,MODEL 3410 S 4X6-11H EGTL1-GOU-MEC-DD-720104- PART 101&quot; | EA | 1 | 0 | 0 | NO | 10466.7661 | 1624442.1 | ITT CORPORATION | 0257C365M | 0257C365M | 00 | 1 | 2BAB |  |  | A257365C |  |  |  |  | 2012-01-06
906 | 29200000TL | 03483 | EGC002010 | P | 58002485 | 58 | EGTL Spares | Mtce | 76 | 76Z | SHAFT: PUMP | 316 SS ASTM 276-91A | Pumps-Other : ASSY, BALANCE CETRIFICATE TO BE SUPPLIED, 172-PC-030A/B MODEL 3410 S 4 X 6-11H,EGTL1-GOU-MEC-DD-720104 PART 122 | EA | 1 | 0 | 0 | NO | 1448.0392 | 224735.69 | ITT CORPORATION | RD02472A012229 | RD02472A012229 | 02,22 | 1 | 2BAB |  |  | A257365C |  |  |  |  | 2012-01-06
907 | 29200000TL | 03483 | EG1012017 | P | 58002488 | 58 | EGTL Spares | Mtce | 76 | 76Z | SEAL:INPRO VBX BEARING | ISOLATOR,35 MM SHAFT DIA | Pumps-Other : &quot;BRONZE/ VITON, OUT BOARD, 172-PC-030A/B PUMP MODEL 3410 4X6-11H ,EGTL1-GOU-MEC-DD-720104 - PART 332&quot; | EA | 2 | 0 | 0 | NO | 141.382 | 21942.48 | ITT CORPORATION | A04951A85 | A04951A85 | 01 | 1 | 2BAB |  |  | A257365C |  |  |  |  | 2012-01-06
908 | 29200000TL | 03483 | EGC006018 | P | 58002496 | 58 | EGTL Spares | Mtce | 76 | 76Z | PLATE:SUCTION SIDE | DUCTILE IRON 60-40-18 A536 | MODEL 3180 M 4 X 6 - 19 M EGTL1-GOU-MEC-DD-730204 - PART 176". Drawing Number: A257366C; ITT JOB NUMBER: A77C; PUMP SERIAL NUMBER: E257C366-1-2-3-4-5-6 | EA | 2 | 0 | 0 | NO | 3605.665 | 1100263.958 | ITT CORPORATION | C02706A01 1011 | C02706A01 1011 | 22 | 1 | 2BAB |  |  | A257366C, A257367C |  |  |  |  | 2012-01-06 | 2016-09-19 | 2017-07-24
909 | 29200000TL | 03483 | EGC002010 | P | 58002504 | 58 | EGTL Spares | Mtce | 76 | 76Z | KIT:MAINTENANCE | FOR STEAM TURBINE COND. PUMP | Pumps-Other : &quot;M, 173-PC-001A/B, 173-PC-002A/B, 173-PC-003A/B, PUMP MODEL 3180 M 4 X 6 - 19,EGTL1-GOU-MEC-DD-730204 - PART 902&quot; | EA | 1 | 1 | 3 | NO | 331.3921 | 51432.05 | ITT CORPORATION | R180MKM | R180MKM | 01 | 1 | 2BAB |  |  | A257366C, A257367C |  |  |  |  | 2012-01-06 | 2020-09-02
910 | 29200000TL | 03483 | EG1012017 | P | 58002510 | 58 | EGTL Spares | Mtce | 56 | 56Z | NUT: BEARING LOCK | N09, PUMP | *OBS*Fastener-Other : SKF, 105-PC-001A, 105-PC-001B, 105-PC-002A, 105-PC-002B, (MODEL 3196 MTX 1.5 X 3 -13) 130-PC-109A, 130-PC-109B, 130-PC-209A, 130-PC-209B, (MODEL 3196 1.5X3-13) 173-PC-003/003M (MODEL 3196 MTX 1X2-10) 172-P | EA | 4 | 1 | 2 | NO | 74.4702 | 11561.5025 | ITT CORPORATION | 8601-0009 | 8601-0009 | 01,21,22 | 1 | 2BAB | 2BAB |  | SEE ADDITIONAL INFO |  |  |  |  | 2012-01-07
911 | 29200000TL | 03483 | EGC033018 | P | 58002512 | 58 | EGTL Spares | Mtce | 54 | 54B | SEAL | LABY OUTBOARD (VBXX-D) | 171-PC-052 A/B, 171-PC-053 A/B/C, 171-PC-054 A/B, 171-PC-056 A/B, (ITT GOULDS PUMPS, A04951A130) | EA | 2 | 0 | 0 | NO | 252.0162 | 39125.52 |  |  |  | 01,22 |  |  | 1CCC | [6 empty] | 2013-12-15
912 | 29200000TL | 03483 | EGC033018 | P | 58002513 | 58 | EGTL Spares | Mtce | 54 | 54B | SEAL | LABY INBOARD (VBXX-D) | 171-PC-052 A/B, 171-PC-053 A/B/C, 171-PC-054 A/B, 171-PC-056 A/B, (ITT GOULDS PUMPS, A04951A129) | EA | 2 | 0 | 0 | NO | 389.0251 | 60396.14 |  |  |  | 01,22 |  |  | 1CCC | [6 empty] | 2013-12-15
913 | 29200000TL | 03483 | EGC020016 | P | 58002514 | 58 | EGTL Spares | Mtce | 54 | 54B | RING: RETAINING INTERNAL SNAP | OIL DIPPED CARBON SPRING STEEL | Seals : COMMISSIONING & 2 YEAR SPARE PARTS | EA | 5 | 0 | 0 | NO | 28.787 | 4471.49 | ITT INDUSTRIES GOULDS PU | 58101 393 |  | 01 | [9 empty] | 2013-10-13
914 | 29200000TL | 03483 | EG1012017 | P | 58002515 | 58 | EGTL Spares | Mtce | 56 | 56Z | WASHER: BEARING LOCK W09 | STEAM TURBINE COND. PUMP | *OBS*Fastener-BottWa : SKF, 105-PC-001A, 105-PC-001B, 105-PC-002A, 105-PC-002B, (MODEL 3196 MTX 1.5 X 3 -13) 130-PC-109A, 130-PC-109B, 130-PC-209A, 130-PC-209B, (MODEL 3196 1.5X3-13) 173-PC-003/003M MODEL 3196 MTX 1X2-10) 172-PC- | EA | 5 | 0 | 0 | NO | 10.606 | 1646.574 | ITT CORPORATION | 8910-0009 | 8910-0009 | 01,22 | 1 | 2BAB | 2BAB | [6 empty] | 2012-01-07
915 | 29200000TL | 03483 | EGC001012 | P | 58002518 | 58 | EGTL Spares | Mtce | 76 | 76Z | END:PUMP POWER , 613MMLG | STL 4140 | Pumps-Other : POWER END, 3196MTI POM WS 414 172-PC-003, 105-PC-001A, 105-PC-001B, 105-PC-002A, 105-PC-002B, 173-PC-109A, 173-PC-109B, 173-PC-209A, 173-PC-209B, 172-PC-016A, 172-PC-016B | EA | 1 | 0 | 0 | NO | 1932 | 299943 | ITT CORPORATION | P1600MOP00Z050 | P1600MOP00Z050 | 22 | 1 | 2BAB |  |  | A721364C,A72 |  |  |  |  | 2012-01-06
916 | 29200000TL | 03483 | EGC001012 | P | 58002519 | 58 | EGTL Spares | Mtce | 76 | 76Z | IMPELLER: PUMP 13 IN OD,316 SS | STEAM TURBINE COND. PUMP | Pumps-Other : &quot;WITH OUT RG 0100-537 1203C, 105-PC-001A, 105-PC-001B, 105-PC-002A, 105-PC-002B (MODEL 3196 MTX 1.5X3-13) EGTL1-GOU-MEC-DD-050304 - PART 101&quot; | EA | 1 | 0 | 0 | NO | 2824.9372 | 438430.26 | ITT CORPORATION | 0725F892M | 0725F892M | 22 | 1 | 2BAB |  |  | A725892C |  |  |  |  | 2012-01-06
917 | 29200000TL | 03483 | EGC001012 | P | 58002523 | 58 | EGTL Spares | Mtce | 76 | 76Z | IMPELLER: PUMP 8 IN OD,316 SS | STEAM TURBINE COND. PUMP | Pumps-Other : WITH OUT, RG 076794 1203C, 173-PC-005A, 173-PC-005B, 173-PC-006A, 173-PC-006B, 173-PC-007A, 173-PC-007B (MODEL 3196 STX 1.5 X3-8) EGTL1-GOU-MEC-DD-730404 - PART 101 | EA | 2 | 0 | 0 | NO | 4347.7198 | 674766.11 | ITT CORPORATION | 0725F893M, 0725F894M | 0725F893M, 0725F894M | 00 | 1 | 2BAB |  |  | A725893C; A725894C |  |  |  |  | 2012-01-06
918 | 29200000TL | 03483 | EGC002023 | P | 58002524 | 58 | EGTL Spares | Mtce | 76 | 76Z | SHAFT: PUMP 1.125 IN | ALLOY STL 4140 | Pumps-Other : ASSY W/SLV DESIGN W/CMTR 173-PC-005A, 173-PC-005B,173-PC-006A, 173-PC-006B, 173-PC-007A, 173-PC-007B | EA | 3 | 0 | 0 | NO | 1338.3 | 207771.08 | ITT CORPORATION | R104-435 2238C |  | 22 | 1 | 2BAB |  |  | A725893C, A725894C |  |  |  |  | 2013-07-28
919 | 29200000TL | 03483 | EG1012017 | P | 58002525 | 58 | EGTL Spares | Mtce | 56 | 56Z | NUT: BEARING LOCK N06 | SOLENOID VALVES AND SILECER | *OBS*Fastener-BottWa : 171-PC-051, 171-PC-052 A/B, 171-PC-053 A/B/C, 171-PC-054 A/B, 171-PC-055 A/B, 171-PC-056 A/B | EA | 4 | 0 | 0 | NO | 27.5592 | 4278.5675 | ITT GOULDS | 8601-0006 |  | 01,21,22 | 1 | 2CAC | 2CAC |  | A732582C |  |  |  |  | 2012-01-07
920 | 29200000TL | 03483 | EGC001012 | P | 58002534 | 58 | EGTL Spares | Mtce | 76 | 76Z | END:POWER | STEAM TURBINE COND. PUMP | Pumps-Other : &quot;3196STX POM WS 4140 NC, 173-PC-005A, 173-PC-005B, 173-PC-006A, 173-PC-006B, 173-PC-007A, 173-PC-007B (MODEL 3196 STX 1.5X3-8) EGTL1-GOU-MEC-DD-730404 PART 920B&quot; | EA | 2 | 0 | 0 | NO | 2970.9182 | 461235.0535 | ITT CORPORATION | P1600S0P00Z050 | P1600S0P00Z050 | 00 | 1 | 2BAB |  |  | A725893C, A725894C |  |  |  |  | 2012-01-06
921 | 29300000TL | 03483 | EGC001012 | P | 58002537 | 58 | EGTL Spares | Mtce | 76 | 76Z | IMPELLER: PUMP 13 IN OD,316 SS | STEAM TURBINE COND. PUMP | Pumps-Other : &quot;WITH OUT RG 0100-537 1203C, 130-PC-109A,130-PC-109B, 130-PC-209A, 130-PC-209B COULD BE DUPLICATE OF SYMBOL NUMBER 58002523 EGTL1-GOU-MEC-DD-300504 PART 101&quot; | EA | 1 | 0 | 1 | YES | 3051.6 | 1254602.4168 | ITT CORPORATION | 0725F895M | 0725F895M | 00 | 1 | 2BAB |  |  | A725895C |  |  |  |  | 2019-11-01 |  | 2021-11-08
922 | 29200000TL | 03483 | EGC001012 | P | 58002539 | 58 | EGTL Spares | Mtce | 76 | 76Z | IMPELLER: PUMP 13 IN OD,316 SS | STEAM TURBINE COND. PUMP | Pumps-Other : &quot;CF A743,A744, WITHOUT RG, 090407 23 1203C, 172-PC-016A/B (MODEL 3196 MTX 4X6-13) EGTL1-GOU-MEC-DD-720604- PART 101&quot; | EA | 1 | 0 | 0 | NO | 5250.0427 | 814806.63 | ITT CORPORATION | 0728F493M | 0728F493M | 00 | 1 | 2BAB |  |  | A728493C |  |  |  |  | 2012-01-06
923 | 29200000TL | 03483 | EGC001012 | P | 58002542 | 58 | EGTL Spares | Mtce | 76 | 76Z | SHAFT: PUMP 316 SS | STEAM TURBINE COND. PUMP | Pumps-Other : &quot;RDSN ST GP W/SB, 172-PC-013, 172-PC-013W, 172-PC-014 (MODEL 3171 ST 1X1.5-6) EGTL1-GOU-MEC-DD-720702 PART 122&quot; | EA | 1 | 0 | 0 | NO | 2982.5285 | 462888.43 | ITT CORPORATION | D00617B16 2216P | D00617B16 2216P | 22 | 1 | 2BAB |  |  | 442093C, 442094C |  |  |  |  | 2012-01-06
924 | 29200000TL | 03483 | EG1012017 | P | 58002543 | 58 | EGTL Spares | Mtce | 76 | 76Z | DEFLECTOR:BEARING HOUSING RBR | EPDM, STEAM TURBINE COND. PUMP | Pumps-Other : &quot;ASTM 3CA715A25 B14-C12, 172-PC-013W, 172-PC-014 (MODEL 3171 ST 1X1.5-6) 172-PC-013 EGTL1-GOU-MEC-DD-720902 PART 123&quot; | EA | 2 | 0 | 0 | NO | 7.0218 | 1090.1401 | ITT CORPORATION | A00187B01 5121 | A00187B01 5121 | 01 | 1 | 2BAB |  |  | 442093C, 442094C |  |  |  |  | 2012-01-06
925 | 29200000TL | 03483 | EG1015021 | P | 58002548 | 58 | EGTL Spares | Mtce | 50 | 50Z | BEARING: SLEEVE STEADY,CARBON | STEAM TURBINE COND. PUMP | Bearings & Accessories - All :STDY CARB ST/S GP RDS, 172-PC-013, 172-PC-013W, 172-PC-014 (MODEL 3171 ST 1X1.5-6) | EA | 8 | 0 | 0 | NO | 167.4971 | 25995.55 | ITT CORPORATION | B00266B01 0000 | B00266B01 0000 | 01,21,22 | 1 | 2BAB |  |  | 442093C, 442094C |  |  |  |  | 2012-01-06
926 | 29200000TL | 03483 | EG1020014 | P | 58002551 | 58 | EGTL Spares | Mtce | 50 | 50Z | HOUSING:STEADY BEARING 180MM | DIAMETER,316 SS, PUMP | Bearings & Accessories - All :172-PC-013, 172-PC-013W, 172-PC-014, RDSN | EA | 1 | 0 | 0 | NO | 2254.3065 | 349868.37 | ITT CORPORATION | C00802B01 1203 | C00802B01 1203 | 01 | 1 | 2BAB |  |  | 442093C, 442094C |  |  |  |  | 2012-01-06
927 | 29200000TL | 03483 | EG1012017 | P | 58002555 | 58 | EGTL Spares | Mtce | 50 | 50Z | WASHER: BEARING LOCK W05 | BEARING LOCK KITS | Bearings & Accessories - All :ITT GOULDS VERTICAL PUMP, MODEL NUMBER 3171, PUMP SIZE 3X4/13M, GOULD SERIAL NUMBER 442A/B773 (MODEL 3171 ST 1X1.5-6)(381/361/136/155/333 ETC) | EA | 2 | 1 | 2 | NO | 18.63 | 3660.7736 | ITT CORPORATION | 8910-0005 | 8910-0005 | 01,22 | 1 | 2BAB |  |  | 442093C, 442094C |  |  | MODEL 3171 ST 1X1.5-6) |  | 2012-01-06 | 2015-01-09 | 2015-12-02
928 | 29200000TL | 03483 | EGC009006 | P | 58002562 | 58 | EGTL Spares | Mtce | 54 | 54A | GASKET: SPIRAL WOUND | TOP HEAD PIPE,595 PSI,316 SS | Gaskets : "INNER RING,316 SS OUTER RING,GRAPHITE FILLER,316 SS WINDING,SPIRAL WOUND,1256 X 1124 X 4.5 THK, 120-XF-004A/B TYPE: TOP HEAD MATERIAL: SS/GRA, 120-XF-004A" | EA | 14 | 10 | 15 | NO | 790 | 122634.9917 | FLEXITALLIC | STYLE-R 767X681 | 204648619001 | 01,22 | 1 | 1BBB |  |  | X001311 |  |  | R 767 X 681MM 316/ FG |  | 2012-12-14 | 2014-03-24 | 2014-05-01
929 | 29200000TL | 03483 | EGC045022 | P | 58002564 | 58 | EGTL Spares | Mtce | 54 | 54A | GASKET: SPIRAL WOUND | TOP HEAD PIPE,595 PSI | Gaskets : &quot;316 SS INNER RING,316 SS OUTER RING,GRAPHITE FILLER,316 SS WINDING,SPIRAL WOUND,375 X 298.4 X 4.5,120-XF-006A/B TYPE: TOP HEAD MATERIAL: SS/GRA, 120-XF-006A/B, COALESCER PACKAGE&quot; | PC | 40 | 0 | 0 | NO | 136 | 21111.28 | FACET | X001774 | 204648628001 | 01,22 | 1 | 1BBB |  |  | X001312 |  |  |  |  | 2012-12-14 | 2014-03-12 | 2014-05-14
930 | 29200000TL | 03483 | EGC009006 | P | 58002566 | 58 | EGTL Spares | Mtce | 54 | 54A | GASKET: SPIRAL WOUND, IR/OR | 4 IN, 4.5 THK,600LB RF, 316 SS | TP 316 OUTER RING SIZE: 4IN, 600LB, THICKNESS 4.5 CLASS 600LB. | ST | 6 | 0 | 0 | NO | 107.75 | 33019.9883 | LAMONS/FLEXITALLIC/ |  | 204649067001 | 01,22 | 1 | 1BBB | [7 empty] | 2012-12-14 | 2019-10-19 | 2018-12-06
931 | 29200000TL | 03483 | EGC011027 | P | 58002567 | 58 | EGTL Spares | Mtce | 54 | 54A | GASKET: SPIRAL WOUND | TOP HEAD PIPE,602 PSI,316 SS | Gaskets : TOP HEADER GASKET 316 SS INNER OUTER RING, GRAPHITE FILLER, 316 SS WINDING, SPIRAL WOUND (532 X 480 X 450 X 426 MM X 4.5 THK, MATERIAL SS/GRA. (OLD PN: X001775) | PC | 32 | 0 | 0 | NO | 438.5475 | 86213.1254 | FACET | X001775 | 204649068001 | 01,22 | 1 | 1BBB |  |  | X001313 |  |  |  |  | 2012-12-14 | 2014-03-12 | 2015-03-09
932 | 29200000TL | 03483 | EG1039014 | S | 58002572 | 58 | EGTL Spares | Mtce | 54 | 54A | GASKET: SPIRAL WOUND | TOP HEAD PIPE,270 PSI | Gaskets : 316 SS INNER RING,316 SS OUTER RING,GRAPHITE FILLER,316 SS WINDING,SPIRAL WOUND GASKET,262 OD X 202.7 ID X 4.5 THK, 172-XF-001 TYPE: TOP HEAD MATERIAL: SS/GRA, 172-XF-001. | PC | 6 | 0 | 0 | NO | 616.32 | 121217.8176 | FACET | X001777 | 204649073001 | 01,22 | 1 |  |  |  | X001316 |  |  |  |  | 2012-12-14 | 2013-03-08 | 2015-02-09
933 | 29200000TL | 03483 | EG1028014 | P | 58002574 | 58 | EGTL Spares | Mtce | 54 | 54A | GASKET: SPIRAL WOUND | HANDHOLE - 4 IN PIPE,300LBRF | Gaskets : 316 SS INNER RING,316 SS OUTER RING,GRAPHITE FILLER,316 SS WINDING,SPIRAL WOUND,127 X 149.4 WITHOUT INNER AND OUTER RING, H1 NOZZLE 172-XF-001 TYPE: HANDLE MATERIAL: SS/GRA. | EA | 1 | 0 | 0 | NO | 260.3871 | 46255.0886 | LAMONS | X001826 | 10A3848X012 | 01,22 | 1 | 1BBB |  |  | X001316 |  |  |  |  | 2012-12-14 | 2020-03-21 | 2015-01-20
934 | 29200000TL | 03483 | EG1013009 | P | 58002576 | 58 | EGTL Spares | Mtce | 14 | 14C | COIL:ELECTRICAL PICKOFF SIGNAL | LIQUID AND GAS TURBINES METERS | Flow Measuring Instruments : INTERNAL PART OF TAG# 171-FE-0051 | PC | 3 | 0 | 0 | NO | 376.7595 | 58486.0667 | DANIEL | 899-00-201-00 | 899-00-201-00 | 01,10,22 | 1 | 2AAC |  |  | CP200974-10 |  |  |  |  | 2012-01-06 |  | 2013-09-30
935 | 29200000TL | 03483 | EGC024008 | P | 58002579 | 58 | EGTL Spares | Mtce | 14 | 14C | COIL:ELECTRICAL PICKOFF SIGNAL | LIQUID AND GAS TURBINES METERS | Flow Measuring Instruments : INTERNAL PART OF TAG#175-FE-0001 | PC | 2 | 0 | 0 | NO | 282.1635 | 43791.78 | DANIEL | 504-53-965 | 504-53-965 | 01,10,22 | 1 | 2AAC |  |  | SO-200974-01 |  |  |  |  | 2012-01-07
936 | 29200000TL | 03483 | EG1058012 | P | 58002584 | 58 | EGTL Spares | Mtce | 14 | 14I | THERMOCOUPLE:RETRACTABLE, K, | SUPPORTED STACK WITH FLARE TIP | Temperature and heat measuring instruments : &quot;UNGROUNDED DUAL JUNCTION,16 GAUGE WIRE,240' LG,1/4 IN - SHEATH DIA,310 SS SHEATH,1/2 IN COMPRESSION FITTINGS AT EACH END,DIRECT MOUNT, ASSY, RETRACTABLE 181-RF-101 THERMOSENSORS 42K30--U-2880-4AS/4AS-TT- | AS | 4 | 0 | 0 | NO | 3911.4143 | 1119172.9109 | THERMOSENSORS | 42K30-U-2880 | 42K30-U-2880 | 01,22 | 1 | 1BAB |  |  | DF-061021-301 |  |  | BTZ-US-42C |  | 2012-01-06 | 2019-03-29 | 2016-09-09
937 | 29200000TL | 03483 | EG1051050 | P | 58002593 | 58 | EGTL Spares | Mtce | 56 | 56Z | KIT:SOFTGOODS | TWIN SEAL PLUG VALVES | *OBS*Fastener-Stud B : CONTAINS (4) GASKET,(12) VITON O-RING,(7) TEFLON BACK-UP RING, 30 IN C811, 2 GASKET:30 IN C811, 1 GASKET:30 IN C811, 3 ORING, VITON, 1 RING:BACKUP TEFS, 6 RING:BACKUP TEFS, 1 ORING-VITO | EA | 11 | 0 | 0 | NO | 2088.16 | 324186.84 | CAMERON | 8A-SG 198 |  | 01,22 | 1 | 2AAC | 2AAC |  | 205-060 |  |  |  |  | 2013-03-10
938 | 29200000TL | 03483 | EGC029024 | P | 58002607 | 58 | EGTL Spares | Mtce | 65 | 65A | FILE:SMOOTH,10 IN X 25/64 IN | RND | Tools - Hand / Power :WITH HANDLE 41 TPI ( WORKSHOP TOOL & EQUIP) | EA | 1 | 0 | 0 | NO | 12.1 | 2026.75 | BAHCO GROUP | 1-230-10-3-0 |  | 00 |  | 2CAC | [7 empty] | 2012-01-07 | 2025-02-26 | 2014-10-03 | -1 | 1
939 | 29200000TL | 03483 | EGC013007 | P | 58002663 | 58 | EGTL Spares | Mtce | 54 | 54D | PACKING:PTFE,CHEVRON,6 IN NPS | CRYOGENIC BUTTERFLY VALVES | Packing / Glands / Stuffing Boxes : V06407A/B, V12318B, V22318A, V22318B | EA | 5 | 0 | 0 | NO | 4473.33 | 1366065.5154 | MAPAG | 409374 | 409374 | 01,22 | 1 | 1BBA | 1BBB |  | 464943 |  |  |  |  | 2012-01-07 | 2017-12-26 | 2018-01-27
940 | 29200000TL | 03483 | EG3003089 | P | 58002691 | 58 | EGTL Spares | Mtce | 51 | 51D | CABLE: ELECTRICAL | INSTRUMENTATION BULK MATL | Electric Components - Wire / Cable : KX THERMOCOUPLE EXTENSION,1 PAIR,16 AWG,SOLID THERMOCOUPLE ALLOY CONDUCTOR,7 STR,300V @ 105 DEG C,FLAME RETARDENT PVC,CORRUGATED ALUM ARMOR OVERALL SHIELD FLAME RETARDANT PVC OUTER JACKET COVER,YELLOW, ITC/PLTC, YEL | MT | 1000 | 0 | 0 | NO | 15.39 | 4697.7975 | OKONITE | 584-20-3401 |  | 01,10 | 1 | 3CBC | [7 empty] | 2012-01-07 | 2017-03-17 | 2017-03-31
941 | 29200000TL | 03483 | EG3005FLR | P | 58002692 | 58 | EGTL Spares | Mtce | 51 | 51D | CABLE: ELECTRICAL | INSTRUMENTATION BULK MATL | Electric Components - Wire / Cable : KX THERMOCOUPLE EXTENSION,2 PAIR,16 AWG,SOLID THERMOCOUPLE ALLOY CONDUCTOR,SOL,300V @ 105 DEG C,FLAME RETARDENT PVC,CORRUGATED ALUM ARMOR OVERALL SHIELD FLAME RETARDANT PVC OUTER JACKET COVER,YELLOW, ITC/PLTC, YELL | MT | 724 | 120 | 200 | NO | 14.89 | 2311.67 | OKONITE | 584-20-3402 |  | 01,10 | 1 | 3CBC | [7 empty] | 2012-01-07
942 | 29200000TL | 03483 | EGC031029 | P | 58002717 | 58 | EGTL Spares | Mtce | 11 | 11Z | BOARD:PRINTED CIRCUIT, DIGITAL | OUTPUT RELAY INTERFACE | Computer Hardware - Peripherals : FOR ADV551 COMPOSITE RIB 2 DCS, PDC DCS, (FOR UNIT 10 ASU DCS/ESD) | EA | 4 | 0 | 0 | NO | 686.0976 | 106482.35 | WAGO | 510-219-81 | 510-219-81 | 01,22 | 1 | 2AAC |  |  | C02-401-05 |  |  |  |  | 2012-01-06 | 2025-06-29 |  | -1 | 1
943 | 29200000TL | 03483 | EGC029029 | P | 58002718 | 58 | EGTL Spares | Mtce | 11 | 11Z | BOARD:PRINTED CIRCUIT, DIGITAL | INPUT RELAY INTERFACE | Computer Hardware - Peripherals : FOR ADV151 COMPOSITE RIB 2 DCS, PDC DCS (FOR UNIT 10 ASU DCS/ESD) | EA | 5 | 0 | 0 | NO | 651.7977 | 101159.01 | WAGO | 510-219-80 | 510-219-80 | 01,22 | 1 | 2AAC |  |  | C02-401-05 |  |  |  |  | 2012-01-06
944 | 29200000TL | 03483 | EGC029011 | P | 58002720 | 58 | EGTL Spares | Mtce | 11 | 11Z | BOARD: PRINTED CIRCUIT | ANALOG INPUT/OUTPUT INTERFACE | Computer Hardware - Peripherals : FOR AAI835 COMPOSITE RIB 2 DCS (FOR UNIT 10 ASU DCS/ESD) | EA | 4 | 0 | 0 | NO | 138.2001 | 21448.65 | WAGO | 510-234-63 | 510-234-63 | 01,22 | 1 | 2AAC |  |  | C02-401-05 |  |  |  |  | 2012-01-06
945 | 29200000TL | 03483 | EGC029010 | P | 58002721 | 58 | EGTL Spares | Mtce | 11 | 11Z | BOARD: PRINTED CIRCUIT | SAFETY ANALOG INPUT INTERFACE | Computer Hardware - Peripherals : FOR SAI143 COMPOSITE RIB 2 ESD (FOR UNIT 10 ASU DCS/ESD) | EA | 3 | 0 | 0 | NO | 147.0552 | 22822.97 | PEPPERL-FUCHS | TB-RS-AI16-KS(186102) | TB-RS-AI16-KS(186102) | 01,22 | 1 | 2AAC |  |  | C02-401-05 |  |  |  |  | 2012-01-07
946 | 29200000TL | 03483 | EGC029010 | P | 58002722 | 58 | EGTL Spares | Mtce | 11 | 11Z | BOARD: PRINTED CIRCUIT | SAFETY DIGITAL INPUT INTERFACE | Computer Hardware - Peripherals : FOR SDV144 COMPOSITE RIB 2 ESD (FOR UNIT 10 ASU DCS/ESD) | EA | 2 | 1 | 2 | NO | 450 | 137358 | PEPPERL-FUCHS | TS-RS-DI16-AKB(185847) | TS-RS-DI16-AKB(185847) | 01,22 | 1 | 2AAC |  |  | C02-401-05 |  |  |  |  | 2012-01-07 | 2017-11-29 | 2018-03-12
947 | 29200000TL | 03483 | EGC029012 | P | 58002723 | 58 | EGTL Spares | Mtce | 11 | 11Z | BOARD: PRINTED CIRCUIT | SAFETY DIGITAL OUTPUT | Computer Hardware - Peripherals : INTERFACE, (FOR UNIT 10 ASU DCS/ESD) | EA | 4 | 0 | 0 | NO | 147.0552 | 22822.97 | PEPPERL-FUCHS | TS-RS-DO8-AKB(185849) | TS-RS-DO8-AKB(185849) | 01,22 | 1 | 2AAC |  |  | C02-401-05 |  |  |  |  | 2012-01-07 | 2013-10-18
948 | 29200000TL | 03483 | EGC029011 | P | 58002724 | 58 | EGTL Spares | Mtce | 11 | 11Z | BOARD: PRINTED CIRCUIT | SAFETY ANALOG INPUT INTERFACE | Computer Hardware - Peripherals : FOR SAV144 COMPOSITE RIB 2 ESD (FOR UNIT 10 ASU DCS/ESD) | EA | 3 | 1 | 2 | NO | 245.0921 | 38038.29 | PEPPERL-FUCHS | TB-RS-AI16V-KS-83383 | TB-RS-AI16V-KS(183383) | 01,22 | 1 | 2AAC |  |  | C02-401-05 |  |  |  |  | 2012-01-07
949 | 29200000TL | 03483 | EGC029010 | P | 58002726 | 58 | EGTL Spares | Mtce | 11 | 11Z | CONVERTER:PDC FIO MEDIA | UNIT 10 ASU DCS/ESD | Computer Hardware - Peripherals : &quot;COMPOSITE, RIB 2 DCS, PDC DCS BLACK BOX P/N LE604A, &quot; | EA | 2 | 1 | 2 | NO | 1459.8461 | 226568.11 | BLACK BOX | SGETF1024 | SGETF1024 | 22 | 1 | 2AAC |  |  | C02-401-05 |  |  |  |  | 2012-01-06
950 | 29200000TL | 03483 | EGC028013 | P | 58002727 | 58 | EGTL Spares | Mtce | 76 | 76Z | JET:3/4 IN, CARBON STEEL | EDUCTOR | Pumps-Other : &quot;3/4 IN NPT SUCTION AND DISCHARGE CONNECTION, NPT INLET, SP-75-025, SP-83-039 DESIGN RATING: 200 PSI @ 100 DEG F, 125 PSI @ 400 DEG F INLET SIZE: 1/2 INOUTLET SIZE: 3/4 IN RATING: 110 PSI CASING MATERIAL: C&quot; | EA | 1 | 0 | 0 | NO | 242.1403 | 37580.18 | PENBERTHY | GL 3/4 CS |  | 22 | 1 | 1BBC |  |  | EGTL1-EAD-INS-DD-000001 |  |  |  |  | 2012-01-07
951 | 29300000TL | 03483 | EG1001011 | P | 58002741 | 58 | EGTL Spares | Mtce | 51 | 51E | CONNECTOR: ELECTRICAL TERMINAL | BLOCK,24-12 AWG COND,COPPER | Electric Components - Conduit / Fitting :COMPRESSION,GRAY STL CONNECTOR,CLAMP TERMINATION,PLASTIC INSUL,GREY, MA2.5/5, DIN RAIL, MA2.5/5, DIN RAIL - (JUNCTION BOXES/ANALYSERS) | EA | 50 | 35 | 50 | YES | 3.54 | 1276.17 | (ABB) ENTRELEC | 1SNA115486R0300 |  | 01,22 | 1 | 3BBC |  |  | IOM INDEX |  |  | MA2.5/5 |  | 2019-11-01 |  | 2020-04-08
952 | 29200000TL | 03483 | EG1011002 | P | 58002751 | 58 | EGTL Spares | Mtce | 51 | 51E | POWER SUPPLY:SWITCHMODE 115 | OR 230 VAC INPUT,24 VDC OUTPUT | Electric Components - Conduit / Fitting :24 VDC OUTPUT, 6.5 OUTPUT, 110-CAI-101/201 -(JUNCTION BOXES/ANALYSERS) | EA | 2 | 0 | 0 | NO | 512.2734 | 79520.9468 | WEIDMULLER | 9925340024 | 9925340024 | 01,10,22 | 1 | 3BBC |  |  | IOM INDEX |  |  |  |  | 2012-01-07 | 2020-03-20 | 2014-08-01
953 | 29300000TL | 03483 | EG1024011 | S | 58002764 | 58 | EGTL Spares | Mtce | 54 | 54A | GASKET: FLANGE NON-SPIRAL | 2 IN PIPE,150 LB RF, PTFE | Gaskets : ASME B16.21,60 MM ID,105 MM OD,1.5MM THK, DCAC VESSEL, 110-VC-111/211 | EA | 4 | 2 | 4 | YES | 57.06 | 23459.0778 | ERIKS - NL | 11317035 | 11317035 | 01,22 | 1 | 2BBC |  |  | SIGMA CATALOG |  |  |  |  | 2019-11-01 |  | 2021-09-13
954 | 29200000TL | 03483 | EG1024011 | S | 58002765 | 58 | EGTL Spares | Mtce | 54 | 54A | GASKET: FLANGE NON-SPIRAL | 3 IN PIPE,150 LB RF,PTFE, | Gaskets : ASME B16.21,89 MM ID,137 MM OD,1.5MM THK, DCAC VESSEL, 110-VC-111/211 | EA | 1 | 0 | 0 | NO | 34.743 | 5393.85 | ERIKS - NL | 11317036 | 11317036 | 01,22 | 1 | 2BBC |  |  | SIGMA CATALOG |  |  |  |  | 2012-01-06 | 2017-05-30
955 | 29200000TL | 03483 | EGC019016 | P | 58002770 | 58 | EGTL Spares | Mtce | 54 | 54A | GASKET:CAP,34MM ID,41MM OD X | 0.794MM THK, GARLOCK ST70 | Gaskets : CIRCULAR | EA | 62 | 27 | 62 | NO | 46.3281 | 7192.43 | SAFETY SYSTEMS UK | 012527-507 | 012527-507 | 01 | 1 | 1BBB |  |  | 012527-507 |  |  |  |  | 2012-01-07
956 | 29200000TL | 03483 | EG1023005 | P | 58002779 | 58 | EGTL Spares | Mtce | 66 | 66H | DISC: VALVE SAFETY RELIEF | 6 IN X 8 IN, Q,150 LB,316L SST | Valve-Safety Relief : 1905Q - PSV'S | EA | 2 | 0 | 0 | NO | 6122.3667 | 1053942.775 | DRESSER | 0253227 | 0253227 | 22 | 1 | 1AXX |  |  | EGTL1-DRE-PRO-GA-450005 |  |  |  |  | 2012-01-06 | 2016-08-27 | 2014-06-04
957 | 29200000TL | 03483 | EG1002002 | P | 58002780 | 58 | EGTL Spares | Mtce | 66 | 66F | NOZZLE: VALVE 6 IN X 8 IN | 316L SST, PSV'S | 1905/06/10/12Q, SAFETY RELIEF. | EA | 3 | 0 | 0 | NO | 13361.9633 | 2140932.1323 | DRESSER | 0253312 | 0253312 | 22 | 1 | 1AXX |  |  | EGTL1-DRE-PRO-GA-450005 |  |  |  |  | 2012-01-06 |  | 2014-06-04
958 | 29200000TL | 03483 | EG1023005 | P | 58002781 | 58 | EGTL Spares | Mtce | 66 | 66H | SPINDLE:SAFETY RELIEF VALVE | 2 IN X 3 IN H,416 SS, PSV'S | Valve-Safety Relief : ASSY, 1910H | EA | 3 | 0 | 0 | NO | 2376.8433 | 435673.248 | DRESSER | 0261901 | 0261901 | 22 | 1 | 1AXX |  |  | EGTL1-DRE-PRO-GA-450002 |  |  |  |  | 2012-01-06 |  | 2014-06-04
959 | 29200000TL | 03483 | EG1002002 | P | 58002782 | 58 | EGTL Spares | Mtce | 66 | 66F | NOZZLE: VALVE 2H3, 316L SST | PSV'S | Valve - Parts & Accessories :1910H, SAFETY RELIEF | EA | 3 | 0 | 0 | NO | 6904.9733 | 1090683.7039 | DRESSER | 0262815 | 0262815MC967 | 22 | 1 | 1AXX |  |  | EGTL1-DRE-PRO-GA-450002 |  |  |  |  | 2012-01-06 |  | 2014-06-04
960 | 29200000TL | 03483 | EG1023005 | P | 58002783 | 58 | EGTL Spares | Mtce | 66 | 66H | SPINDLE:SAFETY RELIEF VALVE | 1.5F2, 416 SS, PSV'S | Valve-Safety Relief : ASSY, 1900 F | EA | 2 | 0 | 0 | NO | 189.185 | 31789.3801 | DRESSER | 0270801 | 0270801 | 22 | 1 | 1AXX |  |  | EGTL1-DRE-PRO-GA-450004 |  |  |  |  | 2012-01-06 |  | 2014-11-12
961 | 29200000TL | 03483 | EG1002002 | P | 58002784 | 58 | EGTL Spares | Mtce | 66 | 66H | SPINDLE:SAFETY RELIEF VALVE | 4M6, 416 SS, PSV'S | Valve-Safety Relief : ASSY, 1910 20M | EA | 2 | 0 | 0 | NO | 444.925 | 75293.7344 | DRESSER | 0282301 | 0282301 | 22 | 1 | 1AXX |  |  | EGTL1-DRE-PRO-GA-450003 |  |  |  |  | 2012-01-06 |  | 2014-11-12
962 | 29200000TL | 03483 | EG1002002 | P | 58002785 | 58 | EGTL Spares | Mtce | 66 | 66F | SPINDLE:SAFETY RELIEF VALVE | 6Q8, 416 SS, PSV'S | Valve - Parts & Accessories :ASSY, 1900 Q | EA | 1 | 0 | 0 | NO | 707 | 109761.75 | DRESSER | 0283101 | 0283101 | 22 | 1 | 1AXX |  |  | EGTL1-DRE-PRO-GA-450005 |  |  |  |  | 2012-01-06
963 | 29200000TL | 03483 | EG1023005 | P | 58002786 | 58 | EGTL Spares | Mtce | 66 | 66H | HOLDER:VALVE DISC SAFETY | RELIEF, 2 IN X 3 IN H, 316 SS, | Valve-Safety Relief : PSV'S | EA | 2 | 0 | 0 | NO | 818.425 | 139164.066 | DRESSER | 0509302 | 0509302 | 22 | 1 | 1AXX |  |  | EGTL1-DRE-PRO-GA-450002 |  |  |  |  | 2012-01-06 |  | 2015-01-22
964 | 29200000TL | 03483 | EG1023005 | P | 58002787 | 58 | EGTL Spares | Mtce | 66 | 66H | DISC:VALVE SAFETY RELIEF,4 IN | X 6 IN VALVE,M,150 LB,316 SS | Valve-Safety Relief : 1905M O RING - PSV'S | EA | 2 | 0 | 0 | NO | 1610.285 | 386548.2548 | DRESSER | 0597303MC967 | 0597303MC967 | 22 | 1 | 1AXX |  |  | EGTL1-DRE-PRO-GA-450003 |  |  |  |  | 2012-01-06 | 2015-12-16 | 2015-12-24
965 | 29200000TL | 03483 | EG1023005 | P | 58002788 | 58 | EGTL Spares | Mtce | 54 | 54C | RING: RETAINING O-RING, 4M6 | 316 SS, PSV'S | *OBS*GS&P-O-Rings : 1900M | EA | 1 | 0 | 0 | NO | 360 | 55890 | DRESSER | 0597402 | 0597402 | 01,22 | 1 | 1AXX |  |  | EGTL1-DRE-PRO-GA-450003 |  |  |  |  | 2012-01-06
966 | 29200000TL | 03483 | EG1023005 | P | 58002789 | 58 | EGTL Spares | Mtce | 66 | 66F | RING: RETAINING O-RING, 2J3 | 316 SS, PSV'S | Valve - Parts & Accessories :1905J | EA | 2 | 0 | 0 | NO | 1066.19 | 202190.1224 | DRESSER | 0631402 | 0631402 | 01,22 | 1 | 1AXX |  |  | EGTL1-DRE-PRO-GA-450004 |  |  |  |  | 2012-01-06 |  | 2014-07-09
967 | 29200000TL | 03483 | EG1026012 | P | 58002790 | 58 | EGTL Spares | Mtce | 75 | 75F | ASSEMBLY:ADJUSTABLE RING PIN | 4 IN, 1 IN,316 SS, PSV'S | Material Handling - Lifting Equipment and Accessories : ASSY, SAFETY-RELIEF VALVE, 145-PSV-0006, 145-PSV-0003, EGTL1-DRE-PRO-GA-450003, EGTL1-DRE-PRO-GA-450004 | EA | 8 | 0 | 0 | NO | 189.349 | 29396.4267 | DRESSER | 1076416 | 1076416 | 22 | 1 | 1AXX |  |  | EGTL1-DRE-PRO-GA-450002 |  |  |  |  | 2012-01-06 | 2017-11-21
968 | 29200000TL | 03483 | EGC024029 | P | 58002791 | 58 | EGTL Spares | Mtce | 75 | 75F | PIN:LOCK,4-1/4 IN, 316 SS | PSV'S | Material Handling - Lifting Equipment and Accessories : | EA | 6 | 0 | 0 | NO | 54.3383 | 16586.4364 | DRESSER | 1077710 | 1077710 | 01,22 | 1 | 1AXX |  |  | EGTL1-DRE-PRO-GA-450005 |  |  |  |  | 2012-01-06 | 2017-11-23 | 2017-12-01
969 | 29200000TL | 03483 | EG1023005 | P | 58002793 | 58 | EGTL Spares | Mtce | 66 | 66H | RING: RETAINING SAFETY RELIEF | VALVE, 6 IN, INC X-750, PSV'S | Valve-Safety Relief : | EA | 3 | 0 | 0 | NO | 6 | 1096.46 | DRESSER | 2410803 | 2410803 | 22 | 1 | 1AXX |  |  | EGTL1-DRE-PRO-GA-450005 |  |  |  |  | 2012-01-06 |  | 2015-08-08
970 | 29200000TL | 03483 | EG1023005 | P | 58002795 | 58 | EGTL Spares | Mtce | 87 | 87B | RING: RETAINING SAFETY RELIEF | VALVE, 4 IN, INC X-750, PSV'S | Engines - Parts : | EA | 1 | 0 | 0 | NO | 4 | 621 | DRESSER | 2410805 | 2410805 | 22 | 1 | 1AXX |  |  | EGTL1-DRE-PRO-GA-450003 |  |  |  |  | 2012-01-06
971 | 29200000TL | 03483 | EG1023005 | P | 58002797 | 58 | EGTL Spares | Mtce | 66 | 66H | RING: RETAINING SAFETY RELIEF | VALVE, 4 IN, INC X-750, PSV'S | Valve-Safety Relief : | EA | 3 | 0 | 0 | NO | 8.3667 | 1533.731 | DRESSER | 2410810 | 2410810 | 22 | 1 | 1AXX |  |  | EGTL1-DRE-PRO-GA-450003 |  |  |  |  | 2012-01-06 |  | 2015-08-08
972 | 29200000TL | 03483 | EG1023005 | P | 58002798 | 58 | EGTL Spares | Mtce | 66 | 66H | RING: RETAINING SAFETY RELIEF | VALVE, 6 IN, INC X-750, PSV'S | Valve-Safety Relief : | EA | 2 | 0 | 0 | NO | 16.38 | 2806.1113 | DRESSER | 2410811 | 2410811 | 22 | 1 | 1AXX |  |  | EGTL1-DRE-PRO-GA-450005 |  |  |  |  | 2012-01-06 |  | 2014-11-12
973 | 29200000TL | 03483 | EG1023005 | P | 58002799 | 58 | EGTL Spares | Mtce | 52 | 52A | SCREW:LOCK,NO 8 DIA,3/8 IN LG | 32 UNC-3A,HEX HD,316 SS, PSV'S | *OBS*Fastener-BottWa : | EA | 4 | 0 | 0 | NO | 7 | 1086.75 | DRESSER | 2422002 | 2422002 | 02,21,22 | 1 | 1AXX |  |  | EGTL1-DRE-PRO-GA-450003 |  |  |  |  | 2012-01-06
974 | 29200000TL | 03483 | EG1023005 | P | 58002800 | 58 | EGTL Spares | Mtce | 52 | 52A | SCREW:LOCK,NO 10 DIA,1/2 IN LG | 32 UNF-3A,HEX HD,316 SS, PSV'S | *OBS*Fastener-BottWa : | EA | 3 | 0 | 0 | NO | 17 | 2639.25 | DRESSER | 2422005 | 2422005 | 02,21,22 | 1 | 1AXX |  |  | EGTL1-DRE-PRO-GA-450004 |  |  |  |  | 2012-01-06
975 | 29200000TL | 03483 | EG1023005 | P | 58002803 | 58 | EGTL Spares | Mtce | 54 | 54A | GASKET:SAFETY RELIEF VALVE | SOFT IRON,CIRCULAR | Gaskets : 1.516 IN X 1.016 IN X 0.062 , PSV'S | EA | 3 | 0 | 0 | NO | 16 | 2484 | DRESSER | 3590102 |  | 01 | 1 |  |  |  | EGTL1-DRE-PRO-GA-450002 |  |  |  |  | 2013-03-09
976 | 29200000TL | 03483 | EGC046002 | P | 58002805 | 58 | EGTL Spares | Mtce | 54 | 54A | GASKET:SAFETY RELIEF VALVE | SOFT IRON,CIRCULAR | Gaskets : 31/32 IN X 23/32 IN X 0.031, 145-PSV-0010, 145-PSV-0006, 145-PSV-0003 / EGTL1-DRE-PRO-GA-450003, EGTL1-DRE-PRO-GA-450005, PSV'S | EA | 34 | 0 | 0 | NO | 3.1257 | 485.2613 | DRESSER | 3602505 |  | 01 | 1 |  |  |  | EGTL1-DRE-PRO-GA-450002 |  |  |  |  | 2013-01-17 | 2017-11-21
977 | 29200000TL | 03483 | EGC046005 | P | 58002806 | 58 | EGTL Spares | Mtce | 54 | 54A | GASKET:SAFETY RELIEF VALVE | SOFT IRON,CIRCULAR | Gaskets : 1-5/16 IN X 1-1/32 IN X 0.031, 145-PSV-0001BITEM IS THE SAME AS 58100915 | EA | 25 | 0 | 0 | NO | 4 | 621 | DRESSER | 3610103 | 75B0334X012 | 01 | 1 | 1AXX |  |  | EGTL1-DRE-PRO-GA-450001 |  |  |  |  | 2013-03-09
978 | 29200000TL | 03483 | EGC046004 | P | 58002807 | 58 | EGTL Spares | Mtce | 54 | 54A | GASKET:SAFETY RELIEF VALVE | SOFT IRON,CIRCULAR | Gaskets : 2-1/4 IN X 1-25/32 IN X 0.031, PSV'S | EA | 9 | 0 | 0 | NO | 4 | 621 | DRESSER | 3620106 | 75B1078X012 | 01 | 1 |  |  |  | EGTL1-DRE-PRO-GA-450002 |  |  |  |  | 2013-03-09
979 | 29200000TL | 03483 | EGC046003 | P | 58002808 | 58 | EGTL Spares | Mtce | 54 | 54A | GASKET:SAFETY RELIEF VALVE | SOFT IRON,CIRCULAR | Gaskets : 2-7/8 IN X 2-9/32 IN X 0.031 IN,PSV'S | EA | 3 | 0 | 0 | NO | 6 | 931.5 | DRESSER | 3620108 | 75B1122X072 | 01 | 1 | 1AXX |  |  | EGTL1-DRE-PRO-GA-450004 |  |  |  |  | 2013-03-09
980 | 29200000TL | 03483 | EGC046003 | P | 58002809 | 58 | EGTL Spares | Mtce | 54 | 54A | GASKET:SAFETY RELIEF VALVE | SOFT IRON,CIRCULAR | Gaskets : 4-1/16 IN X 3-17/32 IN X 0.031 IN,PSV'S | EA | 7 | 0 | 0 | NO | 6 | 931.5 | DRESSER | 3640101 |  | 01 | 1 | 1AXX |  |  | EGTL1-DRE-PRO-GA-450005 |  |  |  |  | 2013-03-09 | 2017-11-21
981 | 29200000TL | 03483 | EGC046003 | P | 58002810 | 58 | EGTL Spares | Mtce | 54 | 54A | GASKET:SAFETY RELIEF VALVE | SOFT IRON,CIRCULAR | Gaskets : 4-3/32 IN X 3-1/2 IN X 0.031 IN,PSV'S REPLACED WITH SYMBOL NUMBER 58100967 | EA | 9 | 0 | 0 | NO | 4 | 621 | DRESSER | 3640103 | 416821-3G | 01 | 1 |  | 1BBB |  | EGTL1-DRE-PRO-GA-450002 |  |  |  |  | 2013-03-09
982 | 29200000TL | 03483 | EGC010028 | P | 58002812 | 58 | EGTL Spares | Mtce | 54 | 54A | GASKET:SAFETY RELIEF VALVE | SOFT IRON,CIRCULAR | Gaskets : 6-31/32 IN X 6-3/8 IN X 0.031 IN,PSV'S | EA | 5 | 0 | 0 | NO | 41 | 6365.25 | DRESSER | 3650112 |  | 01 | 1 | 1AXX |  |  | EGTL1-DRE-PRO-GA-450003 |  |  |  |  | 2013-03-09
983 | 29200000TL | 03483 | EGC032001 | P | 58002813 | 58 | EGTL Spares | Mtce | 54 | 54A | GASKET:SAFETY RELIEF VALVE | SOFT IRON,CIRCULAR | Gaskets : 11-7/32 IN X 10-5/8 IN X 0.031 IN,PSV'S | EA | 7 | 0 | 0 | NO | 47 | 7296.75 | DRESSER | 3670104 |  | 01 | 1 | 1AXX |  |  | EGTL1-DRE-PRO-GA-450005 |  |  |  |  | 2013-03-09
984 | 29200000TL | 03483 | EG1038003 | P | 58002835 | 58 | EGTL Spares | Mtce | 66 | 66F | DISC:VALVE GLOBE, DN25, 50 BAR | 725 PSI, BRONZE | Valve - Parts & Accessories : | EA | 64 | 0 | 0 | NO | 13.2502 | 2057.1 | HEROSE | 28203.0250.7000 | 28203.0250.7000 | 01,22 | 1 | 2BBB |  |  | HEROSE CATALOGUE 2006 |  |  |  |  | 2012-01-07
985 | 29200000TL | 03483 | EG1038006 | S | 58002843 | 58 | EGTL Spares | Mtce | 66 | 66F | DISC:VALVE GLOBE, DN15, 50 BAR | 725 PSI, BRONZE | Valve - Parts & Accessories : | EA | 67 | 0 | 0 | NO | 8.7696 | 1361.48 | HEROSE | 28203.0150.7000 | 28203.0150.7000 | 01,22 | 1 | 2BBB |  |  | HEROSE CATALOGUE 2006 |  |  |  |  | 2012-01-07
986 | 29200000TL | 03483 | EGC002003 | P | 58002867 | 58 | EGTL Spares | Mtce | 14 | 14Z | TRANSMITTER:PRESSURE -1000 TO | 1000 IN H20 INPUT , 4-20 MA DC | Instruments - Other & Parts : OUTPUT, 9-30V DC SUPPLY, 1/4 IN -18 NPT, VARIOUS (TEMPERATURE TRANSMITTERS) | EA | 2 | 0 | 0 | NO | 899.2 | 139600.8 | ROSEMOUNT | 3051CD3A02A2AH2L4P2 | 3051CD3A02A2AH2L4P2Q8 | 05,22 | 1 | 2CAA | [7 empty] | 2012-01-07
987 | 29300000TL | 03483 | EG1060015 | P | 58002871 | 58 | EGTL Spares | Mtce | 14 | 14Z | TRANSMITTER: PRESSURE 55.2 TO | -1.01 BAR INPUT,4-20 MA DC | Instruments - Other & Parts : OUTPUT, 9-30V DC SUPPLY, 1/2 IN -14 NPT FEMALE, COMPLETE GAGE (TEMPERATURE TRANSMITTERS) ITEM QA Code 01A, 02 & 07. | EA | 1 | 0 | 1 | YES | 1304.33 | 470215.2205 | ROSEMOUNT | 3051TG3A2B22AP2Q4 | 3051TG3A2B22AP2Q4Q8 | 05 & 22 | 1 | 2CAA |  |  | DRAWING 2/R0 |  |  |  |  | 2019-11-13 |  | 2019-07-13
988 | 29200000TL | 03483 | EGC021009 | P | 58002878 | 58 | EGTL Spares | Mtce | 51 | 51Z | CONNECTOR: ELECTRICAL TERMINAL | CLAMP,8 AWG COND,COPPER SCREW | Electric-Other : COPPER CONNECTOR, POLIAMMIDE TERMINATION, IEC 6/3 KV INSUL, BEIGE, EGTL1-FLY-MEC-DD-770008, 177-PC-002B, 177-PC-003A/B, (SUBMERSIBLE GRINDER PUMP) | EA | 15 | 0 | 0 | NO | 11.9804 | 1859.95 | ITT WATER & WASTEWATER | 0855300 A | 0855300 A | 01,22 | 1 | 2CBC | [7 empty] | 2012-01-06
989 | 29200000TL | 03483 | EGC021008 | P | 58002879 | 58 | EGTL Spares | Mtce | 51 | 51Z | CONNECTOR: ELECTRICAL TERMINAL | CLAMP,10 AWG COND,COPPER SCREW | Electric-Other : COPPER CONNECTOR, POLIAMMIDE TERMINATION, IEC 6/3 KV INSUL, BEIGE, EGTL1-FLY-MEC-DD-770008, 177-PC-002B, 177-PC-003A/B, (SUBMERSIBLE GRINDER PUMP) | EA | 15 | 0 | 0 | NO | 10.0038 | 1553.9 | ITT WATER & WASTEWATER | 0855300 B | 0855300 B | 01,22 | 1 | 2CBC | [7 empty] | 2012-01-06
990 | 29200000TL | 03483 | EGC021030 | P | 58002881 | 58 | EGTL Spares | Mtce | 51 | 51Z | BAR:GROUND 500 MM X 30 MM X | 4 MM, COPPER | Electric-Other : EGTL1-FLY-MEC-DD-770008, 177-PC-002A/B, 177-PC-003A/B, (SUBMERSIBLE GRINDER PUMP) | EA | 2 | 0 | 0 | NO | 9.5843 | 1487.96 | ITT WATER & WASTEWATER | 0855300 D | 0855300 D | 01,22 | 1 | 2CBC | [7 empty] | 2012-01-06
991 | 29200000TL | 03483 | EG1003008 | P | 58002883 | 58 | EGTL Spares | Mtce | 14 | 14B | CONTROL: PHOTOELECTRIC 120VAC | OBSTRUCTION LIGHTING | Programmable Logic Controllers : LOCKING TYPE ,PHOTOELECTRIC CONTROL SCAN, 35 FT-CANDLES TURN-ON; 58 FT-CANDLES TURN-OFF RANGE | EA | 3 | 0 | 0 | NO | 91.2492 | 14166.8096 | DIALIGHT CORPORATION | 18001-007 |  | 01,10,22 | 1 |  |  |  | EGTL1-DIA-ELE-DS-100001 |  |  |  |  | 2013-04-27 | 2015-12-03
992 | 29200000TL | 03483 | EG1025006 | P | 58002888 | 58 | EGTL Spares | Mtce | 54 | 54A | GASKET:222 MM X 168 MM X 3 MM | LOX TANK | Gaskets : PERMANITE SIGMA 511, FLAT - ROUND, | EA | 2 | 0 | 0 | NO | 68.9984 | 10712 | FLEXITALLIC | 892-01B-J | 892-01B-J | 01,22 | 1 | 1BBC |  |  | AP1547-01B |  |  |  |  | 2012-01-06
993 | 29200000TL | 03483 | EG1025006 | P | 58002889 | 58 | EGTL Spares | Mtce | 66 | 66H | GASKET SET:SAFETY VALVE,6 IN | TEFLON, 4 PIECE, LOX TANK | Valve-Safety Relief : DRILLED 32 HOLES Ø18 ON Ø1080, PERMANITE SIGMA 511 | ST | 4 | 0 | 0 | NO | 2692 | 417933 | TYCO | 892-02-PSV0603 | 892-02-PSV0603 | 01,22 | 1 | 1BBC |  |  | 892-02 |  |  |  |  | 2012-01-06
994 | 29200000TL | 03483 | EG1025009 | P | 58002890 | 58 | EGTL Spares | Mtce | 54 | 54A | GASKET SET:SAFETY VALVE,6 IN | TEFLON, 4 PIECE, LOX TANK | Gaskets : 9390 06 ALTA | ST | 4 | 0 | 0 | NO | 528.9984 | 82127 | TYCO | 892-02-PSV0603 | 892-02-PSV0602 | 01,22 | 1 | 1BBC |  |  | 892-02 |  |  |  |  | 2012-01-06
995 | 29200000TL | 03483 | EG1025006 | P | 58002892 | 58 | EGTL Spares | Mtce | 54 | 54A | GASKET:279MM X 168MM X 3MM | LOX TANK | Gaskets : PERMANITE SIGMA 511, RND FLAT, DRILLED 8 HOLES Ø22 ON Ø241.3 | EA | 2 | 0 | 0 | NO | 140.9984 | 21890 | FLEXITALLIC | 892-A.A1.J1 | 892-A.A1.J1 | 01,22 | 1 | 1BBC |  |  | APCRYO.02-A |  |  |  |  | 2012-01-06
996 | 29200000TL | 03483 | EG1025006 | P | 58002893 | 58 | EGTL Spares | Mtce | 54 | 54A | GASKET:343 MM X 219 MM X 3 MM | LOX TANK | Gaskets : PERMANITE SIGMA 511,FLAT - ROUND, DRILLED 8 HOLES Ø22 ON Ø298.4 | EA | 2 | 0 | 0 | NO | 203.0016 | 31516 | FLEXITALLIC | 892-A.A1.J4 | 892-A.A1.J4 | 01,22 | 1 | 1BBC |  |  | APCRYO.02-A |  |  |  |  | 2012-01-06
997 | 29200000TL | 03483 | EG1025014 | P | 58002895 | 58 | EGTL Spares | Mtce | 54 | 54A | GASKET:279MM X 168MM X 3MM | LOX TANK | Gaskets : PERMANITE SIGMA 511,FLAT - ROUND, DRILLED 8 HOLES Ø22 ON Ø241.3 | EA | 2 | 0 | 0 | NO | 140.9984 | 21890 | FLEXITALLIC | 892-A.A2.J1 | 892-A.A2.J1 | 01,22 | 1 | 1BBC |  |  | APCRYO.02-A |  |  |  |  | 2012-01-06
998 | 29200000TL | 03483 | EG1025006 | P | 58002896 | 58 | EGTL Spares | Mtce | 54 | 54A | GASKET:222MM X 168MM X 3MM | LOX TANK | Gaskets : PERMANITE SIGMA 511,FLAT - ROUND | EA | 2 | 0 | 0 | NO | 68.9984 | 10712 | FLEXITALLIC | 892-A.A2.J | 892-A.A2.J | 01,22 | 1 | 1BBC |  |  | APCRYO.02-A |  |  |  |  | 2012-01-06
999 | 29200000TL | 03483 | EG1025006 | P | 58002898 | 58 | EGTL Spares | Mtce | 54 | 54A | GASKET:279MM X 220 MM X 3MM | LOX TANK | Gaskets : PERMANITE SIGMA 511,FLAT - ROUND, | EA | 2 | 0 | 0 | NO | 100.9984 | 15680 | FLEXITALLIC | 892-C.J2 | 892-C.J2 | 01,22 | 1 | 1BBC |  |  | APCRYO.05-C |  |  |  |  | 2012-01-06
1000 | 29200000TL | 03483 | EG1025006 | P | 58002899 | 58 | EGTL Spares | Mtce | 54 | 54A | GASKET:1140MM X 1016MM X 3MM | LOX TANK | Gaskets : PERMANITE SIGMA 511,FLAT - ROUND, DRILLED 32 HOLES Ø18 ON Ø1080 | EA | 2 | 0 | 0 | NO | 928 | 144072 | FLEXITALLIC | 892-MR-M1.J | 892-MR-M1.J | 01,22 | 1 | 1BBC |  |  | APCRYO-MR |  |  |  |  | 2012-01-06
1001 | 29200000TL | 03483 | EG1025006 | P | 58002900 | 58 | EGTL Spares | Mtce | 54 | 54A | GASKET:1140MM X 1016MM X 3MM | LOX TANK | Gaskets : PERMANITE SIGMA 511,FLAT - ROUND, DRILLED 32 HOLES Ø18 ON Ø1080 | EA | 2 | 0 | 0 | NO | 928 | 144072 | FLEXITALLIC | 892-MR-M2.J | 892-MR-M2.J | 01,22 | 1 | 1BBC |  |  | APCRYO-MR |  |  |  |  | 2012-01-06
1002 | 29200000TL | 03483 | EG1025006 | P | 58002901 | 58 | EGTL Spares | Mtce | 54 | 54A | GASKET:1140MM X 1016MM X 3MM | LOX TANK | Gaskets : PERMANITE SIGMA 511,FLAT - ROUND, DRILLED 32 HOLES Ø18 ON Ø1080 | EA | 2 | 0 | 0 | NO | 928 | 144072 | FLEXITALLIC | 892-MS-M.J | 892-MS-M.J | 01,22 | 1 | 1BBC |  |  | APCRYO-MS |  |  |  |  | 2012-01-06
1003 | 29200000TL | 03483 | EG1025006 | P | 58002902 | 58 | EGTL Spares | Mtce | 54 | 54A | GASKET:882MM X 850MM X 3MM | LOX TANK | Gaskets : PERMANITE SIGMA 511,FLAT - ROUND | EA | 2 | 0 | 0 | NO | 451.0016 | 70018 | FLEXITALLIC | 892-N.J | 892-N.J | 01,22 | 1 | 1BBC |  |  | APCRYO-N |  |  |  |  | 2012-01-06
1004 | 29200000TL | 03483 | EG1049002 | P | 58002903 | 58 | EGTL Spares | Mtce | 54 | 54A | GASKET:660MM X 508MM X 3MM | LOX TANK | Gaskets : PERMANITE SIGMA,FLAT - ROUND, DRILLED 16 HOLES Ø19 ON Ø597 | EA | 1 | 0 | 0 | NO | 545.5008 | 122444 | FLEXITALLIC | 892-P.J | 892-P.J | 01,22 | 1 | 1BBC |  |  | APCRYO-P |  |  |  |  | 2012-01-06 | 2020-03-16 | 2019-02-12
1005 | 29200000TL | 03483 | EG1025006 | P | 58002904 | 58 | EGTL Spares | Mtce | 54 | 54A | GASKET:280MM X 168MM X 3MM | LOX TANK | Gaskets : PERMANITE SIGMA 511,FLAT - ROUND, DRILLED 8 HOLES Ø22 ON Ø241.3 | EA | 2 | 0 | 0 | NO | 100.9984 | 15680 | FLEXITALLIC | 892-PF.P2.J | 892-PF.P2.J | 01,22 | 1 | 1BBC |  |  | APCRYO-PF |  |  |  |  | 2012-01-06
1006 | 29200000TL | 03483 | EG1025006 | P | 58002905 | 58 | EGTL Spares | Mtce | 54 | 54A | GASKET:280MM X 168MM X 3MM | LOX TANK | Gaskets : PERMANITE SIGMA 511,FLAT - ROUND, DRILLED 8 HOLES Ø22 ON Ø241.3 | EA | 2 | 0 | 0 | NO | 100.9984 | 15680 | FLEXITALLIC | 892-PF.P3.J | 892-PF.P3.J | 01,22 | 1 | 1BBC |  |  | APCRYO-PF |  |  |  |  | 2012-01-06
1007 | 29200000TL | 03483 | EG1025006 | P | 58002906 | 58 | EGTL Spares | Mtce | 54 | 54A | GASKET:280MM X 168MM X 3MM | LOX TANK | Gaskets : PERMANITE SIGMA 511,FLAT - ROUND | EA | 2 | 0 | 0 | NO | 100.9984 | 15680 | FLEXITALLIC | 892-PF.P4.J | 892-PF.P4.J | 01,22 | 1 | 1BBC |  |  | APCRYO-PF |  |  |  |  | 2012-01-06
1008 | 29200000TL | 03483 | EG1025006 | P | 58002907 | 58 | EGTL Spares | Mtce | 54 | 54A | GASKET:280MM X 16 MM X 3MM | LOX TANK | Gaskets : PERMANITE SIGMA,FLAT - ROUND, DRILLED 8 HOLES Ø22 ON Ø241.3 | EA | 2 | 0 | 0 | NO | 100.9984 | 15680 | FLEXITALLIC | 892-Q.J | 892-Q.J | 01,22 | 1 | 1BBC |  |  | APCRYO-Q |  |  |  |  | 2012-01-06
1009 | 29200000TL | 03483 | EG1026009 | P | 58002912 | 58 | EGTL Spares | Mtce | 54 | 54A | GASKET SET:EMERGENCY VENT | 20 IN,TEFLON,2 PIECE, LOX TANK | Gaskets : 4210A-20-SGK, 4210A-20-21200F | ST | 2 | 0 | 0 | NO | 904.9984 | 140501 | TYCO | 892-02-PSE0605 | 892-02-PSE0605 | 01,22 | 1 | 1BBC |  |  | 892-02 |  |  |  |  | 2012-01-07
1010 | 29200000TL | 03483 | EG1025006 | P | 58002914 | 58 | EGTL Spares | Mtce | 54 | 54A | GASKET SET:SAFETY VALVE,6 IN | TEFLON,2 PIECE, LOX TANK | Gaskets : | ST | 2 | 0 | 0 | NO | 694.0032 | 107744 | TYCO | 892-02-PSV0606 | 892-02-PSV0606 | 01,22 | 1 | 1BBC |  |  | 892-02 |  |  |  |  | 2012-01-06
1011 | 29300000TL | 03483 | EG1001005 | P | 58003049 | 58 | EGTL Spares | Mtce | 54 | 54A | GASKET:40 SWING VALVE,1-1/2 IN | 316 SS PTFE,SPIRAL WOUND | Gaskets : WASNCH080SWCA01, V22038, (MANUAL VALVES) comes in pack of 25 | EA | 25 | 0 | 1 | YES | 73.628 | 27945.4966 | CHERO | CV14972-04-38 | CV14972-04-38 | 01,22 | 1 | 2BBC | 2BBB |  | RS552-7T/SW |  |  |  |  | 2019-12-21 |  | 2020-09-08
1012 | 29200000TL | 03483 | EG1011012 | P | 58003052 | 58 | EGTL Spares | Mtce | 66 | 66F | COIL: ELECTRICAL CLOSE,24VDC | 1.4W, CONTROL SYSTEM | Valve - Parts & Accessories :REPLACEMENT, COMPOSITE, RCS, 2oo2D solinoid system, (323406 IS A SOLENOID VALVE) WE ARE QUOTING REPLACEMENT COIL 238714-902-D | EA | 6 | 0 | 0 | NO | 235.9199 | 40223.64 | ASCO JOUCOMATIC | 238714-902-D |  | 01,10,22 | 1 | 1BAB |  |  | 323400 |  |  |  |  | 2012-01-07 | 2025-05-21 | 2015-01-16 | -2 | 2
1013 | 29200000TL | 03483 | EG1011012 | P | 58003053 | 58 | EGTL Spares | Mtce | 14 | 14Z | SWITCH:PRESSURE NON-ADJUSTABLE | 125V/AC 1A,1/4 IN FNPT ,BOTTOM | Instruments - Other & Parts : 3-150 PSI RANGE,SPDT,316 SS ENCLOSURE, COMPOSITE, 110-P-0617, 110-P-1121, 110-P-1122, 110-P-1272, 110-P-1370, 110-P-1380, 110-P-1390, 110-P-1715, 110-P-2121, 110-P-2122, 1 (CONTROL SYSTEM) | EA | 4 | 0 | 0 | NO | 904.3586 | 207361.45 | ASCO | 323400 | 323400 | 01,10,22 | 1 | 1BAB |  |  | 323400 |  |  |  |  | 2012-01-07 | 2025-05-21 |  | -3 | 3
1014 | 29200000TL | 03483 | EG1052024 | P | 58003067 | 58 | EGTL Spares | Mtce | 54 | 54A | GASKET: RING JOINT | :5 IN PIPE,900 LB,API R41 | Gaskets : 317L/F304 SS,ASME SA182M,OCTAGONAL, NOZZLES N7/12, REACTORS | PC | 3 | 1 | 2 | NO | 184.0119 | 28567.84 | ATB | 003-19 |  | 01,22 | 1 |  |  |  | 200000522-D-003/4 |  |  |  |  | 2013-08-16 | 2014-02-28
1015 | 29200000TL | 03483 | EG1054010 | P | 58003074 | 58 | EGTL Spares | Mtce | 56 | 56Z | STUD BOLT:NOZZLE | 1-1/4 IN DIA,230MM LG | *OBS*Fastener-Stud B : 8 UN,230MM THD LG,CS,SA193,GR B16, N7-N12, REACTORS | PC | 4 | 0 | 0 | NO | 5.6976 | 884.5 | ATB | 003-16 | KE01AA01BB25069 | 02,21,22 | 1 |  | 2BAB |  | 200000522-D-003 |  |  |  |  | 2013-03-16 | 2019-10-14
1016 | 29200000TL | 03483 | EG1054010 | P | 58003076 | 58 | EGTL Spares | Mtce | 56 | 56Z | WASHER: FLAT 1-1/4 IN NOM,37MM | ID, 60MM MAX OD,HARDENED CS | *OBS*Fastener-BottWa : NOZZLE N7-N12 (FOR REACTORS) | PC | 18 | 0 | 0 | NO | 1.1788 | 183 | ATB | 003-18 |  | 01,22 | 1 | [8 empty] | 2013-03-16
1017 | 29200000TL | 03483 | EG1054010 | P | 58003077 | 58 | EGTL Spares | Mtce | 56 | 56Z | STUD:NOZZLE,1-1/8IN DIA,220MM | LG,8 UN,CS,ASME SA193M,GR B16 | *OBS*Fastener-Stud B : BOLTS, NOZZLE N2 (FOR REACTORS) | PC | 7 | 4 | 6 | NO | 4.5188 | 701.5 | ATB | 004-05 |  | 02,21,22 | 1 |  | 2BAB | [6 empty] | 2013-03-16
1018 | 29200000TL | 03483 | EG1054010 | P | 58003079 | 58 | EGTL Spares | Mtce | 56 | 56Z | WASHER: FLAT | 1-1/8 IN NOM,32MM ID | *OBS*Fastener-BottWa : 57MM OD,4MM THK,CS,ASTM F436,GR A, PLAIN, NOZZLE N2. | PC | 18 | 100 | 200 | NO | 1.1788 | 183 | ATB | 004-07 | WO053904-A,19A | 01,22 | 1 |  |  |  | 200000522-D-004 |  |  |  |  | 2013-03-16
1019 | 29300000TL | 03483 | EG1054010 | P | 58003080 | 58 | EGTL Spares | Mtce | 56 | 56Z | STUD BOLT:NOZZLE | 3 IN DIA,660MM LG,8 UN | *OBS*Fastener-Stud B : 640MM THD LG,CS,SA193,GR B16, M4, REACTORS | EA | 7 | 4 | 7 | YES | 225.8 | 81400.9 | ATB | 103-10 | WO053904-13,1-7 | 02,21,22 | 1 |  | 2BAB |  | 200000522-D-103 |  |  |  |  | 2019-12-23 |  | 2020-02-14
1020 | 29200000TL | 03483 | EG1050003 | P | 58003086 | 58 | EGTL Spares | Mtce | 54 | 54A | GASKET: SPIRAL WOUND 24 IN PIP | 300 LB,304 SS INNER RING,CS | Gaskets : OUTER RING,GRAPHITE FILLER,304 SS WINDING,4.5 THK, ASME300 LB RF, (TOWER) | EA | 31 | 25 | 50 | NO | 169.1237 | 28058.5696 | CARTEC SEALING | T0062 BG001 |  | 01,22 | 1 | 1BBB | [7 empty] | 2012-12-12 | 2025-01-01 | 2015-09-05 |  |  | -2 | 1
1021 | 29200000TL | 03483 | EG1049001 | P | 58003087 | 58 | EGTL Spares | Mtce | 54 | 54A | GASKET: RING JOINT | 24 IN PIPE,600 LB,API R77 | Gaskets : &quot;SOFT IRON,OCTAGONAL,ASME, (EGTL1-SCC-VES-DD-500535) T0062-150VD007-D-04 (EGTL1-SCC-VES-DD-500536), TOWER&quot; | EA | 36 | 12 | 24 | NO | 1001.6 | 180534.4 | CARTEC SEALING | T0062 BG001 | 431-816-114 | 01,22 | 1 | 1BBB |  |  | T0062-150VD007-D-03 |  |  |  |  | 2013-03-09 |  | 2015-02-17
1022 | 29200000TL | 03483 | EGC009010 | P | 58003088 | 58 | EGTL Spares | Mtce | 56 | 56Z | STUD BOLT: ALL-THREAD | 1-7/8 IN DIA,430MM LG | *OBS*Fastener-Stud B : &quot;8 UN, SA193,GR B7, 2N U, SA194-2H, EGTL1-SCC-VES-DD-500536, 150-VD-007 TYPE: TOWER&quot; | ST | 6 | 3 | 6 | NO | 208 | 32292 | HWA-SUNG BOLT CO. | T0062 BB003 | 132-228 | 02,21,22 | 1 | 1BBB | 1BBB |  | T0062-150VD007-D-04 |  |  |  |  | 2013-03-09
1023 | 29200000TL | 03483 | EG1057009 | P | 58003111 | 58 | EGTL Spares | Mtce | 51 | 51F | FUSE:POWER | 70A,4800V,80 KA ASYM | Electric Components - Circuit Protection:50 KA SYM IR,CLIP,15.76 IN L X 3 IN DIA, 171-XP-001A/B/C, SUBMERGED PUMPS | EA | 16 | 5 | 10 | NO | 1222.872 | 189880.494 | SCHLUMBERGER | AC20100 |  | 01,22 | 1 | 2CAC |  |  | EGTL1-SLB-ELE-BD-710010 |  |  |  |  | 2012-09-06 | 2013-02-23 | 2013-06-10
1024 | 29200000TL | 03483 | EGC007010 | P | 58003115 | 58 | EGTL Spares | Mtce | 51 | 51C | TRANSFORMER: INSTRUMENT | 1540-5080:120V RATIO | Electric Components - Motor / Generator :1540-5080V PRIMARY,120V SECONDARY,INDOOR,POTENTIAL, NOT A CT, CONTROL, CPT, 1KVA, 171-XP-001A/B/C, (SUBMERGED PUMP) | EA | 2 | 0 | 0 | NO | 1879.8 | 292102.12 | SCHLUMBERGER | AC32106 | AC32106 | 01,10,22 | 1 | 2CAC |  |  | EGTL1-SLB-ELE-BD-710010 |  |  |  |  | 2012-01-06
1025 | 29200000TL | 03483 | EG1058013 | P | 58003117 | 58 | EGTL Spares | Mtce | 51 | 51C | TRANSFORMER: INSTRUMENT | 5400-1800:120V RATIO | Electric Components - Motor / Generator :5400-1800:120V RATIO,120VAC,INDOOR, POTENTIAL, NOT A CT, 5400/MULTI-TAP, ACA 32054, 171-XP-001A/B/C, (SUBMERGED PUMP) | EA | 3 | 0 | 0 | NO | 991.33 | 153884.1559 | SCHLUMBERGER | 2003957 | 2003957 | 01,10,22 | 1 | 2CAC |  |  | EGTL1-SLB-ELE-BD-710010 |  |  |  |  | 2012-01-06 | 2014-08-03 | 2014-09-13
1026 | 29200000TL | 03483 | EGC020015 | P | 58003118 | 58 | EGTL Spares | Mtce | 75 | 75F | CONNECTOR: ELECTRICAL STUD | MECHANICAL,1/4 IN STUD DIA | *OBS*Matl Hand-Parts : 90 DEG,14 STR-2/0 STR COND,LUG,ALUM, 171-PX-001A/B/C, (SUBMERGED PUMP) | EA | 3 | 0 | 0 | NO | 31.6 | 4910.32 | SCHLUMBERGER | AC14386 | AC14386 | 01,22 | 1 | 2CAC | 2CAC |  | EGTL1-SLB-ELE-BD-710010 |  |  |  |  | 2012-01-06
1027 | 29200000TL | 03483 | EGC020016 | P | 58003119 | 58 | EGTL Spares | Mtce | 75 | 75F | CONNECTOR: ELECTRICAL STUD | MECHANICAL,3/8 IN STUD DIA | *OBS*Matl Hand-Parts : 350 MCM-6 AWG COND,LUG,ALUM, 171-XP-001A/B/, (SUBMERGED PUMP) | EA | 3 | 1 | 3 | NO | 30.98 | 4813.98 | SCHLUMBERGER | AC14424 | AC14424 | 01,22 | 1 | 2CAC | 2CAC |  | EGTL1-SLB-ELE-BD-710010 |  |  |  |  | 2012-01-06
1028 | 29200000TL | 03483 | EGC008018 | P | 58003127 | 58 | EGTL Spares | Mtce | 54 | 54A | GASKET: PTFE, 1.5M X | 2M X 1.5MM THK SHEET | Gaskets : KLINGER TOPGRAPH 2000S/WIRE, (TITLE OF BOM 000006A, REV. 1) | SH | 30 | 0 | 0 | NO | 255.9636 | 39747.2787 | KLINGER |  | 1.5 M X 2.0 M | 01 | 1 | 2CAC | [7 empty] | 2012-01-07 | 2025-08-22 | 2013-06-13 | -2 | 2
1029 | 29200000TL | 03483 | EGC035031 | P | 58003234 | 58 | EGTL Spares | Mtce | 57 | 57A | CLAMP: HOSE/TUBING BAND,3/4 IN | TO 1-1/4 IN,1/2 IN WD,316 SS | Hoses & Parts :EXTRA STRENGTH, LOW PROFILE, HOSE CLAMP (JANITOR, PAINTBUSHES, HARDWARE) | EA | 12 | 0 | 0 | NO | 17.9303 | 3383.535 |  |  | 5423K53 | 01 |  | 2CAC | [7 empty] | 2012-01-07 | 2018-11-03 | 2015-02-20
1030 | 29200000TL | 03483 | EGC044011 | P | 58003311 | 58 | EGTL Spares | Mtce | 54 | 54D | MATERIAL:O-RING,BUNA-N | 10 MM (0.394 IN) WD | *OBS*GS&P-O-Rings : METRIC, CORD STOCK, (O RING & O RING CORD BM-00006) | FT | 40 | 0 | 0 | NO | 1.49 | 231.34 |  |  | 9679K28 | 01 |  | 2CAC | 2CAC | [6 empty] | 2012-01-07
1031 | 29200000TL | 03483 | EGC044010 | P | 58003312 | 58 | EGTL Spares | Mtce | 54 | 54A | MATERIAL:O-RING,BUNA-N,3 MM WD | O RING & O RING CORD BM-00006 | Gaskets : METRIC, CORD STOCK | EA | 6 | 0 | 0 | NO | 13.5 | 2674.35 |  |  | 9679K14 | 01 |  | 2CAC | [7 empty] | 2012-01-07 | 2014-12-11 | 2015-01-14
1032 | 29200000TL | 03483 | EGC044010 | P | 58003315 | 58 | EGTL Spares | Mtce | 54 | 54D | MATERIAL:O-RING,BUNA-N,6 MM WD | O RING & O RING CORD BM-00006 | *OBS*GS&P-O-Rings : METRIC, CORD STOCK | FT | 30 | 7 | 12 | NO | 0.58 | 90.05 |  |  | 9679K21 | 01 |  | 2CAC | 2CAC | [6 empty] | 2012-01-07 | 2016-04-12
1033 | 29200000TL | 03483 | EG1024007 | P | 58003355 | 58 | EGTL Spares | Mtce | 66 | 66C | KIT: SPARES | FOR CONTROL VALVE | Valve-Butterfly : CONTAINS SEAT, SHAFT SEAL, BODY SEAL,INSERT SPRING, COMPRISING ITEMS (5) SEAT, (8) SHAFT SEAL, (40) BODY SEAL, (77) INSERT SPRING, VARIOUS (FOR VALVE CONTROLLER ND9103HN K CE07 A3) | EA | 7 | 0 | 0 | NO | 2210.5429 | 434538.2331 | METSO AUTOMATION | RKW 488ASC | RKW 488AS | 01,22 | 1 | 1BAB |  |  | IMO 309 |  |  |  |  | 2012-01-06 | 2014-05-21 | 2014-10-10
1034 | 29200000TL | 03483 | EGC033033 | P | 58003401 | 58 | EGTL Spares | Mtce | 54 | 54A | GASKET:BODY | 2 IN,SS,ROUND | Gaskets : SOLENOID VALVES | EA | 3 | 0 | 0 | NO | 214.6733 | 4969.28 | EVERLASTING | G106092A |  | 01,22 | 1 | 2CAB |  |  | CD837688-1 R3 |  |  |  |  | 2012-12-14
1035 | 29200000TL | 03483 | EGC017029 | P | 58003422 | 58 | EGTL Spares | Mtce | 54 | 54A | GASKET:VALVE,48 MM X 38 MM | GRAPHITE, ROUND | Gaskets : FORGED GATE, GLOBE & CHECK | EA | 105 | 0 | 0 | NO | 20.0043 | 3105.3973 | OMB | 30084838 |  | 01,22 | 1 | 2CCB |  |  | DDP MATRIX |  |  |  |  | 2012-01-07 | 2015-09-09
1036 | 29200000TL | 03483 | EGC017029 | P | 58003423 | 58 | EGTL Spares | Mtce | 54 | 54D | PACKING:VALVE,GRAPHITE, RND,T4 | FORGED GATE, GLOBE & CHECK | Packing / Glands / Stuffing Boxes : | EA | 32 | 0 | 0 | NO | 20.0013 | 3105 | OMB | 30094000 |  | 01,22 | 1 | 2CCB |  |  | DDP MATRIX |  |  |  |  | 2012-01-07
1037 | 29200000TL | 03483 | EGC017029 | P | 58003424 | 58 | EGTL Spares | Mtce | 54 | 54A | GASKET:VALVE,66 MM X 54 MM | GRAPHITE,ROUND | Gaskets : OLD PART NUMBER: 30086654 NEW PART NUMBER: GUAR.SPIR.66x54x3,5 316+GRAFITE OMB VALVE CODE: 05A0060010059 MATERIAL DESCRIPTION: VALVE: GASKET:VALVE,66 MM X 54 MMGRAPHITE,ROUNDFORGED GATE, GLOBE & CHECK FORGED GATE, GLOBE & CHECK. | EA | 20 | 0 | 0 | NO | 68.4585 | 13103.0238 | OMB | GUAR.SPIR.66X54X3,5 316+G |  | 01,22 | 1 | 2CCB |  |  | DDP MATRIX |  |  | STYLE R / SPW |  | 2012-01-07 | 2014-12-24 | 2015-01-07
1038 | 29200000TL | 03483 | EGC017029 | P | 58003425 | 58 | EGTL Spares | Mtce | 54 | 54D | PACKING:VALVE,GRAPHITE,RND,T6 | FORGED GATE, GLOBE & CHECK | Packing / Glands / Stuffing Boxes : | EA | 24 | 0 | 0 | NO | 24.0015 | 3726 | OMB | 30096000 |  | 01,22 | 1 | 2CCB |  |  | DDP MATRIX |  |  |  |  | 2012-01-07
1039 | 29200000TL | 03483 | EGC004024 | P | 58003431 | 58 | EGTL Spares | Mtce | 51 | 51C | CONTACTOR:AMPGARD VACUUM LINE | PLASTIC/METAL (POWELL, ZP1N0AE |  | EA | 1 | 0 | 0 | NO | 4227.2723 | 656284.02 | CUTLER HAMMER (EATON) | ZP1NOAE |  | 01,10 | 1 |  | 1CCC | [6 empty] | 2013-12-15
1040 | 29200000TL | 03483 | EGC021029 | P | 58003444 | 58 | EGTL Spares | Mtce | 51 | 51Z | FUSE:TIME DELAY,230A,5KV,50KA | IR,CLIP ON,PLASTIC,3 IN DIA X | Electric-Other : 15.91 IN LG, CLS-12R, C-H, SIZE D, SYM INT, (PDC BUILDING & CONTENTS) | EA | 10 | 0 | 0 | NO | 212.0819 | 32942.68 | POWELL | 5ACLS-12R | 5ACLS-12R | 01,22 | 1 | 2CAC |  |  | 1095202000.MTL |  |  |  |  | 2012-01-07
1041 | 29200000TL | 03483 | EG1057006 | P | 58003445 | 58 | EGTL Spares | Mtce | 51 | 51Z | RELAY:MULTILINE MOTOR MGT | 40-265VAC,50-300VDC,6NO-6NC | Electric-Other : 4 FORM C CONTACT, SPDT, 110V/125VDC COIL, SCREW TERMINAL, SURFACE PANEL MOUNT, PLASTIC/METAL ENCLOSURE, 12 RTD INPUTS, OPTION H-HARSH COATING, (PDC BUILDING & CONTENTS) | EA | 2 | 0 | 0 | NO | 7065.7283 | 1097519.57 | POWELL | 369HIRM0E | 369HIRM0E | 01,10,22 | 1 | 2CAC |  |  | 1095202000.MTL |  |  |  |  | 2012-01-07 | 2019-09-18
1042 | 292000TLDE | 03483 | EGC003024 | P | 58003453 | 58 | EGTL Spares | Mtce | 51 | 51F | BREAKER:CIRCUIT, AUXILIARY | 480V,3 POLE,4KA,65KAIC | Electric Components - Circuit Protection:WPS-40, 4000AF EO/DO, NON-AUTO, NO TRIP UNIT.CLOSE & TRIP, 5-NO & 5-NC, (PDC BUILDING & CONTENTS) | EA | 1 | 0 | 0 | NO | 0 | 0 | POWELL | WS1MXXXQEXBXXXX | WS1MXXXQEXBXXXX | 01,10,22 | 1 | 2CAC |  |  | 1095205000.MTL |  |  |  |  | 2025-10-20 |  |  | 1 | 1
1043 | 29200000TL | 03483 | EGC030002 | P | 58003456 | 58 | EGTL Spares | Mtce | 51 | 51Z | SWITCH:AUXILIARY,6P,600VAC | 125/250VDC,30A,1PH,50/60HZ | Electric-Other : 4NO-3NC,BRACKET MOUNT, 7 STAGE, PLASTIC/METAL, (PDC BUILDING & CONTENTS) | EA | 1 | 0 | 0 | NO | 958.3701 | 148863.62 | POWELL | WPAUXLF7STG | WPAUXLF7STG | 01,10,22 | 1 | 2CAC |  |  | 1095205000.MTL |  |  |  |  | 2012-01-07
1044 | 29200000TL | 03483 | EG1060011 | P | 58003463 | 58 | EGTL Spares | Mtce | 51 | 51Z | RELAY:DIRECTIONAL OVERPOWER | 10A 600V CONT,115V/60HZ | Electric-Other : 115V/60HZ,3NO-3NC,UNIVERSAL CONTACT,DPDT,110V/125VDC COIL,SCREW TERMINAL,PANEL MOUNT,PLASTIC/METAL ENCLOSURE (PDC BUILDING & CONTENTS) | EA | 1 | 0 | 0 | NO | 3137.2114 | 487303.04 | POWELL | BE1-32RE2EE1PA0N5F | BE1-32RE2EE1PA0N5F | 01,10,22 | 1 | 2CAC |  |  | 1095205000.MTL |  |  |  |  | 2012-01-07
1045 | 29200000TL | 03483 | EGC030002 | P | 58003466 | 58 | EGTL Spares | Mtce | 51 | 51Z | ARRESTER: ELECTRICAL, POLYMER | DISTRIBUTION, 5.1 KV | Electric-Other : SURGE, 5.1KV MCOV, STUD MOUNTED, (PDC BUILDING & CONTENTS) | EA | 3 | 0 | 0 | NO | 85.0328 | 13208.15 | POWELL | 9L23FXX006XHS | 9L23FXX006XHS | 01,10,22 | 1 | 2CAC |  |  | 1095205000.MTL |  |  |  |  | 2012-01-07
1046 | 29200000TL | 03483 | EGC030002 | P | 58003483 | 58 | EGTL Spares | Mtce | 51 | 51C | TRANSFORMER:INSTRUMENT,CURRENT | 4000:5A RATIO, 600V CLASS | Electric Components - Motor / Generator :INDOOR, ITI, MODEL 562 RECTANGULAR, 5-SW3-2, (PDC BUILDING & CONTENTS) | EA | 1 | 0 | 0 | NO | 167.0645 | 25950.13 | POWELL | 562-402 | 562-402 | 01,10,22 | 1 | 2CAC |  |  | 1095205000.MTL |  |  |  |  | 2012-01-07
1047 | 29200000TL | 03483 | EGC030002 | P | 58003484 | 58 | EGTL Spares | Mtce | 51 | 51C | TRANSFORMER:INSTRUMENT,CURRENT | 2000:5A RATIO, 600V CLASS | Electric Components - Motor / Generator :INDOOR, MODEL NO 562, 5-SW3-E1, 5-SW3-2, (PDC BUILDING & CONTENTS) | EA | 1 | 0 | 0 | NO | 167.0645 | 25950.13 | POWELL | 562-202 | 562-202 | 01,10,22 | 1 | 2CAC |  |  | 1095205000.MTL |  |  |  |  | 2012-01-07
1048 | 29200000TL | 03483 | EGC021018 | P | 58003486 | 58 | EGTL Spares | Mtce | 14 | 14C | METER:MULTILINE POWER | DIGITAL READOUT,PANEL MOUNT | Flow Measuring Instruments : 70/265VAC,90-300VDC RANGE, QUALITY, WITH CONTROL OPTION, 5-SW3-2, (PDC BUILDING & CONTENTS) | EA | 1 | 0 | 0 | NO | 2169.8378 | 337040.91 | POWELL | PQMII-C | PQMII-C | 22 | 1 | 2CAC |  |  | 1095205000.MTL |  |  |  |  | 2012-01-07
1049 | 29200000TL | 03483 | EG1060005 | P | 58003491 | 58 | EGTL Spares | Mtce | 51 | 51Z | TRANSFORMER:MEDIUM VOLTAGE | INDOOR VOLTAGE, 0.75KVA | Electric-Other : &quot;4200V, 120V, 60HZ, 1PH, WITH 2 PRIMARY FUSES ITI 750VA @ 30 DEG. C AMB., 500VA @ 55 DEG. C AMB.CROSS REF DWG: EGTL1-POW-ELE-BM-006001,EGTL1-POW-ELE-BM-006087 EGTL1-POW-ELE-BM-006132&quot; | EA | 3 | 0 | 0 | NO | 2362.5865 | 366726.1033 | ITI | PTW3-2-60-422FF | PTW3-2-60-422FF | 01,10,22 | 1 | 3CAC |  |  | SEE ITEM NOTE |  |  |  |  | 2012-01-06 |  | 2013-12-04
1050 | 29200000TL | 03483 | EG1057002 | P | 58003494 | 58 | EGTL Spares | Mtce | 51 | 51C | RELAY:DIGITAL FEEDER,10A | 4NO-3NC,4 FORM C CONTACT | Electric Components - Motor / Generator :DPDT,110/120VAC COIL,SCREW TERMINAL, SURFACE PANEL MOUNT, PLASTIC/METAL ENCLOSURE, GE 3 PHASE+GROUNG, ANSI CURVES, 5A PHASE CT, 5A GROUND CT | EA | 2 | 0 | 0 | NO | 1638.6327 | 254528.82 | POWELL | MIFIIPA55E00HI00 | MIFIIPA55E00HI00 | 01,10,22 | 1 | 2CAC |  |  | 1095205000.MTL |  |  |  |  | 2012-01-07
1051 | 29200000TL | 03483 | EGC021013 | P | 58003507 | 58 | EGTL Spares | Mtce | 51 | 51E | SOCKET: ELECTRICAL RELAY | PIN,120V AC,6 KWW,14 CONTACT | Electric Components - Conduit / Fitting :SCREW- PANEL MOUNT. STRUTHERS DUNN PART NO S-D 10952-05/07 | EA | 1 | 0 | 0 | NO | 23.0089 | 3573.97 | POWELL | 33377 | 33377 | 01,10,22 | 1 | 2CAC |  |  | 1095205000.MTL |  |  |  |  | 2012-01-07
1052 | 29200000TL | 03483 | EGC012019 | P | 58003510 | 58 | EGTL Spares | Mtce | 51 | 51E | SOCKET ELECTRICAL RELAY | PIN 240 VAC 15 A 3.6 KWW | Electric Components - Conduit / Fitting :&quot;11 CONTACT,SCREW - PANEL MOUNT, P&B TYPE KU, 11 PIN SAME AS MAGNECRAFT 70-463-1, USE 27E893 DIN RAIL MTG, PLASTIC/METAL 10952-07.&quot; | EA | 1 | 0 | 0 | NO | 12.0046 | 1864.68 | POWELL | 27E893 | 27E893 | 01,10,22 | 1 | 2CAC |  |  | 1095207000.MTL |  |  |  |  | 2012-01-07
1053 | 29200000TL | 03483 | EGC030002 | P | 58003537 | 58 | EGTL Spares | Mtce | 51 | 51C | TRANSFORMER:INSTRUMENT CURRENT | 400:5A RATIO,120/208V,INDOOR | Electric Components - Motor / Generator :5.36 IN HT X 4.54 IN WD X 2.19 IN DP, 50-400HZ, 3.12 IN DIA WINDOW MODEL 197, 5-MCC3-1B, 5-MCC3-2A, 5-MCC3-2B | EA | 1 | 0 | 0 | NO | 295 | 90093 | POWELL | 197-401 | 197-401 | 01,10,22 | 1 | 2CAC |  |  | 1095208000.MTL |  |  |  |  | 2012-01-07 | 2016-09-05 | 2017-02-22
1054 | 29200000TL | 03483 | EGC007FLR | P | 58003552 | 58 | EGTL Spares | Mtce | 51 | 51Z | PANEL: CONTROL MCC | 1200A, FREEDOM SERIES 2100 | Electric-Other : | EA | 1 | 0 | 0 | NO | 8603.322 | 1336354 | POWELL | 104364-02-01-1 | 104364-02-01-1 | 22 | 1 | 2CAC | [7 empty] | 2012-01-07
1055 | 29200000TL | 03483 | EGC030002 | P | 58003555 | 58 | EGTL Spares | Mtce | 51 | 51C | RELAY:AUX HINGED ARMATURE DPDT | 125VDC,2NO-2NC,SURFACE MOUNT | Electric Components - Motor / Generator :&quot;SURFACE MOUNT, STANDARD PICKUP, FRONT CONNECTED, WITH SOLID COVER 10952-26&quot; | EA | 1 | 0 | 0 | NO | 183.0707 | 28436.37 | POWELL | 12HGA11J52 | 12HGA11J52 | 01,10,22 | 1 | 2CAC |  |  | 1095226000.MTL |  |  |  |  | 2012-01-07
1056 | 29200000TL | 03483 | EG1015003 | P | 58003560 | 58 | EGTL Spares | Mtce | 51 | 51C | COIL: ELECTRICAL | CLOSE,125VDC | Electric Components - Motor / Generator :ASSY, WITH ANTI-PUMP RELAY | EA | 1 | 0 | 0 | NO | 791.06 | 241232.8322 | POWELL | 77026G03 | 77026G03 | 01,10,22 | 1 | 2CAC |  |  | 1095227000.MTL |  |  |  |  | 2012-01-07 | 2016-08-29 | 2016-10-07
1057 | 29200000TL | 03483 | EGC021001 | P | 58003561 | 58 | EGTL Spares | Mtce | 51 | 51Z | COIL: ELECTRICAL | SHUNT TRIP,125VDC | Electric-Other : ASSY, METAL, ASSY, METAL | EA | 1 | 0 | 0 | NO | 306.1182 | 47549.34 | POWELL | 77027G02 | 77027G02 | 01,10,22 | 1 | 2CAC |  |  | 1095227000.MTL |  |  |  |  | 2012-01-07
1058 | 29200000TL | 03483 | EGC042023 | P | 58003562 | 58 | EGTL Spares | Mtce | 51 | 51C | ASSEMBLY:MOTOR CHARGING | 125V, ASSY | Electric Components - Motor / Generator : | EA | 2 | 0 | 0 | NO | 684.6168 | 106286.76 | POWELL | 77318G02 |  | 01,22 |  | 2CAC | 1BBB |  | 1095227000.MTL |  |  |  |  | 2013-03-10 | 2017-08-03
1059 | 29200000TL | 03483 | EGC004010 | P | 58003568 | 58 | EGTL Spares | Mtce | 51 | 51Z | ASSEMBLY:VACUUM INTERRUPTER | METAL/PLASTIC | Electric-Other : &quot;VI ASSY 5KV 36KA 1200/2000A WL35914A 10952-27&quot; | EA | 1 | 0 | 0 | NO | 3251.2554 | 505017.5 | POWELL | 77014G01 | 77014G01 | 01,22 | 1 | 2CAC |  |  | 1095227000.MTL |  |  |  |  | 2012-01-07
1060 | 29200000TL | 03483 | EGC004010 | P | 58003570 | 58 | EGTL Spares | Mtce | 51 | 51Z | DEVICE:REMOTE RACKING | 5-15KV, 120 VAC | Electric-Other : &quot;STD POWL-V AC OPEN DOOR ELECTRIC RA, METAL 10952-27, STD POWL-V AC OPEN DOOR ELECTRIC RA, METAL 10952-27&quot; | EA | 1 | 0 | 0 | NO | 3296.2728 | 512010.05 | POWELL | 51897G27 | 51897G27 | 01,10,22 | 1 | 2CAC |  |  | 1095227000.MTL |  |  |  |  | 2012-01-07
1061 | 29200000TL | 03483 | EG1004017 | P | 58003584 | 58 | EGTL Spares | Mtce | 65 | 65A | PLIERS:END CUTTING | 160 MM LG, DIA-1,6MM | Tools - Hand / Power :OEM GEDORE, END NIPPER POWERCODE-1699806 PART NUMBER-SB 8367-160 TL, LENGTH 160, L2-6.9 W2-27 T1-23.5 DIA-1,6MM FOR ELECTRIC CABLE TOOLS BM-00006 OEM PART NUMBER 1699806 REPLACED WITH 6749150 | EA | 2 | 0 | 0 | NO | 70.385 | 19257.2713 | GEDORE | 6749150 |  | 01,10,22 | 1 | 2CAC | [5 empty] | 8367/63-65HRC |  | 2012-01-07 | 2017-02-03 | 2017-02-23
1062 | 29200000TL | 03483 | EGC032024 | P | 58003612 | 58 | EGTL Spares | Mtce | 51 | 51B | LIGHT: FLUORESCENT | CONTROL CABINET,120V,14W | Electric Components - Lighting : (1) STRAIGHT LAMP(S),18 IN LG,PREHEAT BALLAST,CEILING MOUNT,PRISMATIC ACRYLIC REFRACTOR, FIXTURE, 105-CC-001B, 130-CC-101, 130-CC-201 | PC | 1 | 0 | 0 | NO | 549.0374 | 85232.5654 | RITTAL | 9968111 |  | 01,10 | 1 | 2CAC |  |  | 724-30072 / 724-30074 |  |  |  |  | 2012-01-06
1063 | 29200000TL | 03483 | EGC044030 | P | 58003617 | 58 | EGTL Spares | Mtce | 53 | 53A | INSERT: THREADED, SET | COARSE THREAD | Fittings - Pipe - Carbon Steel :1/4 IN-20 X 3/8 IN,5/16 IN-18 X 15/32 IN,3/8 IN-16 X 9/16 IN,7/16 IN-14 X 21/32 IN,1/2 IN-13 X 3/4 IN,AND 5/8 IN-11 X 15/16 IN LG,18-8 SS,54 PIECE, INCLUDES INSERT SIZES: 1/4 IN-20 X 3/8 IN, 5/16 IN | EA | 2 | 0 | 0 | NO | 391.54 | 60790.5 |  |  | 90285A121 | 01,22 | 1 | 3CBC | [7 empty] | 2012-01-07
1064 | 29200000TL | 03483 | EGC044004 | P | 58003618 | 58 | EGTL Spares | Mtce | 53 | 53A | INSERT: THREADED, SET | FINE THREAD | Fittings - Pipe - Carbon Steel :18-8 SS,60 PIECE, INCLUDES INSERT SIZES: 10-32 X .285 IN, 1/4 IN-28 X 3/8 IN, 5/16 IN-24 X 15/32 IN, 3/8 IN-24 X 9/16 IN, 7/16 IN-20 X 21/32 IN, AND 1/2 IN-20 X 3/4 IN, INCLUDES INSERT SIZES: 10-32 X | EA | 2 | 0 | 0 | NO | 375.4 | 58284.6 |  |  | 90285A124 | 01,22 | 1 | 3CBC | [7 empty] | 2012-01-07
1065 | 29200000TL | 03483 | EGC037012 | P | 58003620 | 58 | EGTL Spares | Mtce | 56 | 56Z | SCREW: SOCKET HD, SET | CUP POINT,ALLOY STL,2100 PIECE | *OBS*Fastener-BottWa : 300 EACH 4-40 X 1/8 IN, 3/16 IN, 1/4 IN;6-32 X 1/8 IN, 3/16 IN, 1/4 IN;500 EACH 8-32 X 1/8 IN, 3/16 IN, 1/4 IN, 3/8 IN, 1/2 IN;400 EACH 10-32 X 3/16 IN, 1/4 IN, 3/8 IN, 1/2 IN; | EA | 2 | 0 | 0 | NO | 240.66 | 37364.87 |  |  | 92065A524 | 02,21,22 | 1 | 3CBC | 3CBC | [6 empty] | 2012-01-07
1066 | 29200000TL | 03483 | EGC044031 | P | 58003621 | 58 | EGTL Spares | Mtce | 56 | 56Z | SCREW: CAP, SOCKET HD | ALLOY STL, 260 PIECE | *OBS*Fastener-BottWa : COURSE THD | EA | 1 | 0 | 0 | NO | 110.87 | 17213.68 |  |  | 92947A226 | 02,21,22 | 1 | 3CBC | 3CBC | [6 empty] | 2012-01-07 | 2017-01-30
1067 | 29200000TL | 03483 | EGC037010 | P | 58003624 | 58 | EGTL Spares | Mtce | 56 | 56Z | BOLT: U, 4 IN PIPE NOM | 1/2 IN DIA,13 UNC | *OBS*Fastener-BottWa : 4-9/16 IN INSIDE WD,6-3/4 IN INSIDE LG,3 IN THD LG,ZINC PLTD STL,EXTENDED LG, FOR 4-9/16 IN OD, EXTENDED LG, FOR 4-9/16 IN OD | EA | 34 | 0 | 0 | NO | 3.88 | 602.41 |  |  | 8875T77 | 02 | 1 | 3CBC | 3CBC | [6 empty] | 2012-01-07 | 2018-03-09
1068 | 29200000TL | 03483 | EGC044024 | P | 58003630 | 58 | EGTL Spares | Mtce | 56 | 56Z | SCREW: SET, CUP POINT | ALLOY, 1100 PIECE, METRIC | *OBS*Fastener-BottWa : 12 SZS IN A COMPARTMENTED PLASTIC BOX | EA | 1 | 0 | 0 | NO | 87.12 | 13526.25 |  |  | 92560A222 | 02,21,22 | 1 | 3CBC | 3CBC | [6 empty] | 2012-01-07 | 2013-09-06
1069 | 29200000TL | 03483 | EGC044006 | P | 58003632 | 58 | EGTL Spares | Mtce | 56 | 56Z | FASTENER:MAINTENACE ASSORTMENT | STEEL | *OBS*Fastener-BottWa : 11-1/4 IN HT X 15-1/4 IN WD X 11-3/4 IN DP | EA | 2 | 0 | 0 | NO | 544.5 | 84539.07 |  |  | 91284A214 | 00 | 1 | 3CBC | 3CBC | [6 empty] | 2012-01-07
1070 | 29200000TL | 03483 | EGC037005 | P | 58003633 | 58 | EGTL Spares | Mtce | 56 | 56Z | SCREW: CAP, SOCKET HD, ST | STEEL, 880 PIECE | *OBS*Fastener-BottWa : &quot;METRIC, CLASS 12.9 , 20 SCREW SIZES&quot; | EA | 2 | 0 | 0 | NO | 117.37 | 18222.87 |  |  | 92275A520 | 02,21,22 | 1 | 3CBC | 3CBC | [6 empty] | 2012-01-07 | 2017-01-30
1071 | 29200000TL | 03483 | EGC037003 | P | 58003636 | 58 | EGTL Spares | Mtce | 56 | 56Z | SCREW: MACHINE, SLOTTED | FLAT,PAN HD,ZINC PLATED STEEL | *OBS*Fastener-BottWa : &quot;2080 PIECE, METRIC 24 SIZE&quot; | EA | 2 | 0 | 0 | NO | 179.91 | 27932.83 |  |  | 98522A441 | 02,21,22 | 1 | 3CBC | 3CBC | [6 empty] | 2012-01-07
1072 | 29200000TL | 03483 | EGC037009 | P | 58003637 | 58 | EGTL Spares | Mtce | 56 | 56Z | WASHER: FLAT | ZINC PLATED STEEL | *OBS*Fastener-BottWa : &quot;200 EACH: NO. 8, NO. 10, 1/4 IN. 100 EACH: 5/16 IN, 3/8 IN. 50 EACH:1/2 IN., 200 EACH: NO. 8, NO. 10, 1/4 IN. 100 EACH: 5/16 IN, 3/8 IN. 50 EACH:1/2 IN.&quot; | EA | 3 | 0 | 0 | NO | 52.6 | 8166.68 |  |  | 91535A130 | 01 | 1 | 3CBC | 3CBC | [6 empty] | 2012-01-07
1073 | 29200000TL | 03483 | EGC037005 | P | 58003638 | 58 | EGTL Spares | Mtce | 56 | 56Z | BOLT: U, 1/2 IN PIPE NOM | 5/16 IN DIA,18 UNC | Fasteners / Hardware : 1 IN INSIDE WD,2-3/16 IN INSIDE LG,1-3/8 IN THD LG,ZINC PLTD STL | PK | 4 | 0 | 0 | NO | 7.99 | 1240.53 |  |  | 3043T22 | 02 | 1 | 3CBC | [7 empty] | 2012-01-07 | 2014-11-12 | 2015-07-04
1074 | 29200000TL | 03483 | EGC044032 | P | 58003639 | 58 | EGTL Spares | Mtce | 56 | 56Z | WASHER: FLAT METRIC | 1350 PC, ZINC PLATED | *OBS*Fastener-BottWa : INCLUDES 200 EACH: NO. 4, NO. 6, NO. 8, NO. 10, 1/4 IN; 100 EACH: 5/16 IN, 3/8 IN; 50 EACH: 7/16 IN,1/2 IN; 20 EACH: 5/8 IN, 3/4 IN; 10 EACH: 1 IN. | EA | 3 | 0 | 0 | NO | 73.93 | 11478.37 |  |  | 91765A112 | 01 | 1 | 3CBC | 3CBC | [6 empty] | 2012-01-07
1075 | 29200000TL | 03483 | EGC037010 | P | 58003640 | 58 | EGTL Spares | Mtce | 56 | 56Z | SCREW:MACHINE, PAN PHILLIPS HD | ZINC PLATED, 1000 PIECE | *OBS*Fastener-BottWa : 12 SIZES, | EA | 3 | 0 | 0 | NO | 66.02 | 10250.27 |  |  | 93145A114 | 02,21,22 | 1 | 3CBC | 3CBC | [6 empty] | 2012-01-07
1076 | 29200000TL | 03483 | EGC037009 | P | 58003641 | 58 | EGTL Spares | Mtce | 56 | 56Z | SCREW:MACHINE, PAN PHILLIPS HD | ZINC PLATED, 1170 PIECE | *OBS*Fastener-BottWa : 18 SIZES | EA | 2 | 0 | 0 | NO | 92.04 | 14290.13 |  |  | 93145A116 | 02,21,22 | 1 | 3CBC | 3CBC | [6 empty] | 2012-01-07 | 2014-09-04
1077 | 29200000TL | 03483 | EGC044016 | P | 58003642 | 58 | EGTL Spares | Mtce | 56 | 56Z | SCREW:MACHINE, | ZINC PLTD STL,700 PIECE | *OBS*Fastener-BottWa : &quot;NUT ASSORTMENT 2-56 ,4-40 ,6-32 ,8-32 ,10-24 ,10-32 ,1/4 IN-20&quot; | EA | 2 | 0 | 0 | NO | 46.45 | 7211.83 |  |  | 90740A107 | 02,21,22 | 1 | 3CBC | 3CBC | [6 empty] | 2012-01-07
1078 | 29200000TL | 03483 | EG1007018 | P | 58003657 | 58 | EGTL Spares | Mtce | 54 | 54A | GASKET:PRESSURE SEAL | GRAPHITE,ROUND | Gaskets : &quot;110-FV-1375/2375 ,EGTL1-CCI-MEC-GA-100006 PART 11&quot; | EA | 1 | 1 | 3 | NO | 729.3319 | 113220.9728 | CCI | 14465074 | 14465074 | 01,22 | 1 | 1AXX |  |  | S089340 |  |  |  |  | 2012-01-06 | 2025-08-16 | 2014-03-06 | -2 | 1
1079 | 29200000TL | 03483 | EG1022010 | P | 58003689 | 58 | EGTL Spares | Mtce | 54 | 54A | GASKET: BODY | 11.93 IN O/D X 11.18 IN I/D | Gaskets : X 0.125 IN THICK, 316 SS/STELLITE, CIRCULAR | EA | 2 | 0 | 0 | NO | 257.3782 | 39957.96 | SEVERN GLOCON | 1134/120-0000-8036 | 1134/120-0000-8036 | 01,22 | 1 | 1BAB |  |  | SD-5000G(U) |  |  |  |  | 2012-01-06
1080 | 29200000TL | 03483 | EG1023013 | P | 58003690 | 58 | EGTL Spares | Mtce | 54 | 54D | GASKET: BODY | 10.4 IN O/D X 9.6 IN I/D | Packing / Glands / Stuffing Boxes : X 0.125 IN THICK, 316 SS/PTFE, CIRCULAR | EA | 4 | 0 | 0 | NO | 188.744 | 29302.51 | SEVERN GLOCON | 1134/155-0000-8036 | 1134/155-0000-8036 | 01,22 | 1 | 1BAB |  |  | SD-4000 |  |  |  |  | 2012-01-06
1081 | 29200000TL | 03483 | EG1008005 | P | 58003692 | 58 | EGTL Spares | Mtce | 54 | 54A | GASKET: BODY | 5 IN O/D X 4.5 IN I/D | Gaskets : X 0.125 IN THICK, 316 SS/PTFE,CIRCULAR | EA | 6 | 0 | 0 | NO | 85.7927 | 13319.32 | SEVERN GLOCON | 1134/32-0000-8036 | 1134/32-0000-8036 | 01,22 | 1 | 1BAB |  |  | SD-4000 |  |  |  |  | 2012-01-06 | 2014-03-22
1082 | 29200000TL | 03483 | EG1023014 | P | 58003693 | 58 | EGTL Spares | Mtce | 54 | 54A | GASKET: SEAT | 7.8 IN O/D X 7.3 IN I/D | Gaskets : X 0.125 IN THICK, MONEL 400/PTFE,CIRCULAR | EA | 3 | 2 | 3 | NO | 146.0089 | 24915.8683 | SEVERN GLOCON | 1134/182-0338-774 | 1134/182-0338-774 | 01 | 1 | 1BAB |  |  | GA84582-01 |  |  |  |  | 2012-01-06 | 2014-04-05 | 2014-10-03
1083 | 29200000TL | 03483 | EG1023013 | P | 58003695 | 58 | EGTL Spares | Mtce | 54 | 54A | GASKET: SPIRAL WOUND | SIZE: 227 X 210 X 3.5 MM THK | Gaskets : 316 STAINLESS STEEL PTFE FILLED, CLASS 300LB, SIZE: 227 X 210 X 3.5 MM THK. NOTE: OEM FLEXITALLIC STYLE - R / LAMONS STYLE-W/MW GASKET. FOR REFERENCE (SEVERN GLOCON P/N-1135/36-0338-774)OXYGEN CLEANING TO BE PERFORMED DURING USAGE. | EA | 3 | 0 | 0 | NO | 159.7357 | 27046.9617 | FLEXITALLIC / LAMONS GASK | 1134/36-0005-774 | 1134/36-0005-774 | 01 | 1 | 1BAB |  |  | GA84582-01 |  |  |  |  | 2012-01-06 | 2014-04-05 | 2014-10-03
1084 | 29200000TL | 03483 | EG1051026 | P | 58003711 | 58 | EGTL Spares | Mtce | 66 | 66G | PLUG | VALVE,8 IN, MONEL | Valve-Plug : K500 TO BS 3072-6 NA18, K500 TO BS 3072-6 NA18 | EA | 2 | 0 | 0 | NO | 8236.1016 | 1278654.77 | SEVERN GLOCON | 124528/1-0003-616  | 124528/1-0003-616  | 01,02,22 | 1 | 1BAB | 2CBC |  | GA84582-01 |  |  |  |  | 2012-01-06 | 2014-04-05
1085 | 29200000TL | 03483 | EG1052005 | P | 58003712 | 58 | EGTL Spares | Mtce | 66 | 66F | ASSY: CAGE AND SEAT, 3 IN | 316 SS/STELLITE 6 | Valve - Parts & Accessories : | EA | 2 | 0 | 0 | NO | 6520.2471 | 1012268.36 | SEVERN GLOCON | 125246/Z-0088-800 | 125246/Z-0088-800 | 01,22 | 1 | 1BAB |  |  | SD-4000 |  |  |  |  | 2012-01-06
1086 | 29200000TL | 03483 | EG1054012 | P | 58003719 | 58 | EGTL Spares | Mtce | 66 | 66G | PLUG: CONTROL, 8 IN VALVE | 316 SS/STELLITE 6/PTFE | Valve-Plug : | EA | 4 | 0 | 0 | NO | 6949.2107 | 1078864.96 | SEVERN GLOCON | 125267/1/Y-0088-887 | 125267/1/Y-0088-887 | 02,22 | 1 | 1CAB |  |  | SD-4000 |  |  |  |  | 2012-01-06 | 2017-12-09
1087 | 29200000TL | 03483 | EG1051026 | P | 58003721 | 58 | EGTL Spares | Mtce | 66 | 66F | ASSY: CAGE AND SEAT, 8 IN | 316 SS/PTFE | Valve - Parts & Accessories : | EA | 2 | 0 | 0 | NO | 6177.0762 | 958991.08 | SEVERN GLOCON | 125272/1-0088-862 | 125272/1-0088-862 | 01,22 | 1 | 1CAB |  |  | SD-4000 |  |  |  |  | 2012-01-06
1088 | 29200000TL | 03483 | EG1054012 | P | 58003723 | 58 | EGTL Spares | Mtce | 66 | 66G | PLUG: CONTROL, 12 IN VALVE | 316 SS/STELLITE 6/PTFE | Valve-Plug : | EA | 2 | 0 | 0 | NO | 7035.0034 | 1092184.28 | SEVERN GLOCON | 125284/1-0088-887 | 125284/1-0088-887 | 02,22 | 1 | 1CAB |  |  | SD-5000G(U) |  |  |  |  | 2012-01-06
1089 | 29200000TL | 03483 | EG1051026 | P | 58003725 | 58 | EGTL Spares | Mtce | 66 | 66F | ASSY: CAGE AND SEAT, 8 IN | 316 SS/STELLITE 6 | Valve - Parts & Accessories : | EA | 2 | 0 | 0 | NO | 6177.0762 | 958991.08 | SEVERN GLOCON | 125295/Z-0003-800 | 125295/Z-0003-800 | 01,22 | 1 | 1CAB |  |  | SD-4000 |  |  |  |  | 2012-01-06
1090 | 29200000TL | 03483 | EG1050017 | P | 58003726 | 58 | EGTL Spares | Mtce | 66 | 66F | ASSY: CAGE AND SEAT, 4 IN | 316 SS/STELLITE 6 | Valve - Parts & Accessories : | EA | 4 | 0 | 0 | NO | 6520.2471 | 1012268.36 | SEVERN GLOCON | 125314/Z-0088-848 | 125314/Z-0088-848 | 01,22 | 1 | 1CAB |  |  | SD-4000 |  |  |  |  | 2012-01-06
1091 | 29200000TL | 03483 | EG1051026 | P | 58003728 | 58 | EGTL Spares | Mtce | 66 | 66G | PLUG: CONTROL, 4 IN VALVE | 316 SS/STELLITE, ASSY | Valve-Plug : | EA | 4 | 1 | 3 | NO | 3774.8799 | 586050.1 | SEVERN GLOCON | 125318/1/Y-0088-848 | 125318/1/Y-0088-848 | 02,22 | 1 | 1CAB |  |  | SD-4000 |  |  |  |  | 2012-01-06
1092 | 29200000TL | 03483 | EG1051026 | P | 58003731 | 58 | EGTL Spares | Mtce | 66 | 66F | CAGE: CONTROL 8 IN VALVE | 6.4 IN O/D X 5.5 IN I/D | Valve - Parts & Accessories :X 6.65 IN LG,MONEL 400, INNER, BS 3072-6 NA13 | EA | 2 | 0 | 0 | NO | 9847.5395 | 1786405.6025 | SEVERN GLOCON | 125457-0003-619 | 125457-0003-619 | 02,21,22 | 1 | 1CAB |  |  | SD-5000G(B) |  |  |  |  | 2012-01-06 | 2014-04-05 | 2014-10-03
1093 | 29200000TL | 03483 | EG1023002 | P | 58003745 | 58 | EGTL Spares | Mtce | 66 | 66P | REGULATOR: FILTER, AIR | 2.7-7.0 BAR INLET AND OUTLET | Valve-Regulators : 1/4 IN NPT,ALUMINIUM BODY, VARIOUS | EA | 2 | 0 | 0 | NO | 326.93 | 64414.98 | FISHER CONTROLS | 67CF-1663-38539 + PSC-228 | 67CF-1663-38539 + PSC-228 | 01,10,22 | 1 | 1CAB | 1BBB | [6 empty] | 2012-01-06 | 2016-08-10 | 2016-10-04
1094 | 29200000TL | 03483 | EGC043033 | P | 58003769 | 58 | EGTL Spares | Mtce | 66 | 66F | DIAPHRAGM: ACTUATOR, 350CM² | ACTUATOR SIZE 3271/3277,6 BAR | Valve - Parts & Accessories :NBR, 3.271/3.277 350CM², 110-XV-0724, 110PV-0705A, 110PV-0705B, 110-PV-0705C, 110-HV-0625, 110-PV-0661 | EA | 2 | 0 | 0 | NO | 171.319 | 26597.28 | SAMSON CONTROLS | 0520-0525 | 0520-0525 | 22 | 1 | 2CAB | 1BBB |  | EB 8311 EN |  |  |  |  | 2012-01-06 | 2017-03-23
1095 | 29200000TL | 03483 | EGC042023 | P | 58003772 | 58 | EGTL Spares | Mtce | 54 | 54D | SEAL: ACTUATOR STEM WIPER | 16MM ID X 22MM OD, NBR | *OBS*GS&P-O-Rings : 110-FV-1252, 110-FV-2221B, 110-FV-2252, 110-LV-1715, 110-LV-1715B, 110-LV-2715A, 110-LV-2715B, 110-XV-1209, 110-XV-2209, 110-XV-0617, 110-PV-0611, 110-XV-0724, 110PV-0705A, 110PV-0705B | EA | 10 | 0 | 0 | NO | 5.3912 | 836.98 | SAMSON CONTROLS | 8429-0133 | 8429-0133 | 01,22 | 1 | 1AXX | 2BAB |  | EB 8311 EN |  |  |  |  | 2012-01-06
1096 | 29200000TL | 03483 | EGC042023 | P | 58003774 | 58 | EGTL Spares | Mtce | 02 | 02A | VENT: PLUG, G 3/8 IN, PE | CRYOGENIC GLOBE CONTROL VALVES | Heating Ventilation and Air Conditioning Equipnment & Parts : 3.277 G? 350CM? - 700CM? FC/FO 3.277 240CM? FO, 110-FV-1252, 110-FV-2221B, 110-FV-2252, 110-LV-1715, 110-LV-1715B, 110-LV-2715A, 110-LV-2715B, 110-XV-0617, 110-PV-0611, 110-XV-0724, 110PV-0705 | EA | 5 | 4 | 5 | NO | 97.6578 | 19110.476 | SAMSON CONTROLS | 1990-1715 | 1990-1715 | 22 | 1 | 2CAB | [7 empty] | 2012-01-06 | 2015-02-19 | 2015-04-01
1097 | 29200000TL | 03483 | EGC028030 | P | 58003776 | 58 | EGTL Spares | Mtce | 66 | 66Z | POSITIONER:VALVE,CURRENT INPUT | 3.8-100MA/1.4-6 BAR SUPPLY | Valve - Actuator & Positioner: POSITION TRANSMITTER, 12 - 30 V DC SUPPLY,4-20MA INPUT, K27473.730-30001 HART PROTOCOL, INTEGRAL , POSITION TRANSMITTER NON-HAZARDOUS, ALUM, 110-LV-2715A ,11 | EA | 2 | 0 | 0 | NO | 1981.5503 | 307635.68 | SAMSON CONTROLS | VAR ID. 2047793 | 860112P | 22 | 1 | 2CAB | 1BBB |  | EB 8384-3 EN |  |  |  |  | 2012-01-06 | 2017-08-02
1098 | 29200000TL | 03483 | EGC042016 | P | 58003779 | 58 | EGTL Spares | Mtce | 66 | 66H | VALVE:HERION QUICK EXHAUST | 0.5-10 BAR,-20 TO 80 DEG C | Valve-Safety Relief : 3/4 IN,ISO G, -20 TO 80 DEG C | EA | 2 | 0 | 0 | NO | 705.9866 | 109604.42 | SAMSON CONTROLS | VAR ID. 1024283 | SEE ADDITIONAL INFO | 02,22 | 1 | 2CAB | [7 empty] | 2012-01-06 | 2013-07-23 | 2013-12-04
1099 | 29200000TL | 03483 | EGC042030 | P | 58003781 | 58 | EGTL Spares | Mtce | 66 | 66P | REGULATOR: FILTER | PRESSURE RELIEVING, 12 BAR | Valve-Regulators : MAX INLET, 0.5 - 6.0 BAR OUTLET,1/4 IN NPT,ALUM BODY, 4.780-1250, ALUM, 110-FV-1252, 110-FV-2221B, 110-FV-2252, 110-LV-1715, 110-LV-1715B, 110-LV-2715A, 110-LV-2715B, 110-XV-1209, 110-XV-220 | EA | 1 | 0 | 0 | NO | 356.6531 | 88374.326 | SAMSON CONTROLS | VAR ID. 1620397 | 881021 | 01,10,22 | 1 | 1AXX | 1BBB |  | EB 8456 EN |  |  |  |  | 2012-01-06 | 2024-08-21 | 2019-04-18 |  |  | -1 | 1
1100 | 29200000TL | 03483 | EGC008018 | P | 58003783 | 58 | EGTL Spares | Mtce | 54 | 54A | GASKET: SPIRAL WOUND,3.5 BAR | 304 SS INNER RING | Gaskets : 304 SS OUTER RING,GRAPHITE FILLER,304 SS WINDING,FLEXITALLIC,1480MM X 1472MM X 1440MM X 1420MM X 5MM THK, SPECIAL,TYPE HX-RIR, 110-HX-111/211 GIRTH FLG, SPECIAL,TYPE HX-RIR, 110-HX-111/ | EA | 1 | 0 | 0 | NO | 2995.0881 | 464987.42 | FLEXITALLIC | JT2 | JT2 | 01,22 | 1 | 1BBB |  |  | EDA05.480.111 |  |  |  |  | 2012-01-06 | 2024-12-23 |  |  |  | -3 | 2
1101 | 29200000TL | 03483 | EGC008018 | P | 58003784 | 58 | EGTL Spares | Mtce | 54 | 54A | GASKET: SPIRAL WOUND | GIRTH FLANGE PIPE | Gaskets : 13.2 BAR G + FV,304 SS INNER RING,304 SS OUTER RING,GRAPHITE FILLER,304 SS WINDING,FLEXITALLIC,1480 MM X 1472 MM X 1440 MM X 1420 MM, SPECIAL, TYPE HX-RIR, 110-HX-111/211, THICKNESS = 5 MM,RIB | EA | 1 | 0 | 0 | NO | 2500 | 388125 | FLEXITALLIC | JT3 | JT3 | 01,22 | 1 | 1BBB |  |  | EDA05.480.111 |  |  |  |  | 2012-01-06 | 2024-12-23 |  |  |  | -3 | 2
1102 | 29200000TL | 03483 | EG1059012 | S | 58003790 | 58 | EGTL Spares | Mtce | 54 | 54A | GASKET: SPECIAL SPIRAL WOUND | 1.03 BARG | Gaskets : TYPE 304SS /GRAPHITE FILLER IR/OR 304SS TYPE HX-RIR DIMENSIONS(1480 X 1472 X 1440 X 1420)MM OR OD-1085MM X ID-880MM X 3MM THICK, TYPE CS1, INNER AND OUTER RING 304 SS, FLEXICARB FILLER 304 SS WINDING, DRAWING EGTL1-DEL-QAS-PX-000011. | EA | 2 | 0 | 0 | NO | 867.2272 | 134629.0027 | FLEXITALLIC | JT2 | JT2 | 01,22 | 1 | 1BBB |  |  | EDA05.530.110A |  |  | HX-RIR |  | 2012-01-06 |  | 2014-09-15
1103 | 29200000TL | 03483 | EG1057004 | P | 58003808 | 58 | EGTL Spares | Mtce | 66 | 66F | REGULATOR: PRESSURE, REDUCING | 2 IN NPT,ALUMINUM BODY | Valve - Parts & Accessories :"175 PSIG INLET, 1-3.25 PSIG OUTLET, PDCV, FISHER, 299H, COMPOSITE, 110-PDCV-1805/2805EGTL1-APC-MEC-BM-100002 PART 74" | EA | 2 | 1 | 2 | NO | 728.5815 | 221853.0708 | FISHER | PDCV-1004 | PDCV-1004 | 01,10,22 | 1 | 2BAB |  |  | D0000190888 / 9 |  |  |  |  | 2012-01-06 | 2016-11-09 | 2014-02-04
1104 | 29200000TL | 03483 | EGC029008 | P | 58003816 | 58 | EGTL Spares | Mtce | 51 | 51E | HEATER:SPACE MOTOR, 75/300WATT | TERMINAL BOX,6 IN X 10 IN, | Electric Components - Conduit / Fitting :135-CS-001 M, SILICONE RUBBER- WIRE WOUND ELEMENT | EA | 1 | 0 | 0 | NO | 1231 | 191112.75 | WATLOW | 0600100C2-E009H | 0600100C2-E009H | 22 | 1 | 1BAB |  |  | PG-862-0205 |  |  |  |  | 2012-01-06
1105 | 29200000TL | 03483 | EGC019024 | P | 58003818 | 58 | EGTL Spares | Mtce | 66 | 66Q | REGULATOR: PRESSURE | 2 WAY SELF CONTAINER | Valve - Gate : &quot;BACKPRESSURE, 15-20 PSIG INLET, 13-14 PSIG OUTLET,3/4 IN,316 SS BODY 135-PCV-0235 135-CS-001, EGTL12-MUP-INS-DD-352506&quot; | EA | 1 | 0 | 0 | NO | 8567 | 1330026.75 | FISHER CONTROLS | 98L | 98L | 01,10,22 | 1 | 1AXX | 2BBC |  | PG-862-2506 |  |  |  |  | 2012-01-06
1106 | 29200000TL | 03483 | EG1023013 | S | 58003821 | 58 | EGTL Spares | Mtce | 66 | 66Z | MANIFOLD: VALVE NEEDLE | 2-VALVE MANIFOLD,6000 PSIG | Valve-Other : 1/2 IN,FNPT INLET,1/2 IN,MNPT OUTLET,METAL STEM,PTFE STEM SEAL/PACKING,SS BODY,204 DEG C, GAUGE, WITH MOUNTING BRACKETS & BOLTS, BS EN 10088 1.4404, G12FMS/BKTC/PP | EA | 1 | 0 | 1 | NO | 204.06 | 62287.2744 | OLIVER VALVES | G12FMS/BKTC/PP | G12FMS/BKTC/PP | 22 | 1 | 3CBA |  |  | 20007-40 |  |  |  |  | 2012-01-07 | 2017-01-25 | 2018-02-17
1107 | 29200000TL | 03483 | EG1023007 | P | 58003822 | 58 | EGTL Spares | Mtce | 66 | 66Z | MANIFOLD: VALVE NEEDLE | 5-VALVE,6000 LB,1/2 IN | Valve-Other : NPT INLET,1/4 IN,NPT VENT OUTLET,METAL STEM,PTFE STEM SEAL/PACKING,SS BODY,204 DEG C, DIRECT MOUNT WITH MOUNTING BRACKETS AND BOLTS, BS EN 10088 1.4404, MAN PART NO: Y53S/BKTC/MSPD-V/OXY/ | EA | 2 | 0 | 0 | NO | 540.2474 | 83862.7421 | OLIVER VALVES |  | SEE ADDITIONAL INFO | 22 | 1 | 3CBA |  |  | 20007-70 |  |  |  |  | 2012-01-07 | 2019-02-02 | 2014-07-24
1108 | 29200000TL | 03483 | EG1022003 | P | 58003825 | 58 | EGTL Spares | Mtce | 66 | 66Z | MANIFOLD: VALVE NEEDLE | 5-VALVE MANIFOLD,6000 PSIG | Valve-Other : OXYGEN CLEANED,1/2 IN,NPT INLET,1/4 IN,NPT VENT OUTLET,METAL STEM,PTFE STEM SEAL/PACKING,SS BODY,204 DEG C, DIRECT MOUNT WITH MOUNTING BRACKETS AND BOLTS, BS EN 10088 1.4404, | EA | 1 | 0 | 0 | NO | 32.4402 | 6374.5 | OLIVER VALVES | Y54S/BKTC/MSPD-V/OXY/PP-M | Y54S/BKTC/MSPD-V/OXY/PP-M | 22 | 1 | 3CBA |  |  | 20007-100 |  |  |  |  | 2012-01-07 | 2015-10-31
1109 | 29200000TL | 03483 | EGC018010 | P | 58003841 | 58 | EGTL Spares | Mtce | 54 | 54A | GASKET:KAMMPROFILE | 316L SS CORE,ASME 150 LB RF | &quot;DWG NO D0578-160VD003-D03 D0578-160VD001-D03 STYLE: KAMPROFILE INSIDE DIAMETER: 4 IN THICKNESS: 4MM, DRUM&quot; | EA | 8 | 0 | 0 | NO | 43.0028 | 6675.75 | CARTEC SEALING |  |  | 01,22 | 1 | 1BBA | 1CCC |  | SEE ADDITIONAL INFO |  |  |  |  | 2013-03-11
1110 | 29200000TL | 03483 | EGC014010 | P | 58003842 | 58 | EGTL Spares | Mtce | 54 | 54A | GASKET:KAMMPROFILE | 18 IN X 4MM THK,316L SS CORE | &quot;ASME 150 RF DRAWING NO D0578-160VD003-D-02 STYLE: KAMPROFILE INSIDE DIAMETER: 18 IN THICKNESS: 4 MM&quot; | EA | 4 | 0 | 0 | NO | 312.0201 | 48438 | CARTEC SEALING |  |  | 01,22 | 1 | 1BBA | 1CCC |  | D0578-160VD003-D02 |  |  |  |  | 2013-03-11
1111 | 29200000TL | 03483 | EG1019021 | P | 58003846 | 58 | EGTL Spares | Mtce | 50 | 50Z | BEARING: MOTOR | NON DRIVE END BALL,STEEL | Bearings & Accessories - All :TO FIT MOTOR ECP83663T-4 MAN PART NO: ORDER BY NYB SPA SD03701JC | EA | 1 | 0 | 0 | NO | 267.0516 | 41462.43 | RELIANCE ELECTRIC |  | SEE ADDITIONAL INFO | 01,21,22 | 1 | 2BAB |  |  | NO DRAWING AVAILABLE |  |  |  |  | 2012-01-06 | 2017-06-06
1112 | 29200000TL | 03483 | EGC031002 | P | 58003852 | 58 | EGTL Spares | Mtce | 54 | 54A | GASKET:CHECK VALVE,20 IN PIPE | CLASS 1500,FLEXIBLE GRAPHITE | Gaskets : &quot;CIRCULAR, SP-20-131, SP-20,132, SP-20-231, SP-20-232 EGTL1-VSC-PIP-GA-200015, SP-20-131, SP-20,132, SP-20-231, SP-20-232 EGTL1-VSC-PIP-GA-200015&quot; | EA | 8 | 0 | 0 | NO | 6524.1552 | 1038138.3149 | FLOWSERVE | 656607 | 656607 | 01,22 | 1 | 2CCC |  |  | EGTL1-FSR-PIP-GA-203001 |  |  |  |  | 2012-01-07 | 2017-03-21 | 2014-03-28
1113 | 29200000TL | 03483 | EGC037002 | P | 58003866 | 58 | EGTL Spares | Mtce | 56 | 56Z | ABRASIVE: SHEET, SANDING | 9 IN WD,11 IN LG,180 GRIT | Fasteners / Hardware : SILICON CARBIDE,WATERPROOF,C-WEIGHT PAPER BACKING | EA | 2 | 5 | 10 | NO | 36.68 | 5694.94 |  |  | 4681A17 | 01 | 1 | 2CAC | [7 empty] | 2012-01-07 | 2025-12-03 |  | -3 | 2 | -1 | 1
1114 | 29200000TL | 03483 | EGC037002 | P | 58003867 | 58 | EGTL Spares | Mtce | 56 | 56Z | WHEEL: GRINDING, 2 IN DIA | 1 IN THK,ZIRCONIA ALUMINA | Fasteners / Hardware : 120 GRIT,STIFF CLOTH BACKING, 1/4 IN SHANK DIA, HIGH PERFORMANCE, FLAP | EA | 19 | 0 | 0 | NO | 24 | 7314 |  |  | 3393A12 | 01 | 1 | 2CAC | [7 empty] | 2012-01-07 | 2016-09-04 | 2016-07-26
1115 | 29200000TL | 03483 | EGC035005 | P | 58003868 | 58 | EGTL Spares | Mtce | 56 | 56Z | WHEEL: GRINDING, 2 IN DIA | 2 IN THK,ZIRCONIA ALUMINA | Fasteners / Hardware : 80 GRIT,STIFF CLOTH BACKING, 1/4 IN SHANK DIA, HIGH PERFORMANCE, FLAP | EA | 2 | 0 | 0 | NO | 12.91 | 2004.41 |  |  | 3393A12 | 01 | 1 | 2CAC | 1CCC | [6 empty] | 2012-01-07 | 2016-10-01
1116 | 29200000TL | 03483 | EGC037003 | P | 58003869 | 58 | EGTL Spares | Mtce | 56 | 56Z | WHEEL: GRINDING,3 IN DIA | 1 IN THK,CERAMIC ALUM OXIDE | Fasteners / Hardware : 120 GRIT,STIFF CLOTH BACKING, 1/4 IN SHANK DIA, HIGH PERFORMANCE, FLAP | EA | 10 | 0 | 0 | NO | 15.27 | 2370.82 |  |  | 4613A13 | 01 | 1 | 2CAC | [7 empty] | 2012-01-07 | 2025-12-03 |  | -5 | 1
1117 | 29200000TL | 03483 | EGC035004 | P | 58003870 | 58 | EGTL Spares | Mtce | 56 | 56Z | WHEEL: GRINDING,3 IN DIA | 1 IN THK,CERAMIC ALUM OXIDE | Fasteners / Hardware : 80 GRIT,STIFF CLOTH BACKING, 1/4 IN SHANK DIA, HIGH PERFORMANCE, FLAP | EA | 15 | 0 | 0 | NO | 15.27 | 2370.82 |  |  | 4613A13 | 01 | 1 | 2CAC | [7 empty] | 2012-01-07 | 2016-09-04
1118 | 29200000TL | 03483 | EGC035005 | P | 58003872 | 58 | EGTL Spares | Mtce | 65 | 65A | WHEEL: CUTOFF, 14 IN DIA | 7/64 IN THK,1 IN ARBOR HOLE | Tools - Hand / Power :24-30 GRIT, GRADE 10, GREEN | EA | 20 | 10 | 20 | NO | 8.47 | 1315.05 |  |  | 4173A63 | 01 | 1 | 2CAC | [7 empty] | 2012-01-07 | 2018-02-12
1119 | 29200000TL | 03483 | EGC035004 | P | 58003873 | 58 | EGTL Spares | Mtce | 56 | 56Z | WHEEL: GRINDING,4-1/2 IN DIA | 1/4 IN THK,ALUM OXIDE | Fasteners / Hardware : 24 GRIT,5/8 IN-11 ARBOR HOLE,CLEAN-BOND, FOR ALUM | EA | 10 | 0 | 0 | NO | 6.42 | 996.77 |  |  | 44165A21 | 01 | 1 | 2CAC | [7 empty] | 2012-01-07 | 2019-10-14
1120 | 29200000TL | 03483 | EGC035005 | P | 58003875 | 58 | EGTL Spares | Mtce | 56 | 56Z | WHEEL: GRINDING,4-1/2 IN DIA | 1/4IN THK,5/8 IN-11 ARBOR HOLE | Fasteners / Hardware : 13580 RPM,FOR SS, FOR SS | EA | 20 | 0 | 0 | NO | 8.455 | 2437.2725 |  |  | 4408A13 | 01 | 1 | 2CAC | [7 empty] | 2012-01-07 | 2016-10-31 | 2017-01-13
1121 | 29200000TL | 03483 | EGC035004 | P | 58003876 | 58 | EGTL Spares | Mtce | 56 | 56Z | WHEEL: GRINDING,4-1/2 IN DIA | 1/4 IN THK,ALUM OXIDE, 24 GRIT | Fasteners / Hardware : 5/8 IN-11 ARBOR HOLE,RESIN-BONDED | EA | 18 | 0 | 0 | NO | 2.87 | 445.6 |  |  | 4569A52 | 01 | 1 | 2CAC | [7 empty] | 2012-01-07 | 2016-02-06
1122 | 29200000TL | 03483 | EGC029027 | P | 58003908 | 58 | EGTL Spares | Mtce | 28 | 28B | BAG: FACE SHIELD,COTTON | 7.5 IN X 20 IN VIEWING AREA | Safety-Personal : 8 CAL/CM2 WITHOUT THE CHIN CUP | EA | 64 | 0 | 0 | NO | 112.8167 | 18795.9089 | SALISBURY | ASBAG |  | 01 | 1 | 2CAC | [7 empty] | 2012-01-07 | 2019-05-12 | 2015-09-28
1123 | 29200000TL | 03483 | EGC029004 | P | 58003913 | 58 | EGTL Spares | Mtce | 28 | 28C | WINDOW:SHIELD,ANTI-FOG COATING | REPLACEMENT | *OBS*Safety-Other : | EA | 8 | 5 | 10 | NO | 41.57 | 6459.56 | OBERON | ARC65-AF-H |  | 00 | 1 | 2CAC | 2CAC | [6 empty] | 2012-01-07 | 2019-04-02
1124 | 29200000TL | 03483 | EGC002027 | P | 58003915 | 58 | EGTL Spares | Mtce | 28 | 28B | GLOVE: ELECTRICAL | 20 KV,SIZE 9,14 IN LG,RBR | Safety-Personal : BLACK,SAFETY CUFF, MUST SPECIFY TEST DATE STAMP | EA | 13 | 0 | 0 | NO | 141.558 | 21986.556 | SALISBURY | GK214B/9 |  | 01,10,22 | 1 | 2CAC | [7 empty] | 2012-01-07 | 2019-04-02 | 2013-05-07
1125 | 29200000TL | 03483 | EGC029011 | P | 58003919 | 58 | EGTL Spares | Mtce | 28 | 28B | POWDER | GLOVE DUST,6 OZ | Safety-Personal : 12 PACK | EA | 3 | 0 | 0 | NO | 78.08 | 12132.85 | SALISBURY | 10-4 |  | 00 | 1 | 2CAC | 2CBC | [6 empty] | 2012-01-07 | 2019-04-02
1126 | 29200000TL | 03483 | EGC002026 | P | 58003923 | 58 | EGTL Spares | Mtce | 28 | 28B | GLOVE: ELECTRICAL | SIZE 9, 11 IN LG, RBR, BLUE | Safety-Personal : SAFETY CUFF, LOW VOLTAGE, PAIRS, MUST SPECIFY TEST DATE STAMP | EA | 13 | 0 | 0 | NO | 148.332 | 23034.0995 | SALISBURY | GK0011BL/9 |  | 01,10,22 | 1 | 2CAC | [7 empty] | 2012-01-07 | 2019-04-02 | 2013-05-07
1127 | 29200000TL | 03483 | EG1043014 | S | 58003927 | 58 | EGTL Spares | Mtce | 56 | 56Z | BOLT:STUD, ALL-THREAD | 1-1/2 IN DIA,250MM LG,8 UN | *OBS*Fastener-BottWa : &quot;SA193,GR B7, HEAVY HEX.2NS, SA194-2H DRAWING NO D0578-160VR002-D-04 TYPE: DRUM&quot; | ST | 18 | 1 | 5 | NO | 42.0032 | 6521 | HWA-SUNG BOLT CO. |  | 5 | 02,22 | 1 | 1BBA | 1BBA |  | D0578-160VR002-D04 |  |  |  |  | 2012-01-06
1128 | 29300000TL | 03483 | EG1053003 | P | 58003929 | 58 | EGTL Spares | Mtce | 56 | 56Z | BOLT:STUD, ALL-THREAD | 1-1/8 IN DIA,185MM LG,8 UN | *OBS*Fastener-BottWa : SA193,GR B7, HEAVY HEX.2NS, SA194-2H,DRAWING NO D0578-160VD003-D-02,TYPE: DRUM | ST | 1 | 0 | 0 | NO | 10.99 | 15520.6275 | HWA-SUNG BOLT CO. |  | 6 | 02,22 | 1 | 1BBA |  |  | D0578-160VD003-D02 |  |  |  |  | 2019-11-01 |  | 2023-05-19
1129 | 29200000TL | 03483 | EG1053003 | P | 58003930 | 58 | EGTL Spares | Mtce | 56 | 56Z | BOLT:STUD, ALL-THREAD | 5/8 IN DIA,90MM LG,11 UNC | *OBS*Fastener-BottWa : &quot;SA193,GR B7, HEAVY HEX.2NS, SA194-2H DRAWING NO D0578-160VD003-D-03 TYPE: DRUM&quot; | ST | 2 | 3 | 5 | NO | 4 | 621 | HWA-SUNG BOLT CO. |  | 16 | 02,22 | 1 | 1BBA | 1BBA |  | D0578-160VD003-D03 |  |  |  |  | 2012-01-06 | 2018-11-14
1130 | 29200000TL | 03483 | EG1053003 | P | 58003931 | 58 | EGTL Spares | Mtce | 56 | 56Z | BOLT:STUD, ALL-THREAD | 1-1/4 IN DIA,200MM LG,8 UN | *OBS*Fastener-BottWa : &quot;SA193,GR B7,HEAVY HEX.2NS, SA194-2H DRAWING NO D0578-160VD001-D-02 TYPE: DRUM&quot; | ST | 2 | 0 | 0 | NO | 23.4976 | 3648 | HWA-SUNG BOLT CO. |  | 6 | 02,22 | 1 | 1BBA | 1BBA |  | D0578-160VD001-D02 |  |  |  |  | 2012-01-06 | 2018-05-12
1131 | 29200000TL | 03483 | EGC045025 | P | 58003945 | 58 | EGTL Spares | Mtce | 56 | 56Z | STUD: 5/8 IN DIA,3-3/8 IN LG | 11 UNC,3-3/8 IN THD LG,CARBON | *OBS*Fastener-Stud B : STEEL, SA193,GR B7 | EA | 2 | 0 | 0 | NO | 5 | 776.25 | KRUEGER ENG | 06-025 MK 83S | 06-025 MK 83S | 02,21,22 | 1 | 1BCB | 1BCB |  | 06-025-BM3 |  |  |  |  | 2012-01-07
1132 | 29200000TL | 03483 | EGC045025 | P | 58003959 | 58 | EGTL Spares | Mtce | 56 | 56Z | STUD: 5/8 IN DIA, 11 UNC | 3-3/8 IN THD LG,CARBON STEEL | *OBS*Fastener-Stud B : SHELL TUBE HEAT EXCHANGER STUD,SA193,GR B7 | EA | 2 | 0 | 0 | NO | 5 | 776.25 | KRUEGER ENG | 06-027 MK 83S | 06-027 MK 83S | 02,21,22 | 1 | 1BCB | 1BCB |  | 06-027-BM3 |  |  |  |  | 2012-01-07
1133 | 29200000TL | 03483 | EGC037016 | P | 58003990 | 58 | EGTL Spares | Mtce | 35 | 35Z | LABELING SYSTEM: BROTHER PT-27 | HIGH-PERFORMANCE |  | EA | 4 | 0 | 0 | NO | 130.0084 | 20183.8 |  |  |  | 00 |  |  | 1CCC | [6 empty] | 2013-12-15
1134 | 29200000TL | 03483 | EGC015011 | P | 58004006 | 58 | EGTL Spares | Mtce | 54 | 54A | GASKET:CAMPROFILE | HP SHELL & TUBE HEAT EXCH | &quot;B29A,FOR FLANGE DIA 2 IN 600# RF,GRAPHITE LAYER MONEL,CIRCULAR,ITEM 120-ES-008 STYLE: CAMPROFILE B29A THICKNESS: 4&quot; | PC | 12 | 0 | 0 | NO | 112.29 | 17433.02 | SEVAL | 2220/37/3 |  | 01,22 | 1 | 1BCB | 1CCC |  | 2220-7109 |  |  | BEM |  | 2013-02-16
1135 | 29200000TL | 03483 | EGC043003 | P | 58004008 | 58 | EGTL Spares | Mtce | 66 | 66P | REGULATOR: AIR FILTER | 125 PSI INLET, 98 PSI OUTLET | Valve-Regulators : 3/4 IN FNPT, METAL/PLASTIC BODY,190 SCFM, MODELS HDB3-A/HDB4-A PAGE 1 | EA | 3 | 0 | 0 | NO | 231.7763 | 38482.8467 | WARREN RUPP | 020-105-000 | 020-105-000 | 01,10,22 | 1 | 3CAB | 1BBB |  | SEE ITEM NOTE |  |  | HDB3-A/HDB4-A |  | 2012-01-06 | 2014-11-24 | 2015-01-28
1136 | 29200000TL | 03483 | EGC036027 | P | 58004010 | 58 | EGTL Spares | Mtce | 56 | 56Z | BOLT:TIGHTENING,M16 DIA | 50MM LG, 2MM HEX HD, CS | *OBS*Fastener-BottWa : DIN 933, GR 8.8, 5.0 M2 ZWAG FILTER | EA | 3 | 0 | 0 | NO | 13.72 | 4181.17 | STERI TECHNOLOGIES |  | 601-582 | 02,22 | 1 | 2BAB | 2BAB |  | 601-692 |  |  | ZWAG 5M2 |  | 2012-01-06 | 2016-07-26 | 2016-09-05
1137 | 29200000TL | 03483 | EGC005022 | P | 58004014 | 58 | EGTL Spares | Mtce | 51 | 51Z | TAPE: ELECTRICAL,VINYL,BLACK | 1.5IN WD X 36YD LG X 7MIL THK | Electric-Other : 3M SCOTCH SUPER 33+ | EA | 7 | 0 | 0 | NO | 12.2 | 1894.057 |  | 54007502364 |  | 01,10,22 | 1 | 2CAC | [7 empty] | 2012-01-07 | 2025-12-04 |  | -23 | 5 | -7 | 2
1138 | 29200000TL | 03483 | EG1049007 | P | 58004027 | 58 | EGTL Spares | Mtce | 54 | 54A | GASKET: RING JOINT | 20 IN PIPE, 900 LB, API R74 | Gaskets : "SOFT IRON, 900, OCTAGONAL, | EA | 66 | 0 | 0 | NO | 968.2877 | 169352.1416 | FLEXITALLIC / LAMONS GASK | R74 | D0561 BG003-1 | 01,22 | 1 | 2CCC | 1BBB |  | D0561-120VD010-D-03 |  |  | DRUM |  | 2012-12-12 | 2025-11-13 | 2015-02-17 | -5 | 2
1139 | 29200000TL | 03483 | EGC006024 | P | 58004030 | 58 | EGTL Spares | Mtce | 51 | 51Z | HEATER: IMMERSION | 3 IN DIA, 18-1/16IN LG, 480V | Electric-Other : 3KW,30AMPS, OIL RESERVOIR, 3PH, 150 LB, 316SS FLG, TAG 120-HE-001&002 | EA | 1 | 0 | 0 | NO | 4200 | 1283100 | CHROMALOX | TMSS-3035E2TIC33XX 480V 3 | TMSS-3035E2TIC33XX 480V 3 | 00 | 1 | 2CAC |  |  | EGTL1-KEC-ENG-DS-200028 |  |  |  |  | 2012-01-06 | 2016-10-25 | 2016-11-25
1140 | 29200000TL | 03483 | EG1012019 | P | 58004033 | 58 | EGTL Spares | Mtce | 50 | 50Z | BEARING: BALL | SGL ROW,40MM ID,90MM OD | Bearings & Accessories - All :23MM WD,6300 SERIES, 1.5MM, STL CAGE, MOTOR, 120-PX-001A/B-M & 002A/B-M,LUBE OIL PUMP RADIAL | EA | 1 | 0 | 0 | NO | 183.9318 | 28553.58 | GE | 5KS256XAB272 | 5KS256XAB272 | 01,21,22 | 1 | 2CAC | [7 empty] | 2012-01-06
1141 | 29200000TL | 03483 | EGC006012 | P | 58004034 | 58 | EGTL Spares | Mtce | 51 | 51C | MOTOR: ELECTRIC AC | 1 HP,1800 RPM,460VAC,3PH,60HZ | Electric Components - Motor / Generator :&quot;1.4A, 644W, 143T FRAME, TEFC ENCLOSURE, 1.15 SERVICE FACTOR, 7/8 IN SHAFT, NO BRAKE,HORZ MOUNT,9 IN LG, VENTILATION FAN CLASS 1, DIV 2 GROUP B,C,D, (TAG: 120-CB-001A/B-M & 002A/B-M) &quot; | EA | 1 | 0 | 0 | NO | 4718.3839 | 732481.92 | GE | 5KS143XAB285 | 5KS143XAB285 | 01,011,02,19,22 | 1 | 2CAC | [7 empty] | 2012-01-06
1142 | 29200000TL | 03483 | EG1012019 | P | 58004035 | 58 | EGTL Spares | Mtce | 50 | 50Z | BEARING: BALL | VENTILATION FAN RADIAL | Bearings & Accessories - All :SGL ROW,20MM ID,52MM OD,15MM WD,6300 SERIES,1.1MM,STL CAGE, MOTOR, 120-CB-001A/B-M & 002A/B-M | EA | 4 | 0 | 0 | NO | 184.2019 | 28595.5 | GE | 5KS143XAB285 | 5KS143XAB285 | 01,21,22 | 1 | 2CAC | [7 empty] | 2012-01-06
1143 | 29200000TL | 03483 | EGC003023 | P | 58004036 | 58 | EGTL Spares | Mtce | 51 | 51C | TRANSFORMER: INSTRUMENT | CURRENT, 100:5A RATIO, 600V | Electric Components - Motor / Generator :INDOOR, DIFF PROT CTS FOR HV MOTOR, TAG 120-CS-001A/B-M & 002A/B-M, CROSS REF DWG EGTL1-KEC-ENG-DS-200024, D3 | EA | 3 | 0 | 0 | NO | 1824.4075 | 283221.02 | SIEMENS | 53-707-716-005 | 53-707-716-005 | 01,10 | 1 | 2CAC |  |  | SEE ADDITIONAL INFO |  |  |  |  | 2012-01-07
1144 | 29200000TL | 03483 | EG3003027 | P | 58004037 | 58 | EGTL Spares | Mtce | 51 | 51C | ARRESTER: ELECTRICAL | METAL OXIDE, STATION, 6KV | Electric Components - Motor / Generator :SURGE ARRESTER, FOR HV MOTOR, TAG 120-CS-001A/B-M & 002A/B-M, CROSS REF DWG EGTL1-KEC-ENG-DS-200024, D3 | EA | 2 | 0 | 0 | NO | 5515.0752 | 856160.28 | SIEMENS | 53-707-706-002 | 53-707-706-002 | 01,10,22 | 1 | 2CAC |  |  | SEE ADDITIONAL INFO |  |  |  |  | 2012-01-07
1145 | 29200000TL | 03483 | EGC028022 | P | 58004041 | 58 | EGTL Spares | Mtce | 14 | 14Z | KIT:REPAIR,TEMP REGULATOR | CONTAINS 1 IN EZ BODY | Instruments - Other & Parts : TAG 120-TV-0002/0102 CROSS REF DWG EGTL1-KEC-ENG-DS-200029 REV D1,3/8 IN SGL TFE PACKING KIT PN RPAKX00012, 1 IN SEAT RING RETAINER PN 25A6683X022,316-A FMS PN R GASKET X162,(1) EA 1/2-1-1/4 E,ER & EZ GRA | KI | 1 | 0 | 0 | NO | 13862.2429 | 2151974.59 | FISHER |  | SEE ADDITIONAL INFO | 01 | 1 | 2CAC |  |  | SEE ADDITIONAL INFO |  |  |  |  | 2012-01-07
1146 | 292000TLDE | 03483 | EGC006017 | P | 58004043 | 58 | EGTL Spares | Mtce | 66 | 66P | REGULATOR: PRESSURE | 150 LB INLET,2.60BARG OUTLET | Valve-Regulators : 3 IN FLG,316 SS BODY, LUBE OIL LINE, 6492H PILOT, TAG 120-PCV-0012/0112 , CROSS REF DWG EGTL1-KEC-ENG-DS-200029, REV D1, LUBE OIL LINE, 316 SS FLG, 6492H PILOT, | EA | 1 | 0 | 0 | NO | 0 | 0 | FISHER | 3IN 92 W | 3IN 92 W | 01,10 | 1 | 2CAC | 1BBB |  | SEE ADDITIONAL INFO |  |  |  |  | 2025-10-20 |  |  | 1 | 1
1147 | 29300000TL | 03483 | EG1058001 | P | 58004059 | 58 | EGTL Spares | Mtce | 14 | 14H | TRANSMITTER: PRESSURE | 55.2BARG INPUT,4 - 20 MA | Pressure measuring and control Instruments : OUTPUT,24VDC SUPPLY,1/2 IN-14 FNPT, PROCESS GAS, 316 SS DIAPHRAGM, 55.2 BAR, PROCESS GAS, 316 SS DIAPHRAGM,55.2 / NOTE: QA CODE: 01A & 07 REPLACED QA CODE: 05 | EA | 1 | 0 | 1 | YES | 4013.94 | 6579936.0138 | ROSEMOUNT | 3051TG3F2B21AB4K5Q4P1 | 3051TG3F2B21AB4K5Q4 | 01A, 07 | 1 | 2CAC |  |  | EGTL-KEC-INS-DS-200021 |  |  |  |  | 2019-11-01 | 2024-06-27 | 2024-07-21 |  |  | -1 | 1
1148 | 29200000TL | 03483 | EGC036013 | P | 58004064 | 58 | EGTL Spares | Mtce | 56 | 56Z | DRESSER: HAND-HELD | SPIRAL STYLE, | Fasteners / Hardware : HARDENED-STEEL, STL, 60 MM, 3 MM, STL, | EA | 6 | 0 | 0 | NO | 76.0049 | 11799 |  |  | 4526A13 | 00 | 1 | 2CAC | [7 empty] | 2012-01-07
1149 | 29200000TL | 03483 | EGC037014 | P | 58004066 | 58 | EGTL Spares | Mtce | 64 | 64B | KEY : 4 MM X 12 MM | 12 IN LG, ZINC PLTD, | Power Transmission Equipment & Replacement Parts : 1045 STEEL, OVERSIZE METRIC, ASSORTMENT, 31 PIECES, ALL SIZES CUT TO SQ LGS, (5 EA) 4 MM, 5 MM, 6 MM, 7 MM, 8 MM, (3 EA) 10 MM, 12 MM, PACKAGED IN A STURDY STANDABLE CHIPBOARD CONTAINER, OVERSIZE METRIC, | EA | 2 | 0 | 0 | NO | 178.0115 | 27634.5 |  |  | 3K191 | 01 |  | 2CAC | [7 empty] | 2012-01-07
1150 | 29200000TL | 03483 | EGC037012 | P | 58004067 | 58 | EGTL Spares | Mtce | 87 | 87B | RING:INTERNAL AND EXTERNAL | VARIOUS, STEEL, 410 PIECE, | Engines - Parts : INTERNAL RINGS 25 EACH HO-37 X 3/8 IN, HO-43 X 7/16 IN, HO-50 X 1/2 IN, HO-56 X 9/16 IN, HO-62 X 5/8 IN, AND HO-75 X 3/4 IN.10 EACH: HO-87 X 7/8 IN, HO-100 X 1 IN, HO-112 X 1-1/8 IN, AND HO-125 X 1- | EA | 3 | 0 | 0 | NO | 81.0052 | 12575.25 |  |  | 6LD32 | 01 |  | 2CAC | [7 empty] | 2012-01-07
1151 | 29200000TL | 03483 | EGC024028 | P | 58004068 | 58 | EGTL Spares | Mtce | 87 | 87B | RING:INTERNAL AND EXTERNAL | RETAINING, VARIOUS, STEEL | Engines - Parts : 480 PIECE, E-RINGS25 EACH: DE-3.2 X 3.2 MM, DE-4 X 4 MM, DE-5 X 5 MM, DE-6 X 6 MM, DE-7 X 7 MM, DE-8 X 8 MM, DE-10 X 10 MM, AND DE-12 X 12 MM.INTERNAL RINGS25 EACH: DHO-8 X 8 MM, DHO-10 X 10 MM, DHO- | EA | 3 | 0 | 0 | NO | 89.0057 | 13817.25 |  |  | 6LD33 | 01 |  | 2CAC | [7 empty] | 2012-01-07
1152 | 29200000TL | 03483 | EGC037014 | P | 58004069 | 58 | EGTL Spares | Mtce | 75 | 75F | PIN: COTTER | VARIOUS DIA,LG, 18-8 SS, | Material Handling - Lifting Equipment and Accessories : 1200 PIECE, INCLUDES 200 EACH: 1/16 X 1/2 IN, 150 EA: 1/16 X 1 IN, 250 EA: 3/32 X 3/4 IN, 200 EA: 3/32 X 1 IN, 125 EA: 3/32 X 1 1/2 IN, 100 EA: 1/8 X 1 IN, 75 EA: 1/8 X 1 1/2 IN, 65 EA: 1/8 X 2 IN, 2 | EA | 2 | 0 | 0 | NO | 175.0113 | 27168.75 |  |  | 2WZU7 | 01 |  | 2CAC | [7 empty] | 2012-01-07
1153 | 29200000TL | 03483 | EGC037017 | P | 58004072 | 58 | EGTL Spares | Mtce | 56 | 56Z | CONE: MEASURING, | 18 IN, POLYETHYLENE PLASTIC | Fasteners / Hardware : COLOR - YELLOW | EA | 5 | 0 | 0 | NO | 58.0037 | 9004.5 |  |  | 1RGZ9 | 01 |  | 2CAC | [7 empty] | 2012-01-07
1154 | 292000TLDE | 03483 | EGC003012 | P | 58004157 | 58 | EGTL Spares | Mtce | 66 | 66F | BODY: VALVE | GATE,16 IN VALVE,FLANGED | Valve - Parts & Accessories :ANSI 300#,ASTM A516 GR.70, EKB-3016 BOM ITEM # 1, PART NUMBER E3056-16-1; VALVE BODY IS COMPLETE WITH SEAT AND WEDGES - APPROXIMATELY 30.75 IN LG X 16.5 IN D X 24 IN W, PART. FOR KNIFE GATE VALVES | EA | 1 | 0 | 0 | NO | 0 | 0 | EVEREST |  |  | 02,22 | 1 | 2BAB |  |  | EKB-3016 |  |  |  |  | 2025-10-20 |  |  | 1 | 1
1155 | 29200000TL | 03483 | EGC044010 | P | 58004162 | 58 | EGTL Spares | Mtce | 54 | 54D | O-RING:NEOPRENE | 3/16 IN (0.21 IN) WD | *OBS*GS&P-O-Rings : CORD STOCK | FT | 40 | 0 | 0 | NO | 0.41 | 63.66 |  |  | 12975K34 | 01 |  | 2CAC | 2CAC | [6 empty] | 2012-01-07
1156 | 29200000TL | 03483 | EGC025024 | P | 58004228 | 58 | EGTL Spares | Mtce | 56 | 56Z | BRUSH: WIRE | 10 MM STL BRISTLE | Fasteners / Hardware : TUBE CLEANING. | EA | 10 | 0 | 0 | NO | 10.3007 | 1599.08 |  |  | 3627K71 - 7/16&QUOT; | 01 |  | 2CAC | [7 empty] | 2012-01-07
1157 | 29200000TL | 03483 | EGC025024 | P | 58004232 | 58 | EGTL Spares | Mtce | 56 | 56Z | BRUSH: WIRE | 8 MM,STL BRISTLE | Fasteners / Hardware : TUBE CLEANING. | EA | 10 | 0 | 0 | NO | 10.3007 | 1599.08 |  |  | 3627K71 - 5/16&QUOT; | 01 |  | 2CAC | [7 empty] | 2012-01-07
1158 | 29200000TL | 03483 | EGC025023 | P | 58004243 | 58 | EGTL Spares | Mtce | 56 | 56Z | STONE: SHARPENING | 3/4 IN X 150 MM LG, | Fasteners / Hardware : TRIANGLE,COARSE,100 GRIT, OIL | EA | 6 | 0 | 0 | NO | 16.8111 | 2609.75 |  |  | 4498A73 | 01 |  | 2CAC | [7 empty] | 2012-01-07
1159 | 29200000TL | 03483 | EGC025023 | P | 58004244 | 58 | EGTL Spares | Mtce | 56 | 56Z | STONE: SHARPENING | 3/4 IN X 150 MM LG, | Fasteners / Hardware : TRIANGLE,FINE,320 GRIT, OIL | EA | 6 | 0 | 0 | NO | 16.8111 | 2609.75 |  |  | 4498A71 | 01 |  | 2CAC | [7 empty] | 2012-01-07
1160 | 29200000TL | 03483 | EGC035002 | P | 58004255 | 58 | EGTL Spares | Mtce | 51 | 51B | LAMP | EXPLOSION PROOF HEAD | Electric Components - Lighting : | EA | 16 | 0 | 0 | NO | 16.9411 | 2629.94 | PELICAN | 2250 |  | 01,10 |  | 2CAC | 2CBC | [6 empty] | 2012-01-07 | 2025-07-15 |  | -23 | 2
1161 | 29200000TL | 03483 | EG3001022 | P | 58004423 | 58 | EGTL Spares | Mtce | 53 | 53A | FLANGE: PIPE | 4 IN,900 LB XS, | Fittings - Pipe - Carbon Steel :RTJ,CS,WN,ASTM A105,UNS K03504,ASME B16.5 | EA | 1 | 0 | 0 | NO | 58.7897 | 9131.81 |  |  | SEE DESCRIPTION | 02 |  | 2CAC | [7 empty] | 2012-01-07 | 2016-12-27
1162 | 29200000TL | 03483 | EG3001022 | P | 58004424 | 58 | EGTL Spares | Mtce | 53 | 53A | FLANGE: PIPE | 4 IN,900 LB | Fittings - Pipe - Carbon Steel :SCH 120,RTJ,CS,WN,ASTM A105,UNS K03504 | EA | 2 | 1 | 2 | NO | 58.7897 | 9131.81 |  |  | SEE DESCRIPTION | 02 |  | 2CAC | [7 empty] | 2012-01-07
1163 | 29200000TL | 03483 | EGC038022 | P | 58004474 | 58 | EGTL Spares | Mtce | 58 | 58Z | KIT: INSULATION SET | MECHANICAL FLANGE | Insulation & Accessories - All :TYPE E, FOR 12 IN 150 LB ASME B16.5 FLG, CONTAINS MEDIUM-WEAVE FABRIC-REINFORCED PHENOLIC WITH NEOPRENE FACE,PHENOLIC (MICARTA) SLEEVE, DBL WASHERS, FABRIC-REINFORCED LAMINATED PHENOLIC INSULATING WASHERS, STL BACK-UP WASHE | EA | 5 | 0 | 0 | NO | 152.9796 | 44162.876 |  |  | SEE DESCRIPTION | 01 |  | 2CAC | 1CCC | [6 empty] | 2012-01-07 | 2018-08-05 | 2019-04-02
1164 | 29200000TL | 03483 | EGC026025 | P | 58004478 | 58 | EGTL Spares | Mtce | 54 | 54A | GASKET: FLANGE NON-SPIRAL | 1/2 IN PIPE, 150 LB | Gaskets : FULL FACE, EPDM, ASME B16.21/B16.5,2-1/8 IN ID, 3-3/8 IN OD, 3MM THK, NPS, ETHYLENE-PROPYLENE-DIENE (EPDM), 959, 1 | EA | 34 | 0 | 0 | NO | 0.8906 | 138.3 | LAMON GASKET |  | SEE DESCRIPTION | 01 | 1 | 2CAC | [7 empty] | 2012-01-07 | 2022-05-01
1165 | 29200000TL | 03483 | EGC026026 | P | 58004479 | 58 | EGTL Spares | Mtce | 54 | 54A | GASKET: FLANGE NON-SPIRAL | 3/4 IN PIPE, 150 LB | Gaskets : FULL FACE, EPDM, ASME B16.21/B16.5, 1 IN ID,2-1/4 IN OD, 3MM THK; NPS, ETHYLENE-PROPYLENE-DIENE (EPDM), 960, 2 | EA | 25 | 0 | 0 | NO | 1.0006 | 155.39 | LAMON GASKET |  | SEE DESCRIPTION | 01 | 1 | 2CAC | [7 empty] | 2012-01-07 | 2025-02-15 |  | 0 | 2
1166 | 29200000TL | 03483 | EGC026026 | P | 58004480 | 58 | EGTL Spares | Mtce | 54 | 54A | GASKET: FLANGE NON-SPIRAL | 1-1/2 IN PIPE, 150 LB | Gaskets : FULL FACE, EPDM, ASME B16.21/B16.5, 2-1/8 IN ID, 3-3/8 IN OD, 3MM THK, NPS, ETHYLENE-PROPYLENE-DIENE (EPDM), 962, 3 | EA | 35 | 0 | 0 | NO | 1.2008 | 186.47 | LAMON GASKET |  | SEE DESCRIPTION | 01 | 1 | 2CAC | [7 empty] | 2012-01-07 | 2022-10-28
1167 | 29200000TL | 03483 | EGC027008 | P | 58004483 | 58 | EGTL Spares | Mtce | 54 | 54A | GASKET: FLANGE NON-SPIRAL | 4 IN PIPE, 150 LB | Gaskets : FULL FACE, EPDM, ASME B16.21/B16.5, 5 IN ID, 6-7/8 IN OD, 1.5MM THK, NPS, ETHYLENE-PROPYLENE-DIENE (EPDM), 972, 6 | EA | 20 | 25 | 40 | NO | 2.2815 | 354.29 | LAMON GASKET |  | SEE DESCRIPTION | 01 | 1 | 2CAC | [7 empty] | 2012-01-07 | 2025-08-14 |  | -8 | 1
1168 | 29200000TL | 03483 | EGC026012 | P | 58004487 | 58 | EGTL Spares | Mtce | 54 | 54A | GASKET: FLANGE NON-SPIRAL | 1-1/2 IN PIPE, 150 LB | Gaskets : FULL FACE, GRAPHITE/316 SS, ASME B16.21/B16.5, 2-1/8 IN ID, 3-3/8 IN OD, 1.5MM THK, 963, 10 | EA | 44 | 0 | 0 | NO | 1.2508 | 194.24 | LAMON GASKET |  | SEE DESCRIPTION | 01 | 1 | 2CAC | [7 empty] | 2012-01-07 | 2022-06-19
1169 | 29200000TL | 03483 | EGC026026 | P | 58004489 | 58 | EGTL Spares | Mtce | 54 | 54A | GASKET: FLANGE NON-SPIRAL | 3 IN PIPE, 150 LB | Gaskets : FULL FACE, GRAPHITE/316 SS, ASME B16.21/B16.5, 4 IN ID, 5-3/8 IN OD, 1.5MM THK, 969, 12 | EA | 5 | 0 | 0 | NO | 2.3795 | 369.4905 | LAMON GASKET |  | SEE DESCRIPTION | 01 | 1 | 2CAC | [7 empty] | 2012-01-07 | 2025-09-02 | 2013-06-13 | -12 | 3 | -30 | 5 | -15 | 6
1170 | 29200000TL | 03483 | EGC026028 | P | 58004490 | 58 | EGTL Spares | Mtce | 54 | 54A | GASKET: FLANGE NON-SPIRAL | 4 IN PIPE, 150 LB | Gaskets : FULL FACE, GRAPHITE/316 SS, ASME B16.21/B16.5, 5 IN ID,6-7/8 IN OD, 1.5MM THK, 973,13 | EA | 96 | 0 | 0 | NO | 2.4016 | 372.94 | LAMON GASKET |  |  | 01 | 1 | 2CAC | [7 empty] | 2012-01-07 | 2025-08-11 |  | -2 | 1 | -1 | 1
1171 | 29200000TL | 03483 | EGC027001 | P | 58004494 | 58 | EGTL Spares | Mtce | 54 | 54A | GASKET: FLANGE NON-SPIRAL | 12 IN PIPE, 150 LB | Gaskets : FULL FACE, GRAPHITE/316 SS, ASME B16.21/B16.5, 13-3/8 IN ID, 16-1/8 IN OD, 1.5MM THK, 987, 17 | EA | 50 | 0 | 0 | NO | 7.1446 | 1109.48 | LAMON GASKET |  | SEE DESCRIPTION | 01 | 1 | 2CAC | [7 empty] | 2012-01-07 | 2016-05-31
1172 | 29200000TL | 03483 | EGC026020 | P | 58004495 | 58 | EGTL Spares | Mtce | 54 | 54A | GASKET: FLANGE NON-SPIRAL | 14 IN PIPE, 150 LB | Gaskets : FULL FACE, GRAPHITE/316 SS, ASME B16.21/B16.5, 14-5/8 IN ID, 17-3/4 IN OD, 1.5MM THK, 990, 18 | EA | 27 | 0 | 0 | NO | 8.4354 | 1309.94 | LAMON GASKET |  | SEE DESCRIPTION | 01 | 1 | 2CAC | [7 empty] | 2012-01-07 | 2022-10-26
1173 | 29200000TL | 03483 | EGC031028 | P | 58004496 | 58 | EGTL Spares | Mtce | 54 | 54A | GASKET: FLANGE NON-SPIRAL | 16 IN PIPE, 150 LB | Gaskets : FULL FACE, GRAPHITE/316 SS, ASME B16.21/B16.5, 16-5/8 IN ID, 20-1/4 IN OD, 1.5MM THK, 991, 19 | EA | 44 | 25 | 50 | NO | 10.937 | 1698.41 | LAMON GASKET |  | SEE DESCRIPTION | 01 | 1 | 2CAC | [7 empty] | 2012-01-07 | 2024-07-05 |  |  |  | -1 | 1
1174 | 29200000TL | 03483 | EGC027016 | P | 58004497 | 58 | EGTL Spares | Mtce | 54 | 54A | GASKET: FLANGE NON-SPIRAL | 18 IN PIPE, 150 LB | Gaskets : FULL FACE, GRAPHITE/316 SS, ASME B16.21/B16.5, 18-11/16 IN ID, 21-5/8 IN OD, 1.5MM THK, 993, 20 | EA | 49 | 25 | 49 | NO | 12.9083 | 2004.53 | LAMON GASKET |  | SEE DESCRIPTION | 01 | 1 | 2CAC | [7 empty] | 2012-01-07 | 2018-08-02
1175 | 29200000TL | 03483 | EGC009007 | P | 58004498 | 58 | EGTL Spares | Mtce | 54 | 54A | GASKET: FLANGE NON-SPIRAL | 20 IN PIPE, 150 LB | Gaskets : FULL FACE, GRAPHITE/316 SS, ASME B16.21/B16.5, 20-11/16 IN ID, 23-7/8 IN OD, 1.5MM THK, 995, 21 | EA | 48 | 25 | 50 | NO | 15.9603 | 2478.47 | LAMON GASKET |  | SEE DESCRIPTION | 01 | 1 | 2CAC | [7 empty] | 2012-01-07 | 2021-10-12
1176 | 29200000TL | 03483 | EGC009007 | P | 58004499 | 58 | EGTL Spares | Mtce | 54 | 54A | GASKET: FLANGE NON-SPIRAL | 24 IN PIPE, 150 LB | Gaskets : FULL FACE, GRAPHITE/316 SS, ASME B16.21/B16.5, 24-3/4 IN ID, 28-1/4 IN OD, 1.5MM THK, 996, 22 | EA | 52 | 0 | 0 | NO | 22.29 | 3461.1478 | LAMON GASKET |  | SEE DESCRIPTION | 01 | 1 | 2CAC | [7 empty] | 2012-01-07 | 2016-02-19 | 2013-06-13
1177 | 29200000TL | 03483 | EGC026012 | P | 58004500 | 58 | EGTL Spares | Mtce | 54 | 54A | GASKET: FLANGE NON-SPIRAL | 2 IN PIPE, 300 LB | Gaskets : FULL FACE, GRAPHITE/316 SS, ASME B16.21/B16.5, 2-3/4 IN ID, 4-3/8 IN OD, 1.5MM THK, 967, 23 | EA | 38 | 0 | 0 | NO | 2.1055 | 326.956 | LAMON GASKET |  | SEE DESCRIPTION | 01 | 1 | 2CAC | [7 empty] | 2012-01-07 | 2020-02-01 | 2013-06-13
1178 | 29200000TL | 03483 | EGC027010 | P | 58004501 | 58 | EGTL Spares | Mtce | 54 | 54A | GASKET: FLANGE NON-SPIRAL | 3 IN PIPE, 300 LB, | Gaskets : FULL FACE, GRAPHITE/316 SS,ASME B16.21/B16.5, 4 IN ID, 5-7/8 IN OD, 1.5MM THK, 971,24 | EA | 48 | 25 | 50 | NO | 1.9365 | 300.713 | LAMON GASKET |  | SEE DESCRIPTION | 01 | 1 | 2CAC | [7 empty] | 2012-01-07 | 2017-10-29
1179 | 29200000TL | 03483 | EGC026026 | P | 58004502 | 58 | EGTL Spares | Mtce | 54 | 54A | GASKET: FLANGE NON-SPIRAL | 4 IN PIPE, 300 LB | Gaskets : FULL FACE, GRAPHITE/316 SS, ASME B16.21/B16.5, 5 IN ID, 7-1/8 IN OD, 1.5MM THK, 975, 25 | EA | 55 | 25 | 50 | NO | 2.2651 | 351.7455 | LAMON GASKET |  | SEE DESCRIPTION | 01 | 1 | 2CAC | [7 empty] | 2012-01-07 | 2013-09-30
1180 | 29200000TL | 03483 | EGC026002 | P | 58004503 | 58 | EGTL Spares | Mtce | 54 | 54A | GASKET: FLANGE NON-SPIRAL | 6 IN PIPE, 300 LB | Gaskets : FULL FACE, GRAPHITE/316 SS, ASME B16.21/B16.5, 7-3/16 IN ID, 9-7/8 IN OD, 1.5MM THK, 979, 26 | EA | 48 | 0 | 0 | NO | 3.4471 | 535.4491 | LAMON GASKET |  | SEE DESCRIPTION | 01 | 1 | 2CAC | [7 empty] | 2012-01-07 | 2013-08-17 | 2013-06-13
1181 | 29200000TL | 03483 | EGC027005 | P | 58004504 | 58 | EGTL Spares | Mtce | 54 | 54A | GASKET: FLANGE NON-SPIRAL | 8 IN PIPE, 300 LB | Gaskets : FULL FACE, GRAPHITE/316 SS,ASME B16.21/B16.5, 9-3/16 IN ID, 11 IN OD, 1.5MM THK, 983, 27 | EA | 38 | 0 | 0 | NO | 8.6255 | 1339.46 | LAMON GASKET |  | SEE DESCRIPTION | 01 | 1 | 2CAC | [7 empty] | 2012-01-07 | 2016-11-22
1182 | 29200000TL | 03483 | EGC027002 | P | 58004505 | 58 | EGTL Spares | Mtce | 54 | 54A | GASKET: FLANGE NON-SPIRAL | 10 IN PIPE, 300 LB | Gaskets : FULL FACE, GRAPHITE/316 SS, ASME B16.21/B16.5, 11-5/16 IN ID, 14-1/4 IN OD,1.5MM THK, 986, 28 | EA | 29 | 25 | 50 | NO | 14.009 | 2175.46 | LAMON GASKET |  | SEE DESCRIPTION | 01 | 1 | 2CAC | [7 empty] | 2012-01-07 | 2025-05-07 |  | -1 | 1
1183 | 29200000TL | 03483 | EGC027002 | P | 58004506 | 58 | EGTL Spares | Mtce | 54 | 54A | GASKET: FLANGE NON-SPIRAL | 12 IN PIPE, 300 LB | Gaskets : FULL FACE, GRAPHITE/316 SS, ASME B16.21/B16.5, 13-3/8 IN ID, 16-5/8 IN OD, 1.5MM THK, 989, 29 | EA | 50 | 0 | 0 | NO | 19.2424 | 2988.15 | LAMON GASKET |  | SEE DESCRIPTION | 01 | 1 | 2CAC | [7 empty] | 2012-01-07
1184 | 29200000TL | 03483 | EGC026012 | P | 58004507 | 58 | EGTL Spares | Mtce | 54 | 54A | GASKET: FLANGE NON-SPIRAL | 2 IN PIPE, 150 LB | Gaskets : FULL FACE, NEOPRENE, ASME B16.21/B16.5, 2-3/4 IN ID, 4-1/8 IN OD, 3MM THK, 966, 30 | EA | 39 | 0 | 0 | NO | 1.2208 | 189.58 | LAMON GASKET |  | SEE DESCRIPTION | 01 | 1 | 2CAC | [7 empty] | 2012-01-07 | 2025-11-07 |  | -5 | 1
1185 | 29200000TL | 03483 | EGC027010 | P | 58004511 | 58 | EGTL Spares | Mtce | 54 | 54A | GASKET: FLANGE NON-SPIRAL | 8 IN PIPE, 150 LB | Gaskets : FULL FACE, NEOPRENE, ASME B16.21/B16.5, 9-3/16 IN ID, 11 IN OD, 3MM THK, 982, 34 | EA | 96 | 0 | 0 | NO | 2.7618 | 428.88 | LAMON GASKET |  | SEE DESCRIPTION | 01 | 1 | 2CAC | [7 empty] | 2012-01-07 | 2017-10-21
1186 | 29200000TL | 03483 | EGC027012 | P | 58004515 | 58 | EGTL Spares | Mtce | 54 | 54A | GASKET: FLANGE NON-SPIRAL | 18 IN PIPE, 150 LB | Gaskets : FULL FACE, NEOPRENE, ASME B16.21/B16.5, 18-11/16 IN ID, 21-5/8 IN OD, 3MM THK, 994, 38 | EA | 42 | 0 | 0 | NO | 8.7356 | 1356.55 | LAMON GASKET |  | SEE DESCRIPTION | 01 | 1 | 2CAC | [7 empty] | 2012-01-07 | 2022-02-21
1187 | 29200000TL | 03483 | EGC026028 | P | 58004520 | 58 | EGTL Spares | Mtce | 54 | 54A | GASKET: FLANGE NON-SPIRAL | 4 IN PIPE, 150 LB | Gaskets : FLAT RING, PTFE, ASME B16.21/B16.5, 5 IN ID, 6-7/8 IN OD, 1.5MM THK | EA | 31 | 25 | 50 | NO | 1.7811 | 276.59 | LAMON GASKET |  | SEE DESCRIPTION | 01 | 1 | 2CAC | [7 empty] | 2012-01-07 | 2025-07-27 |  | -4 | 2 | -4 | 1 | -2 | 1
1188 | 29200000TL | 03483 | EGC026028 | P | 58004521 | 58 | EGTL Spares | Mtce | 54 | 54A | GASKET: FLANGE NON-SPIRAL | 6 IN PIPE, 150 LB | Gaskets : FLAT RING, PTFE, ASME B16.21/B16.5, 7-3/16 IN ID, 8-3/4 IN OD, 1.5MM THK, 1002, 44 | EA | 33 | 0 | 0 | NO | 2.6517 | 411.78 | LAMON GASKET |  | SEE DESCRIPTION | 01 | 1 | 2CAC | [7 empty] | 2012-01-07 | 2025-04-24 |  | -1 | 1 | -2 | 1
1189 | 29200000TL | 03483 | EGC027005 | P | 58004523 | 58 | EGTL Spares | Mtce | 54 | 54A | GASKET: FLANGE NON-SPIRAL | 12 IN PIPE, 150 LB | Gaskets : FLAT RING, PTFE, ASME B16.21/B16.5, 13-3/8 IN ID, 16-1/8 IN OD, 1.5MM THK | EA | 50 | 0 | 0 | NO | 6.5542 | 1017.8 | LAMON GASKET |  | SEE DESCRIPTION | 01 | 1 | 2CAC | [7 empty] | 2012-01-07
1190 | 29200000TL | 03483 | EGC026003 | P | 58004524 | 58 | EGTL Spares | Mtce | 54 | 54A | GASKET: RING JOINT | API R12, 316 SS | Gaskets : ASME B16.20, OCTAGONAL, 1007, 47; MECHANICAL BM-0000011A | EA | 44 | 0 | 0 | NO | 30.6297 | 4756.49 | LAMON GASKET |  | SEE DESCRIPTION | 01 | 1 | 2CAC | [7 empty] | 2012-01-07 | 2017-07-02
1191 | 29300000TL | 03483 | EGC026021 | P | 58004527 | 58 | EGTL Spares | Mtce | 54 | 54A | GASKET: RING JOINT | API R20, 316 SS | Gaskets : ASME B16.20,OCTAGONAL, 1020, 50; MECHANICAL BM-0000011A | EA | 4 | 2 | 4 | YES | 19.63 | 29952.8281 | LAMON GASKET |  | SEE DESCRIPTION | 01 | 1 | 2CAC | [7 empty] | 2019-11-01 | 2025-05-22 | 2025-02-25 | -2 | 1 | -6 | 1
1192 | 29200000TL | 03483 | EGC025002 | P | 58004530 | 58 | EGTL Spares | Mtce | 54 | 54A | GASKET: RING JOINT 4 IN PIPE | SIZE: 316 SS, 300LB, API R37 | Gaskets : OCTAGONAL STYLE 388 , 4IN 300LB S 316- 02-10, G7243, API 6A R37, 6A0-112-1 ASME B16.20, OCTAGONAL, 1036,53. | EA | 6 | 0 | 0 | NO | 46.1744 | 13916.327 | LAMONS GASKET |  |  | 01 | 1 | 2CAC | [5 empty] | STYLE 388 |  | 2012-01-07 | 2023-02-15 | 2018-10-12 |  |  |  |  | -6 | 1
1193 | 29200000TL | 03483 | EGC026011 | P | 58004531 | 58 | EGTL Spares | Mtce | 54 | 54A | GASKET: RING JOINT | 4 IN PIPE, 1500 LB | Gaskets : API R39, 316 SS, ASME B16.20, OCTAGONAL, 1038,54, MECHANICAL BM-0000011A | EA | 4 | 0 | 0 | NO | 28.8786 | 4484.56 | LAMON GASKET |  | SEE DESCRIPTION | 01 | 1 | 2CAC | [7 empty] | 2012-01-07 | 2024-08-20 |  |  |  | -10 | 1
1194 | 29200000TL | 03483 | EGC025020 | P | 58004534 | 58 | EGTL Spares | Mtce | 54 | 54A | GASKET: RING JOINT | 8 IN PIPE, 1500 LB | Gaskets : API R50,316 SS, ASME B16.20, OCTAGONAL, 1046, 57, MECHANICAL BM-0000011A | EA | 24 | 0 | 0 | NO | 89.2575 | 13860.79 | LAMON GASKET |  | SEE DESCRIPTION | 01 | 1 | 2CAC | [7 empty] | 2012-01-07 | 2014-01-16
1195 | 29200000TL | 03483 | EGC007021 | P | 58004537 | 58 | EGTL Spares | Mtce | 54 | 54A | GASKET: RING JOINT | 14 IN PIPE, 1500 LB | Gaskets : API R63, 316 SS, ASME B16.20, OCTAGONAL, 1061, 60, MECHANICAL BM-0000011A | EA | 21 | 0 | 0 | NO | 343.2125 | 53297.475 | LAMON GASKET |  | SEE DESCRIPTION | 01 | 1 | 2CAC | [7 empty] | 2012-01-07 | 2019-09-04
1196 | 29200000TL | 03483 | EGC026022 | P | 58004538 | 58 | EGTL Spares | Mtce | 54 | 54A | GASKET: RING JOINT | 3/4 IN PIPE, API R14, 321 SS | Gaskets : ASME B16.20, OCTAGONAL, 1012,61 MECHANICAL BM-0000011A | EA | 39 | 0 | 0 | NO | 27.7333 | 4305.9748 | LAMON GASKET |  | SEE DESCRIPTION | 01 | 1 | 2CAC | [6 empty] | FG131 | 2012-01-07 | 2020-05-20
1197 | 29200000TL | 03483 | EGC025003 | P | 58004539 | 58 | EGTL Spares | Mtce | 54 | 54A | GASKET: RING JOINT 1 IN PIPE | API R16, 321 SS | Gaskets : ASME B16.20, OCTAGONAL, 1018, 62 MECHANICAL BM-0000011A | EA | 21 | 13 | 25 | NO | 16.9483 | 2631.5233 | LAMON GASKET |  | SEE DESCRIPTION | 01 | 1 | 2CAC | [7 empty] | 2012-01-07 | 2026-01-04 | 2014-09-19 | -3 | 1
1198 | 29200000TL | 03483 | EGC026015 | P | 58004540 | 58 | EGTL Spares | Mtce | 54 | 54A | GASKET: RING JOINT | 1-1/2 IN PIPE, API R20, 321 SS | Gaskets : ASME B16.20, OCTAGONAL, 1021, 63, MECHANICAL BM-0000011A | EA | 15 | 0 | 0 | NO | 18.6544 | 2896.7527 | LAMON GASKET |  | SEE DESCRIPTION | 01 | 1 | 2CAC | [7 empty] | 2012-01-07 | 2018-08-07 | 2013-06-13
1199 | 29200000TL | 03483 | EGC026014 | P | 58004544 | 58 | EGTL Spares | Mtce | 54 | 54A | GASKET: RING JOINT | 3/4 IN PIPE, API R14, 347 SS | Gaskets : ASME B16.20, OCTAGONAL, 1013, 67, MECHANICAL BM-0000011A | EA | 17 | 0 | 0 | NO | 23.3035 | 3618.7981 | LAMON GASKET |  | SEE DESCRIPTION | 01 | 1 | 2CAC | [7 empty] | 2012-01-07 | 2024-08-20 |  |  |  | -5 | 1
1200 | 29200000TL | 03483 | EGC026016 | P | 58004548 | 58 | EGTL Spares | Mtce | 54 | 54A | GASKET: RING JOINT | API R14, INC 625 | Gaskets : ASME B16.20, OCTAGONAL, 1014, 71, MECHANICAL BM-0000011A | EA | 22 | 12 | 25 | NO | 113.2229 | 17582.38 | LAMON GASKET |  | SEE DESCRIPTION | 01 | 1 | 2CAC | [7 empty] | 2012-01-07 | 2024-12-27 |  |  |  | -2 | 1
1201 | 29200000TL | 03483 | EGC026020 | P | 58004549 | 58 | EGTL Spares | Mtce | 54 | 54A | GASKET: RING JOINT | 1-1/2 IN PIPE, API R20 | Gaskets : INC 625,ASME B16.20,OCTAGONAL, 1023, 72, MECHANICAL BM-0000011A | EA | 16 | 0 | 0 | NO | 122.2787 | 18988.66 | LAMON GASKET |  | SEE DESCRIPTION | 01 | 1 | 2CAC | [7 empty] | 2012-01-07 | 2019-12-22
1202 | 29200000TL | 03483 | EGC026020 | P | 58004550 | 58 | EGTL Spares | Mtce | 54 | 54A | GASKET: RING JOINT | API R13, 4-6CR | Gaskets : 0.5MOLY, ASME B16.20, OCTAGONAL,1009, 73, MECHANICAL BM-0000011A | EA | 9 | 0 | 0 | NO | 21.0336 | 3266.3 | LAMON GASKET |  | SEE DESCRIPTION | 01 | 1 | 2CAC | [7 empty] | 2012-01-07 | 2024-08-20 |  |  |  | -10 | 2
1203 | 29200000TL | 03483 | EGC026011 | P | 58004552 | 58 | EGTL Spares | Mtce | 54 | 54A | GASKET: RING JOINT | 1-1/2 IN PIPE, API R20 | Gaskets : 4-6CR 0.5MOLY, ASME B16.20, OCTAGONAL, 1024, 75, MECHANICAL BM-0000011A | EA | 14 | 0 | 0 | NO | 15.2998 | 2375.91 | LAMON GASKET |  | SEE DESCRIPTION | 01 | 1 | 2CAC | [7 empty] | 2012-01-07 | 2018-05-26
1204 | 29200000TL | 03483 | EGC026010 | P | 58004553 | 58 | EGTL Spares | Mtce | 54 | 54A | GASKET: RING JOINT | 2 IN PIPE, API R24 | Gaskets : 4-6CR 0.5MOLY, ASME B16.20, OCTAGONAL, 1029, 76, MECHANICAL BM-0000011A | EA | 17 | 0 | 0 | NO | 28.6716 | 4451.287 | LAMON GASKET |  | SEE DESCRIPTION | 01 | 1 | 2CAC | [7 empty] | 2012-01-07 | 2024-08-19 | 2014-08-02 |  |  | -1 | 1
1205 | 29200000TL | 03483 | EGC026005 | P | 58004554 | 58 | EGTL Spares | Mtce | 54 | 54A | GASKET: RING JOINT | 3 IN PIPE, API R31 | Gaskets : 4-6CR 0.5MOLY, ASME B16.20, OCTAGONAL, 1032, 77, MECHANICAL BM-0000011A | EA | 1 | 10 | 17 | NO | 45.4503 | 12926.1354 | LAMON GASKET |  | SEE DESCRIPTION | 01 | 1 | 2CAC | [7 empty] | 2012-01-07 | 2019-10-03 | 2018-10-31
1206 | 29200000TL | 03483 | EGC026002 | P | 58004555 | 58 | EGTL Spares | Mtce | 54 | 54A | GASKET: RING JOINT | 3 IN PIPE, 1500 LB | Gaskets : API R35, 4-6CR 0.5MOLY, ASME B16.20, OCTAGONAL, 1034,78 | EA | 25 | 0 | 0 | NO | 24.3256 | 3777.53 | LAMON GASKET |  | SEE DESCRIPTION | 01 | 1 | 2CAC | [7 empty] | 2012-01-07
1207 | 29200000TL | 03483 | EGC026007 | P | 58004556 | 58 | EGTL Spares | Mtce | 54 | 54A | GASKET: RING JOINT | 6 IN PIPE, 1500 LB | Gaskets : API R46, 4-6CR 0.5MOLY, ASME B16.20,OCTAGONAL, 1042,79 | EA | 28 | 0 | 0 | NO | 48.8715 | 7589.25 | LAMON GASKET |  | SEE DESCRIPTION | 01 | 1 | 2CAC | [7 empty] | 2012-01-07
1208 | 29200000TL | 03483 | EGC025028 | P | 58004557 | 58 | EGTL Spares | Mtce | 54 | 54A | GASKET: RING JOINT | API R54, 4-6CR | Gaskets : 0.5MOLY, ASME B16.20, OCTAGONAL, 1051, 80, MECHANICAL BM-0000011A | EA | 33 | 12 | 25 | NO | 189.4219 | 29415.33 | LAMON GASKET |  | SEE DESCRIPTION | 01 | 1 | 2CAC | [7 empty] | 2012-01-07
1209 | 29200000TL | 03483 | EGC007028 | P | 58004559 | 58 | EGTL Spares | Mtce | 54 | 54A | GASKET: RING JOINT | 14 IN PIPE, 300-600 LB | Gaskets : API R61, 4-6CR 0.5MOLY, ASME B16.20, OCTAGONAL, 1057, 82, MECHANICAL BM-0000011A | EA | 24 | 0 | 0 | NO | 276.4179 | 42924.93 | LAMON GASKET |  | SEE DESCRIPTION | 01 | 1 | 2CAC | [7 empty] | 2012-01-07 | 2016-12-27
1210 | 29200000TL | 03483 | EGC005006 | P | 58004562 | 58 | EGTL Spares | Mtce | 54 | 54A | GASKET: RING JOINT | 30 IN PIPE, 900 LB | Gaskets : API R102, SOFT IRON, ASME B16.20, OCTAGONAL, 1005, 85, MECHANICAL BM-0000011A | EA | 29 | 0 | 0 | NO | 571.3276 | 88721.47 | LAMON GASKET |  | SEE DESCRIPTION | 01 | 1 | 2CAC | [7 empty] | 2012-01-07 | 2013-11-07
1211 | 29200000TL | 03483 | EGC026022 | P | 58004563 | 58 | EGTL Spares | Mtce | 54 | 54A | GASKET: RING JOINT 1/2 IN PIPE | 300-600 LB | Gaskets : API R11, SOFT IRON, ASME B16.20, OCTAGONAL, 1006, 86 MECHANICAL BM-0000011A | EA | 19 | 13 | 25 | NO | 6.447 | 1001.0391 | LAMON GASKET |  | SEE DESCRIPTION | 01 | 1 | 2CAC | [7 empty] | 2012-01-07 | 2019-10-16 | 2014-09-19
1212 | 29200000TL | 03483 | EGC025003 | P | 58004564 | 58 | EGTL Spares | Mtce | 54 | 54A | GASKET: RING JOINT 1/2 IN PIPE | API R12, SOFT IRON, | Gaskets : ASME B16.20, OCTAGONAL, 1008, 87 MECHANICAL BM-0000011A | EA | 26 | 13 | 25 | NO | 11.2573 | 1748.14 | LAMON GASKET |  | SEE DESCRIPTION | 01 | 1 | 2CAC | [7 empty] | 2012-01-07 | 2020-05-24
1213 | 29200000TL | 03483 | EGC026013 | P | 58004565 | 58 | EGTL Spares | Mtce | 54 | 54A | GASKET: RING JOINT | API R13, SOFT IRON | Gaskets : ASME B16.20, OCTAGONAL, 1010, 88 MECHANICAL BM-0000011A | EA | 31 | 0 | 0 | NO | 7.3147 | 1135.9 | LAMON GASKET |  | SEE DESCRIPTION | 01 | 1 | 2CAC | [7 empty] | 2012-01-07 | 2026-01-04 |  | -14 | 2
1214 | 29300000TL | 03483 | EGC026006 | P | 58004574 | 58 | EGTL Spares | Mtce | 54 | 54A | GASKET: RING JOINT | 4 IN PIPE, 1500 LB API R39 | Gaskets : SOFT IRON, ASME B16.20, OCTAGONAL, 1039, 97 MECHANICAL BM-0000011A | EA | 22 | 15 | 22 | YES | 33.3609 | 51494.727 | LAMON GASKET |  | SEE DESCRIPTION | 01 | 1 | 2CAC | [7 empty] | 2019-11-01 |  | 2025-08-21
1215 | 29300000TL | 03483 | EGC007016 | P | 58004577 | 58 | EGTL Spares | Mtce | 54 | 54A | GASKET: RING JOINT | 8 IN PIPE, API R49 | Gaskets : SOFT IRON, ASME B16.20, OCTAGONAL, 1045, 100 MECHANICAL BM-0000011A | EA | 5 | 14 | 20 | YES | 60.92 | 93706.5348 | LAMON GASKET |  | SEE DESCRIPTION | 01 | 1 | 2CAC | [7 empty] | 2019-11-01 | 2026-01-08 | 2025-11-12 | -15 | 4 | -10 | 3
1216 | 29200000TL | 03483 | EGC026005 | P | 58004578 | 58 | EGTL Spares | Mtce | 54 | 54A | GASKET: RING JOINT | 8 IN PIPE, 1500 LB, API R50 | Gaskets : SOFT IRON, ASME B16.20, OCTAGONAL, 1048, 101 MECHANICAL BM-0000011A | EA | 23 | 0 | 0 | NO | 35.753 | 5552.08 | LAMON GASKET |  | SEE DESCRIPTION | 01 | 1 | 2CAC | [6 empty] | PPNL428 | 2012-01-07 | 2016-11-26
1217 | 29200000TL | 03483 | EGC004016 | P | 58004580 | 58 | EGTL Spares | Mtce | 54 | 54A | GASKET: RING JOINT | 10 IN PIPE, 1500 LB, API R54 | Gaskets : SOFT IRON,ASME B16.20,OCTAGONAL, 1052, 103 MECHANICAL BM-0000011A | EA | 58 | 0 | 0 | NO | 33.7617 | 5242.86 | LAMON GASKET |  | SEE DESCRIPTION | 01 | 1 | 2CAC | [7 empty] | 2012-01-07 | 2025-09-21 |  | -1 | 3
1218 | 29200000TL | 03483 | EGC002005 | P | 58004582 | 58 | EGTL Spares | Mtce | 54 | 54A | GASKET: RING JOINT | 14 IN PIPE, 300-600 LB | Gaskets : API R61, SOFT IRON, ASME B16.20, OCTAGONAL, 1058, 105 MECHANICAL BM-0000011A | EA | 43 | 0 | 0 | NO | 60.9332 | 9476.6392 | LAMON GASKET |  | SEE DESCRIPTION | 01 | 1 | 2CAC | [7 empty] | 2012-01-07 | 2022-05-31
1219 | 29200000TL | 03483 | EGC026023 | P | 58004591 | 58 | EGTL Spares | Mtce | 54 | 54A | GASKET: FLANGE NON-SPIRAL | 1-1/4 IN PIPE, 150 LB | Gaskets : FLAT RING, 0.5MM FLEXIBLE GRAPHITE FACING/316 SS, ASME B16.21/B16.5, 1-7/8 IN ID, 3 IN OD, 3MM THK, SERRTD MTL CORE, WITH LOOSE CENTERING RG, 1072, 114, MECHANICAL BM-0000011A | EA | 21 | 12 | 25 | NO | 4.1527 | 644.87 | LAMON GASKET |  | SEE DESCRIPTION | 01 | 1 | 2CAC | [7 empty] | 2012-01-07 | 2022-05-06
1220 | 29200000TL | 03483 | EGC007027 | P | 58004601 | 58 | EGTL Spares | Mtce | 54 | 54A | GASKET: FLANGE NON-SPIRAL | 16 IN PIPE, 150 LB | Gaskets : FLAT RING, 0.5MM FLEXIBLE GRAPHITE FACING/316 SS, ASME B16.21/B16.5, 16-5/8 IN ID, 20-1/4 IN OD, 3MM THK, SERRTD MTL CORE, WITH LOOSE CENTERING RG, 1082, 124 | EA | 62 | 0 | 0 | NO | 63.5663 | 9868.6624 | LAMON GASKET |  | SEE DESCRIPTION | 01 | 1 | 2CAC | [7 empty] | 2012-01-07 | 2022-02-23 | 2013-05-13
1221 | 29200000TL | 03483 | EGC027004 | P | 58004603 | 58 | EGTL Spares | Mtce | 54 | 54A | GASKET: FLANGE NON-SPIRAL | 20 IN PIPE, 150 LB | Gaskets : FLAT RING, 0.5MM FLEXIBLE GRAPHITE FACING/316 SS, ASME B16.21/B16.5, 20-11/16 IN ID, 23-7/8 IN OD, 3MM THK, SERRTD MTL CORE, WITH LOOSE CENTERING RG, 1084, 126 | EA | 9 | 0 | 0 | NO | 50.6326 | 7862.73 | LAMON GASKET |  | SEE DESCRIPTION | 01 | 1 | 2CAC | [7 empty] | 2012-01-07 | 2024-12-08 |  |  |  | -1 | 1
1222 | 29200000TL | 03483 | EGC007015 | P | 58004635 | 58 | EGTL Spares | Mtce | 54 | 54A | GASKET: SPIRAL WOUND | 18 IN PIPE, 600 LB | Gaskets : 304 SS INNER RING, 304 SS OUTER RING, GRAPHITE FILLER, 304 SS WINDING, ASME B16.20; ASME B16.5, 1168, 158 | EA | 2 | 13 | 25 | NO | 57.8372 | 8981.54 | LAMON GASKET |  | SEE DESCRIPTION | 01 | 1 | 2CAC | [7 empty] | 2012-01-07 | 2023-08-09 | [5 empty] | -4 | 1
1223 | 29200000TL | 03483 | EG1049014 | P | 58004639 | 58 | EGTL Spares | Mtce | 54 | 54A | GASKET: SPIRAL WOUND | 28 IN PIPE, 150 LB | Gaskets : 304 SS INNER RING, CS OUTER RING, GRAPHITE FILLER,304 SS WINDING, ASME B16.20; ASME B16.47, SERIES A, 1180, 162 | EA | 8 | 0 | 0 | NO | 90.5383 | 14059.69 | LAMON GASKET |  | SEE DESCRIPTION | 01 | 1 | 2CAC | [6 empty] | KENIL042 | 2012-01-07 | 2021-08-20
1224 | 29200000TL | 03483 | EG1050009 | P | 58004642 | 58 | EGTL Spares | Mtce | 54 | 54A | GASKET: SPIRAL WOUND | 42 IN PIPE, 150 LB | Gaskets : 304 SS INNER RING, CS OUTER RING, GRAPHITE FILLER, 304 SS WINDING, ASME B16.20; ASME B16.47, 1184, 164 | EA | 9 | 13 | 25 | NO | 112.0258 | 16315.95 | LAMON GASKET |  | SEE DESCRIPTION | 01 | 1 | 2CAC | [7 empty] | 2012-01-07 | 2025-12-06 |  | -2 | 1
1225 | 29300000TL | 03483 | EGC025007 | P | 58004654 | 58 | EGTL Spares | Mtce | 54 | 54A | GASKET: SPIRAL WOUND | 14 IN PIPE, 300 LB | Gaskets : 304 SS INNER RING, CS OUTER RING, GRAPHITE FILLER, 304 SS WINDING, ASME B16.20; ASME B16.5, 1160, 177 | EA | 76 | 53 | 77 | YES | 13.8518 | 21168.534 | LAMON GASKET |  | SEE DESCRIPTION | 01 | 1 | 2CAC | [7 empty] | 2019-11-01 |  | 2024-12-19
1226 | 29200000TL | 03483 | EG1050015 | P | 58004661 | 58 | EGTL Spares | Mtce | 54 | 54A | GASKET: SPIRAL WOUND | 42 IN PIPE, 300 LB | Gaskets : 304 SS INNER RING, CS OUTER RING, GRAPHITE FILLER, 304L SS WINDING, ASME B16.20; ASME B16.47, 1189, 184 | EA | 21 | 0 | 0 | NO | 166.307 | 25825.82 | LAMON GASKET |  | SEE DESCRIPTION | 01 | 1 | 2CAC | [7 empty] | 2012-01-07 | 2025-04-07 |  | -4 | 1
1227 | 29200000TL | 03483 | EGC008008 | P | 58004662 | 58 | EGTL Spares | Mtce | 54 | 54A | GASKET: SPIRAL WOUND | 48 IN PIPE, 300 LB | Gaskets : 304 SS INNER RING, CS OUTER RING, GRAPHITE FILLER, 304 SS WINDING, ASME B16.20; ASME B16.47, 1190, 185 | EA | 19 | 13 | 25 | NO | 175.8732 | 27311.35 | LAMON GASKET |  | SEE DESCRIPTION | 01 | 1 | 2CAC | [7 empty] | 2012-01-07 | 2019-03-04
1228 | 29200000TL | 03483 | EGC025015 | P | 58004663 | 58 | EGTL Spares | Mtce | 54 | 54A | GASKET: SPIRAL WOUND | 1/2 IN PIPE, 600 LB | Gaskets : 304 SS INNER RING, CS OUTER RING, GRAPHITE FILLER, 304 SS WINDING, ASME B16.20; ASME B16.5, 1091, 186 | EA | 15 | 0 | 0 | NO | 1.3947 | 428.88 | LAMON GASKET |  | SEE DESCRIPTION | 01 | 1 | 2CAC | [7 empty] | 2012-01-07 | 2025-06-19 |  | -6 | 1
1229 | 29200000TL | 03483 | EGC025016 | P | 58004666 | 58 | EGTL Spares | Mtce | 54 | 54A | GASKET: SPIRAL WOUND | 1-1/2 IN PIPE, 600 LB | Gaskets : 304 SS INNER RING, CS OUTER RING, GRAPHITE FILLER, 304 SS WINDING, ASME B16.20; ASME B16.5, 1113, 189 | EA | 6 | 0 | 0 | NO | 3.4523 | 536.1 | LAMON GASKET |  | SEE DESCRIPTION | 01 | 1 | 2CAC | [7 empty] | 2012-01-07 | 2025-07-13 |  | -1 | 1 |  |  | -8 | 2
1230 | 29200000TL | 03483 | EGC007015 | P | 58004677 | 58 | EGTL Spares | Mtce | 54 | 54A | GASKET: SPIRAL WOUND | 20 IN PIPE, 600 LB | Gaskets : 304 SS INNER RING, CS OUTER RING, GRAPHITE FILLER, 304 SS WINDING, ASME B16.20; ASME B16.5, 1172, 200 | EA | 20 | 0 | 0 | NO | 57.7772 | 8972.22 | LAMON GASKET |  | SEE DESCRIPTION | 01 | 1 | 2CAC | [7 empty] | 2012-01-07 | 2023-09-23 | [5 empty] | -2 | 1
1231 | 29200000TL | 03483 | EGC007009 | P | 58004678 | 58 | EGTL Spares | Mtce | 54 | 54A | GASKET: SPIRAL WOUND | 20 IN PIPE, 600 LB | Gaskets : 304 SS INNER RING, CS OUTER RING, GRAPHITE FILLER, 304L SS WINDING, ASME B16.20; ASME B16.5, 1173, 201 | EA | 25 | 13 | 25 | NO | 57.7772 | 8972.22 | LAMON GASKET |  | SEE DESCRIPTION | 01 | 1 | 2CAC | [7 empty] | 2012-01-07 | 2018-08-10
1232 | 29200000TL | 03483 | EGC025016 | P | 58004682 | 58 | EGTL Spares | Mtce | 54 | 54A | GASKET: SPIRAL WOUND | 2 IN PIPE, 1500 LB | Gaskets : 304 SS INNER RING, CS OUTER RING, GRAPHITE FILLER, 304 SS WINDING, ASME B16.20; ASME B16.5, 1124, 205 | EA | 16 | 17 | 25 | NO | 4.0927 | 635.55 | LAMON GASKET |  | SEE DESCRIPTION | 01 | 1 | 2CAC | [7 empty] | 2012-01-07 | 2024-08-21 |  |  |  | -2 | 1 | -3 | 2
1233 | 29200000TL | 03483 | EGC025018 | P | 58004685 | 58 | EGTL Spares | Mtce | 54 | 54A | GASKET: SPIRAL WOUND | 1 IN PIPE, 300 LB | Gaskets : 304 SS INNER RING, CS OUTER RING, POLYTETRAFLUOROETHYLENE FILLER, 304 SS WINDING, ASME B16.20; ASME B16.5, 1103, 208 | EA | 2 | 0 | 0 | NO | 16.3588 | 3201.141 | LAMON GASKET |  | SEE DESCRIPTION | 01 | 1 | 2CAC | [7 empty] | 2012-01-07 | 2025-07-02 | 2015-12-04 | -2 | 1
1234 | 29300000TL | 03483 | EGC026013 | P | 58004687 | 58 | EGTL Spares | Mtce | 54 | 54A | GASKET: SPIRAL WOUND | 3 IN PIPE, 300 LB | Gaskets : 304 SS INNER RING, CS OUTER RING, POLYTETRAFLUOROETHYLENE FILLER, 304 SS WINDING, ASME B16.20; ASME B16.5,1130, 210 | EA | 2 | 6 | 9 | YES | 203.09 | 304084.6261 | LAMON GASKET |  | SEE DESCRIPTION | 01 | 1 | 2CAC | [7 empty] | 2019-11-01 | 2025-04-24 | 2025-10-10 | -2 | 1 | -25 | 6
1235 | 29200000TL | 03483 | EGC025018 | P | 58004688 | 58 | EGTL Spares | Mtce | 54 | 54A | GASKET: SPIRAL WOUND | 3/4 IN PIPE, 600 LB | Gaskets : 304 SS INNER RING, CS OUTER RING, POLYTETRAFLUOROETHYLENE FILLER, 304 SS WINDING, OXY SERVICE, INNER RING ID TO SCHEDULE 40S PIPE ID, ASME B16.20; ASME B16.5, 1099, 211 | EA | 12 | 13 | 25 | NO | 2.8218 | 438.2 | LAMON GASKET |  | SEE DESCRIPTION | 01 | 1 | 2CAC | [7 empty] | 2012-01-07 | 2024-06-06 |  |  |  | -4 | 1 | -2 | 1
1236 | 29200000TL | 03483 | EGC025016 | P | 58004689 | 58 | EGTL Spares | Mtce | 54 | 54A | GASKET: SPIRAL WOUND | 1-1/2 IN PIPE, 600 LB | Gaskets : 304 SS INNER RING, CS OUTER RING, POLYTETRAFLUOROETHYLENE FILLER, 304 SS WINDING, OXY SERVICE, INNER RING ID TO SCHEDULE 40S PIPE ID, ASME B16.20; ASME B16.5, 1114, 212 | EA | 18 | 12 | 24 | NO | 4.4029 | 683.72 | LAMON GASKET |  | SEE DESCRIPTION | 01 | 1 | 2CAC | 2BAC | [6 empty] | 2012-01-07 | 2022-12-09
1237 | 29200000TL | 03483 | EGC025007 | P | 58004691 | 58 | EGTL Spares | Mtce | 54 | 54A | GASKET: SPIRAL WOUND | 8 IN PIPE, 600 LB | Gaskets : 304 SS INNER RING,CS OUTER RING, POLYTETRAFLUOROETHYLENE FILLER, 304 SS WINDING | EA | 11 | 0 | 0 | NO | 18.2517 | 2834.31 | LAMON GASKET |  | SEE DESCRIPTION | 01 | 1 | 2CAC | [7 empty] | 2012-01-07 | 2023-09-23 | [5 empty] | -3 | 1
1238 | 29200000TL | 03483 | EGC025004 | P | 58004693 | 58 | EGTL Spares | Mtce | 54 | 54A | GASKET: SPIRAL WOUND | 1 IN PIPE, 300 LB | Gaskets : 316 SS INNER RING, CS OUTER RING, POLYTETRAFLUOROETHYLENE FILLER, 316 SS WINDING, ASME B16.20; ASME B16.5, 1104, 216 | EA | 1 | 0 | 0 | NO | 7.1798 | 1817.1588 | LAMON GASKET |  | SEE DESCRIPTION | 01 | 1 | 2CAC | [6 empty] | OPIU067 | 2012-01-07 | 2021-10-24 | 2016-05-16
1239 | 29300000TL | 03483 | EGC025015 | P | 58004694 | 58 | EGTL Spares | Mtce | 54 | 54A | GASKET: SPIRAL WOUND | 3 IN PIPE, 300 LB | Gaskets : 316 SS INNER RING, CS OUTER RING, POLYTETRAFLUOROETHYLENE FILLER, 316 SS WINDING, ASME B16.20; ASME B16.5, 1131, 217 | EA | 6 | 5 | 8 | YES | 29.182 | 43820.8355 | LAMON GASKET |  | SEE DESCRIPTION | 01 | 1 | 2CAC | [7 empty] | 2019-11-01 | 2025-12-31 | 2024-10-10 | -19 | 4 | -22 | 3
1240 | 29200000TL | 03483 | EGC025018 | P | 58004697 | 58 | EGTL Spares | Mtce | 54 | 54A | GASKET: SPIRAL WOUND | 3/4 IN PIPE, 300 LB | Gaskets : MONEL 400 INNER RING, CS OUTER RING, GRAPHITE FILLER, MONEL 400 WINDING, OXY SERVICE, INNER RING ID TO SCHEDULE 160 PIPE ID, ASME B16.20; ASME B16.5, 1096,220 | EA | 1 | 0 | 0 | NO | 9.6376 | 1499.3104 | LAMON GASKET |  | SEE DESCRIPTION | 01 | 1 | 2CAC | [7 empty] | 2012-01-07 | 2024-05-13 |  |  |  | -10 | 1 | -4 | 1
1241 | 29200000TL | 03483 | EGC025018 | P | 58004698 | 58 | EGTL Spares | Mtce | 54 | 54A | GASKET: SPIRAL WOUND | 1 IN PIPE, 300 LB | Gaskets : MONEL 400 INNER RING, CS OUTER RING, GRAPHITE FILLER, MONEL 400 WINDING, OXY SERVICE, INNER RING ID TO SCHEDULE 160 PIPE ID, ASME B16.20; ASME B16.5, 1105, 221 | EA | 10 | 13 | 25 | NO | 12.8082 | 1988.99 | LAMON GASKET |  | SEE DESCRIPTION | 01 | 1 | 2CAC | 2BBB | [6 empty] | 2012-01-07 | 2024-06-08 |  |  |  | -6 | 1
1242 | 29200000TL | 03483 | EGC025018 | P | 58004699 | 58 | EGTL Spares | Mtce | 54 | 54A | GASKET: SPIRAL WOUND | 1/2 IN PIPE, 600 LB | Gaskets : MONEL 400 INNER RING, CS OUTER RING, VERMICULITE FILLER, MONEL 400 WINDING, OXY SERVICE, INNER RING ID TO SCHEDULE 80S PIPE ID, ASME B16.20; ASME B16.5, 1092, 222 | EA | 21 | 12 | 24 | NO | 9.4361 | 1465.33 | LAMON GASKET |  | SEE DESCRIPTION | 01 | 1 | 2CAC | 2BAB | [6 empty] | 2012-01-07 | 2019-10-03
1243 | 29200000TL | 03483 | EGC025018 | P | 58004700 | 58 | EGTL Spares | Mtce | 54 | 54A | GASKET: SPIRAL WOUND | 3/4 IN PIPE, 600 LB | Gaskets : MONEL 400 INNER RING, CS OUTER RING, VERMICULITE FILLER, MONEL 400 WINDING, OXY SERVICE, INNER RING ID TO SCHEDULE 80S PIPE ID, ASME B16.20; ASME B16.5, 1100, 223 | EA | 15 | 0 | 0 | NO | 9.9264 | 1541.47 | LAMON GASKET |  | SEE DESCRIPTION | 01 | 1 | 2CAC | [7 empty] | 2012-01-07 | 2016-10-26
1244 | 29200000TL | 03483 | EGC025018 | P | 58004702 | 58 | EGTL Spares | Mtce | 54 | 54A | GASKET: SPIRAL WOUND | 1-1/2 IN PIPE, 600 LB | Gaskets : MONEL 400 INNER RING, CS OUTER RING, VERMICULITE FILLER, MONEL 400 WINDING, OXY SERVICE, INNER RING ID TO SCHEDULE 80S PIPE ID, ASME B16.20; ASME B16.5, 1115, 225 | EA | 25 | 0 | 0 | NO | 22.9848 | 3569.31 | LAMON GASKET |  | SEE DESCRIPTION | 01 | 1 | 2CAC | [7 empty] | 2012-01-07
1245 | 29300000TL | 03483 | EGC027026 | P | 58004703 | 58 | EGTL Spares | Mtce | 54 | 54A | GASKET: SPIRAL WOUND | 2 IN PIPE, 600 LB | Gaskets : MONEL 400 INNER RING, CS OUTER RING, VERMICULITE FILLER, MONEL 400 WINDING, OXY SERVICE, INNER RING ID TO SCHEDULE 40S PIPE ID, ASME B16.20; ASME B16.5, 1123, 226 | EA | 6 | 4 | 7 | YES | 176.6693 | 257758.8833 | LAMON GASKET |  | SEE DESCRIPTION | 01 | 1 | 2CAC | [7 empty] | 2019-11-01 |  | 2024-06-05
1246 | 29300000TL | 03483 | EGC026010 | P | 58004704 | 58 | EGTL Spares | Mtce | 54 | 54A | GASKET: SPIRAL WOUND | 3 IN PIPE, 600 LB | Gaskets : MONEL 400 INNER RING, CS OUTER RING, VERMICULITE FILLER, MONEL 400 WINDING, OXY SERVICE, INNER RING ID TO SCHEDULE 40S PIPE ID, ASME B16.20; ASME B16.5, 1134, 227 | EA | 7 | 4 | 7 | YES | 66.4286 | 97140.5143 | LAMON GASKET |  | SEE DESCRIPTION | 01 | 1 | 2CAC | [7 empty] | 2019-11-01 |  | 2025-07-22
1247 | 29200000TL | 03483 | EGC025008 | P | 58004706 | 58 | EGTL Spares | Mtce | 54 | 54A | GASKET: SPIRAL WOUND | 8 IN PIPE, 600 LB | Gaskets : MONEL 400 INNER RING, CS OUTER RING, VERMICULITE FILLER, MONEL 400 WINDING, OXY SERVICE, INNER RING ID TO SCHEDULE 40S PIPE ID, ASME B16.20; ASME B16.5, 1150, 229 | EA | 23 | 0 | 0 | NO | 138.379 | 21488.88 | LAMON GASKET |  | SEE DESCRIPTION | 01 | 1 | 2CAC | [7 empty] | 2012-01-07 | 2018-07-20
1248 | 29200000TL | 03483 | EG1043005 | S | 58004707 | 58 | EGTL Spares | Mtce | 54 | 54A | GASKET: SPIRAL WOUND | 12 IN PIPE, 600 LB | Gaskets : MONEL 400 INNER RING, CS OUTER RING, VERMICULITE FILLER, MONEL 400 WINDING, OXY SERVICE, INNER RING ID TO SCHEDULE 40 PIPE ID, ASME B16.20; ASME B16.5, 1158, 230 | EA | 25 | 0 | 0 | NO | 351.8497 | 54613.85 | LAMON GASKET |  | SEE DESCRIPTION | 01 | 1 | 2CAC | [7 empty] | 2012-01-07
1249 | 29200000TL | 03483 | EGC007027 | P | 58004709 | 58 | EGTL Spares | Mtce | 54 | 54A | GASKET: SPIRAL WOUND | 20 IN PIPE, 600 LB | Gaskets : MONEL 400 INNER RING, CS OUTER RING, VERMICULITE FILLER, MONEL 400 WINDING, OXY SERVICE, INNER RING ID TO SCHEDULE 40 PIPE ID, ASME B16.20; ASME B16.5, 1175, 232 | EA | 21 | 0 | 0 | NO | 463.8385 | 72029.48 | LAMON GASKET |  | SEE DESCRIPTION | 01 | 1 | 2CAC | [7 empty] | 2012-01-07 | 2014-03-10
1250 | 29200000TL | 03483 | EGC009005 | P | 58004732 | 58 | EGTL Spares | Mtce | 54 | 54A | STUD BOLT: ALL-THREAD | 1-1/2 IN DIA,190MM LG | Gaskets : &quot;8 UN,CS,SA193,GR B7, 2 NUTS, SA 194 2H 135-VC-009, FOR VESSEL&quot; | ST | 18 | 0 | 0 | NO | 450.261 | 69880.5 | KNM PROCESS SYS SDN. BHD. |  |  | 02,21,22 | 1 |  |  |  | K060411-1-E-D-004 |  |  |  |  | 2012-12-14
1251 | 29200000TL | 03483 | EGC009005 | P | 58004733 | 58 | EGTL Spares | Mtce | 54 | 54A | STUD BOLT: ALL-THREAD | 1-1/4 IN DIA,190MM LG | Gaskets : &quot;8 UN,CS,SA193,GR B7, 2 NUTS, SA 194 2H 172-VC-004, FOR VESSEL.&quot; | ST | 14 | 3 | 6 | NO | 400.232 | 62116 | KNM PROCESS SYS SDN. BHD. |  |  | 02,21,22 | 1 |  |  |  | K060411-1-E-D-014 |  |  |  |  | 2012-12-14 | 2016-04-12
1252 | 29200000TL | 03483 | EG1051028 | P | 58004754 | 58 | EGTL Spares | Mtce | 14 | 14C | MODULE:ACTUATOR CONTROL | Y-GLOBE ON.OFF MOV | Flow Measuring Instruments : 150-HV-0005, 150-HV-0006 | EA | 1 | 0 | 1 | NO | 13658.32 | 2683723.061 | ROTORK |  | PN 001316297 | 01,22 | 1 | 2BAB | [7 empty] | 2012-01-06 | 2015-05-21 | 2015-09-07
1253 | 29200000TL | 03483 | EGC004034 | P | 58004756 | 58 | EGTL Spares | Mtce | 51 | 51Z | BUSHING: ELECTRICAL CONDUCTOR | HIGH VOLTAGE,15KV,130A | Electric-Other : 95KV,107MM SHED DIA,431MM PORCELAIN LG,510MM HT, PART NO. B2445 WITH GASKETS, PORCELAIN, 5TR1B CAP SPARE 1TR32A 1TR32B 2TR31A 2TR31B 2TR32A 2TR32B 2TR33A 2TR33B CAP SPARE 1TR21A 1T | PC | 9 | 0 | 0 | NO | 276.2878 | 42904.73 | PROLEC GE | B245 | PB608 | 01,10,22 | 1 | 3CAC | [7 empty] | 2012-01-06
1254 | 29200000TL | 03483 | EG1055029 | P | 58004757 | 58 | EGTL Spares | Mtce | 51 | 51E | BUSHING: ELECTRICAL CONDUCTOR | LOW VOLTAGE,15KV,4KA | Electric Components - Conduit / Fitting :110KV,203MM SHED DIA,750.9MM PORCELAIN LG,944.6MM HT, METAL & GLASS, 2-TR2-1B, 2-TR2-2A, 2-TR2-2B, CAP SPARE | PC | 6 | 1 | 4 | NO | 6023.9256 | 935447.8 | ABB INC. | 015J0400AN | UF96 | 01,10,22 | 1 | 3CAC |  |  | G193901D801 |  |  |  |  | 2012-01-06
1255 | 29200000TL | 03483 | EG3003027 | P | 58004758 | 58 | EGTL Spares | Mtce | 51 | 51E | BUSHING: ELECTRICAL CONDUCTOR | XO BUSHING,15KV,4KA | Electric Components - Conduit / Fitting :110KV,203.2MM SHED DIA,836.5MM PORCELAIN LG,944.6MM HT, METAL & GLASS, 2-TR2-1B, 2-TR2-2A, 2-TR2-2B, CAP SPARE | PC | 2 | 0 | 0 | NO | 6023.8766 | 935447.8 | ABB INC. | 015J0400AN | UF96 | 01,10,22 | 1 | 3CAC |  |  | G193901D801 |  |  |  |  | 2012-01-06
1256 | 29200000TL | 03483 | EGC004034 | P | 58004759 | 58 | EGTL Spares | Mtce | 51 | 51E | CONNECTOR:HV INTERNAL,134MM | SUBSTATION TRANSFORMERS | Electric Components - Conduit / Fitting :2-TR2-1B, 2-TR2-2A, 2-TR2-2B, CAP SPARE, SUPPLIER:DELTA CONECTORES, S.A. DE C.V., 2-TR2-1B, 2-TR2-2A, 2-TR2-2B, CAP SPARE, SUPPLIER:DELTA CONECTORES, S.A. DE C.V. | PC | 6 | 0 | 0 | NO | 298.9624 | 46425.87 | DELTA CONECTORES | PM575C12-1-4N4-E | DZ45 | 01,22 | 1 | 3CAC |  |  | G193901D801 |  |  |  |  | 2012-01-06
1257 | 29200000TL | 03483 | EGC004034 | P | 58004760 | 58 | EGTL Spares | Mtce | 51 | 51E | CONNECTOR:HV EXTERNAL,158.7MM | SUBSTATION TRANSFORMERS | Electric Components - Conduit / Fitting :2-TR2-1B, 2-TR2-2A, 2-TR2-2B, CAP SPARE, SUPPLIER:DELTA CONECTORES, S.A. DE C.V., 2-TR2-1B, 2-TR2-2A, 2-TR2-2B, CAP SPARE, SUPPLIER:DELTA CONECTORES, S.A. DE C.V. | PC | 9 | 0 | 0 | NO | 440.9138 | 68469.5 | DELTA CONECTORES | PM575C12-1-4N4-E | U649 | 01,22 | 1 | 3CAC |  |  | G193901D801 |  |  |  |  | 2012-01-06
1258 | 29200000TL | 03483 | EGC004034 | P | 58004761 | 58 | EGTL Spares | Mtce | 51 | 51E | CONNECTOR:LV EXTERNAL,210.8MM | SUBSTATION TRANSFORMERS | Electric Components - Conduit / Fitting :2-TR2-1B, 2-TR2-2A, 2-TR2-2B, CAP SPARE, SUPPLIER:DELTA CONECTORES, S.A. DE C.V., 2-TR2-1B, 2-TR2-2A, 2-TR2-2B, CAP SPARE, SUPPLIER:DELTA CONECTORES, S.A. DE C.V. | PC | 6 | 1 | 4 | NO | 1653.7243 | 256806.84 | DELTA CONECTORES | PM62C12-1-M3-E | FH22 | 01,22 | 1 | 3CAC |  |  | G193901D801 |  |  |  |  | 2012-01-06
1259 | 29200000TL | 03483 | EG1053015 | P | 58004763 | 58 | EGTL Spares | Mtce | 51 | 51E | BUSHING: ELECTRICAL CONDUCTOR | HIGH VOLTAGE,15KV,1.2KA | Electric Components - Conduit / Fitting :110KV,165.1MM SHED DIA,617.5MM PORCELAIN LG,800.1MM HT, METAL & GLASS, 2-TR2-1B, 2-TR2-2A, 2-TR2-2B, CAP SPARE, METAL & GLASS, 2-TR2-1B, 2-TR2-2A, 2-TR2-2B, CAP SPARE | PC | 6 | 0 | 0 | NO | 2852 | 442801.52 | PCORE ELECTRIC CO. INC. | B89112-40-70 | PB608 | 01,10,22 | 1 | 3CAC |  |  | G193901D801 |  |  |  |  | 2012-01-06
1260 | 29200000TL | 03483 | EG1059014 | P | 58004764 | 58 | EGTL Spares | Mtce | 14 | 14I | INDICATOR:WINDING TEMPERATURE | STL SHEET METAL | Temperature and heat measuring instruments : GALVANIZED,173 MM DIAM,0 TO 120/180C RANGE,0-180°C SCALE, 2-TR2-1B, 2-TR2-2A, 2-TR2-2B, CAP SPARE | PC | 3 | 2 | 3 | NO | 2449.31 | 380206.3913 | REINHAUSEN MANUFACTURING | MT-ST160WRM/4C/4M | PB203 | 22 | 1 | 3CAC |  |  | G193901D801 |  |  |  |  | 2012-01-06 | 2013-09-12 | 2014-04-08
1261 | 29200000TL | 03483 | EG1009011 | P | 58004792 | 58 | EGTL Spares | Mtce | 54 | 54A | FUSE:UR,450A | 2 BOLTS SCREW,CERAMIC | Gaskets : FUSIBLE UR 6,6 URD 32 TTF, 110-UPS-2/B, UPS SYS 110-UPS-1&2A/B | EA | 20 | 1 | 2 | NO | 149.88 | 23268.87 | CHLORIDE CIS | 0108020058 |  | 01,22 | 1 | 3CAC |  |  | DT316510 |  |  |  |  | 2013-02-15
1262 | 29200000TL | 03483 | EG1009011 | P | 58004797 | 58 | EGTL Spares | Mtce | 54 | 54A | FUSE:UR,800A | 2 BOLTS,CERAMIC | Gaskets : FUSIBLE UR 6,6 URD 33 TTF, 110-UPS-2/A, UPS SYS 110-UPS-1&2A/B | EA | 20 | 0 | 0 | NO | 226.1001 | 35102.0302 | CHLORIDE CIS | 0108550061 |  | 01,22 | 1 | 3CAC |  |  | DT 316509 |  |  |  |  | 2013-02-15
1263 | 29200000TL | 03483 | EG1009008 | P | 58004814 | 58 | EGTL Spares | Mtce | 51 | 51C | BRIDGE: ELECTRICAL | EXOND INVERTER | Electric Components - Motor / Generator :FOR UPS SYSTEMS TH23M11, 110-UPS-2/B | EA | 1 | 0 | 0 | NO | 2511.6 | 389925.9 | CHLORIDE CIS | 5044512231 | 5044512231 | 01,10,22 | 1 | 3CAC |  |  | DT316510 |  |  |  |  | 2012-01-07
1264 | 29200000TL | 03483 | EG1009015 | P | 58004815 | 58 | EGTL Spares | Mtce | 51 | 51C | BRIDGE: ELECTRICAL | EXOND INVERTER | Electric Components - Motor / Generator :FOR UPS SYSTEMS IFH22M22, 110-UPS-2/A | EA | 1 | 0 | 0 | NO | 1818.33 | 282295.73 | CHLORIDE CIS | 5044542222 | 5044542222 | 01,10,22 | 1 | 3CAC |  |  | DT 316509 |  |  |  |  | 2012-01-07
1265 | 29200000TL | 03483 | EG1002011 | P | 58004834 | 58 | EGTL Spares | Mtce | 11 | 11G | BRIDGE: ELECTRICAL | SHARING PCB | Computer Hardware - EPOS : FOR UPS SYSTEMS IT 22, ELECTRONIC CARDS, 110-UPS-2/A | EA | 1 | 0 | 0 | NO | 280.8794 | 43606.52 | CHLORIDE CIS | 5910840003 | 5910840003 | 01,10,22 | 1 | 3CAC |  |  | DT 316509 |  |  |  |  | 2012-01-07
1266 | 29200000TL | 03483 | EG1002011 | P | 58004835 | 58 | EGTL Spares | Mtce | 11 | 11G | BRIDGE: ELECTRICAL | SHARING PCB | Computer Hardware - EPOS : FOR UPS SYSTEMS IT 23M, ELECTRONIC CARDS, 110-UPS-2/B | EA | 1 | 0 | 0 | NO | 278.2437 | 43197.33 | CHLORIDE CIS | 5910840006 | 5910840006 | 01,10,22 | 1 | 3CAC |  |  | DT316510 |  |  |  |  | 2012-01-07
1267 | 29200000TL | 03483 | EGC036004 | P | 58004860 | 58 | EGTL Spares | Mtce | 66 | 66S | KIT:OVERHAUL | FOR ACTUATOR | Valve-Regulators : SOFT-GOOD, RBR, 130-FXV-1021C, 130-FXV-2021C, 130-PV-1083A, 130-PV-2083A WAS P/N STI59227 | EA | 1 | 0 | 0 | NO | 1448.8397 | 224859.92 | STI | 33000 | 33000 | 01,22 | 1 | 1BBA | 0AAA |  | 202125-2/3 |  |  |  |  | 2012-01-06 | 2025-01-22 |  | -1 | 1
1268 | 29200000TL | 03483 | EGC033027 | P | 58004862 | 58 | EGTL Spares | Mtce | 51 | 51Z | COMMUTATOR:PNEUMATIC | PNEUMATIC COMMUSTE | Electric-Other : &quot;130-FXV-1021C, 130-FXV-2021C, 120-PXV-1132, 120-PXV-2132, 130-PV-1083A, 130-PV-2083A, 172-PV-0001 (WAS P/N STI 61701) CONFIGURATION: 3-WAY, PNEUMATIC COMMUSTE., 130-FXV-1021C, 130-FXV-20&quot; | EA | 1 | 0 | 0 | NO | 1707.9899 | 265080.03 | STI | 33735 | 33735 | 22 | 1 | 1BBA | 0AAA |  | 202125-1/2/3/4 |  |  |  |  | 2012-01-06 | 2025-01-22 |  | -2 | 1
1269 | 29200000TL | 03483 | EGC036011 | P | 58004865 | 58 | EGTL Spares | Mtce | 66 | 66P | REGULATOR | FILTER, AIR | Valve-Regulators : NS, 130-FXV-1021C, 130-FXV-2021C, 120-PXV-1132, 120-PXV-2132, 130-PV-1083A, 130-PV-2083A, 172-PV-0001, 172-PV-0012, WAS P/N STI 46841 | EA | 2 | 0 | 0 | NO | 497.2882 | 77179.13 | FISHER CONTROLS | 34073 | 46841 | 01,10,22 | 1 | 1BBA | 1BBB |  | 202125-1/2/3/4/5 |  |  |  |  | 2012-01-06 | 2025-01-22 |  | -1 | 1
1270 | 29200000TL | 03483 | EGC036011 | P | 58004867 | 58 | EGTL Spares | Mtce | 66 | 66P | HEAD: PRESSOSTATIC | SERVICE CONTROL | Valve-Regulators : PAINTED RAL 7001, 172-PV-0001, WAS P/N STI 80807 | EA | 1 | 0 | 0 | NO | 546.3166 | 84788.34 | STI | 34245 | 80807 | 22 | 1 | 1BBA | 1BBB |  | 202125-4 |  |  |  |  | 2012-01-07
1271 | 29200000TL | 03483 | EGC036011 | P | 58004868 | 58 | EGTL Spares | Mtce | 66 | 66S | KIT: OVERHAUL ACTUATOR | SERVICE CONTROL | Valve-Regulators : SOFTGOODS, RBR, 172-PV-0001, WAS P/N STI 47325 | EA | 1 | 0 | 0 | NO | 2610.513 | 405151.61 | STI | 33003 | 47325 | 01,22 | 1 | 1BBA | 1BBB |  | 202125-4 |  |  |  |  | 2012-01-07
1272 | 29200000TL | 03483 | EGC036011 | P | 58004869 | 58 | EGTL Spares | Mtce | 51 | 51Z | COMMUTATOR | PNEUMATIC | Electric-Other : &quot;172-PV-0012, WAS P/N STI6169, CONFIGURATION: 3-WAY&quot; | EA | 1 | 0 | 0 | NO | 911.5283 | 141469.19 | STI | 34246 | 61693 | 22 | 1 | 1BBA | 2CBC |  | 202125-5 |  |  |  |  | 2012-01-06
1273 | 29200000TL | 03483 | EGC036011 | P | 58004870 | 58 | EGTL Spares | Mtce | 66 | 66Z | HEAD | PRESSOSTATIC | Valve-Regulators : PAINTED RAL 7001, 172-PV-0012, WAS P/N STI 70082 | EA | 1 | 0 | 0 | NO | 510.2957 | 79197.9 | STI | 33988 | 70082 | 22 | 1 | 1BBA | 1BBB |  | 202125-5 |  |  |  |  | 2012-01-06
1274 | 29200000TL | 03483 | EGC009005 | P | 58004871 | 58 | EGTL Spares | Mtce | 56 | 56Z | STUD BOLT: ALL-THREAD | 1-1/2 IN DIA,255MM LG,8 UN | *OBS*Fastener-Stud B : CS,ASTM A193,GR B7, SA 194 2H, 2 NUTS, FOR VESSEL | ST | 10 | 0 | 0 | NO | 34.2766 | 6316.4128 | KNM PROCESS SYS SDN. BHD. |  |  | 02,21,22 | 1 | 2BCC | 2BCC |  | K060411-2-E-D-004 |  |  |  |  | 2013-03-01 | 2015-11-07 | 2015-11-28
1275 | 29200000TL | 03483 | EG1008001 | P | 58004872 | 58 | EGTL Spares | Mtce | 14 | 14Z | SEAL:CRANE TYPE 32 | AGITATORS | *OBS*Gage&Parts-Pres : 2 IN, 316 SS/VITON O-RINGS/F32 CARBON/TUNGSTEN CARBIDE SEAT, FOR 145-XA-002, Chemineer Mixer Model 1GTNC-2; CHEMINEER Seal DRAWING Z-98428-SL1 | PC | 1 | 0 | 0 | NO | 8720 | 1353780 | JOHN CRANE | J98428-003L | Z98428-SL1 | 01,22 | 1 | 2CAC | 2CAC |  | Z-98428-AS1 |  |  |  |  | 2012-01-06
1276 | 29200000TL | 03483 | EG1008008 | P | 58004875 | 58 | EGTL Spares | Mtce | 50 | 50Z | KIT:SPARE, | BEARING K00100-004A | Bearings & Accessories - All :CONTAINS BEARINGS Z03200-082A & Z03200-083A,BEARINGS PN Z03200-066A & Z03200-070A,BEARINGS PN Z03200-078A & Z03200-211A,FOR 145-XA-004 | KI | 1 | 0 | 0 | NO | 414.0032 | 64274 | CHEMINEER | K00100-004A | VARIOUS | 01,22 | 1 | 2CAC |  |  | Z-98429-AS1 |  |  |  |  | 2012-01-06
1277 | 29200000TL | 03483 | EG1008003 | P | 58004876 | 58 | EGTL Spares | Mtce | 54 | 54A | KIT:SPARE SERVICE | BEARING K00100-411L | Gaskets : FOR AGITATOR 145-XA-002,CONTAINS (5) SNAP RINGS,(2) LIP SEALS,(2) V RINGS,(2) SHIMS SET, SNAP RINGS Z04002-099A Z04008-062A Z04001-244A Z04005-334A & Z04002-200A, LIP SEALS Z02030-112J & Z02030-257J | KI | 1 | 0 | 0 | NO | 816 | 126684 | CHEMINEER | K00100-411L |  | 01,22 | 1 | 2CAC |  |  | Z-98428-AS1 |  |  |  |  | 2012-01-06
1278 | 29200000TL | 03483 | EG1008002 | P | 58004877 | 58 | EGTL Spares | Mtce | 54 | 54A | KIT:SPARE SERVICE | BEARING K00100-004L | Gaskets : FOR AGITATOR 145-XA-004,CONTAINS (2) GASKETS,(2) LIP SEALS,(2) LOCK NUT W/LOCK WASHERS,(1) LOCKNUT,SHIM SET,BREATHER,O-RING, (2) GASKETS Z02705-021L & Z02704-010L, LIP SEALS Z02030-064J & Z02030-157J, LOCK NUT/LOCK | KI | 1 | 0 | 0 | NO | 340 | 52785 | CHEMINEER | K00100-004L |  | 01,22 | 1 | 2CAC |  |  | Z-98429-AS1 |  |  |  |  | 2012-01-06
1279 | 29200000TL | 03483 | EG1051027 | P | 58004880 | 58 | EGTL Spares | Mtce | 54 | 54D | MOTOR:AGITATOR,5 HP | 1800 RPM,60HZ,184TC | *OBS*GS&P-Other : &quot;SPARE SPECIAL, COMPLETE 145-XA-004-M&quot; | EA | 1 | 0 | 0 | NO | 3370.0032 | 523193 | GE |  | J98429-001LGE | 01,011,19,22, | 1 | 2CAC | 2CAC |  | Z-98429-AS1 |  |  |  |  | 2012-01-06
1280 | 29200000TL | 03483 | EGC012015 | P | 58004908 | 58 | EGTL Spares | Mtce | 66 | 66F | GASKET: SPIRAL WOUND | 10 IN PIPE,150 LB,316 SS | Valve - Parts & Accessories :&quot;10 IN PIPE,150 LB,316 SS INNER RING,GRAPHITE FILLER,316 SS WINDING,207MM X 221MM X 5MM, DISC DWG. 06-3677-OD-01 TYCO 3KRA10102751 160-TV-0021B. REFORMER PACKAGE 160-XP-001&quot; | PC | 2 | 0 | 0 | NO | 127.0754 | 31807.814 | TYCO | 3SDA10001721 |  | 01,22 | 1 |  |  |  | 06-3677-OD-01 |  |  |  |  | 2013-08-16 | 2017-04-20 | 2017-05-20
1281 | 29200000TL | 03483 | EGC012016 | P | 58004911 | 58 | EGTL Spares | Mtce | 54 | 54D | PACKING: BULK | BRAIDED GRAFOIL | Packing / Glands / Stuffing Boxes : DWG. 06-3677-OD-01 TYPE: VALVE VANESSA 10 INBUTTERFLY VALVE, VA06/3677.001/002/003/004, DWG. 06-3677-OD-01. REFORMER PACKAGE 160-XP-001 | PC | 1 | 0 | 0 | NO | 285.5967 | 44333.1714 | TYCO | 8P3203008699 |  | 01,22 | 1 |  |  |  | 06-3677-OD-01 |  |  |  |  | 2013-08-16
1282 | 29200000TL | 03483 | EG7002001 | S | 58004921 | 58 | EGTL Spares | Mtce | 70 | 70Z | ELEMENT | 152 MM OD/ 89 MM ID/1090 MM | Boilers & Associated Parts : LONG,SYNTHETIC, 172-VD-020, FOR COALESCER PACKAGE | PC | 48 | 0 | 0 | NO | 185.6554 | 28824.85 | FACET | 97003430 |  | 22 | 1 | 2BBC |  |  | 1012393 |  |  |  |  | 2012-12-05 | 2018-06-04
1283 | 29200000TL | 03483 | EG1051070 | P | 58004931 | 58 | EGTL Spares | Mtce | 51 | 51C | ACTUATOR: ELECTRIC MOTOR | 30NM TORQUE | Electric Components - Motor / Generator :5.4:1 GEAR RATIO,460VAC,38 RPM, 181-PX-002A/B | PC | 1 | 0 | 0 | NO | 8590 | 1333597.5 | AUMA | 090472.0026 | 90472.0026 | 01,10,22 | 1 | 2CAC | [7 empty] | 2012-01-06
1284 | 29200000TL | 03483 | EGC043017 | P | 58004932 | 58 | EGTL Spares | Mtce | 14 | 14Z | SWITCH: PRESSURE | DIAPHRAGM,250VAC | Instruments - Other & Parts : &quot;5A 3PH,1/2 IN NPT,BOTTOM,15-60 PSI RANGE,EP CLASS 1 ENCLOSURE, SUB-MINI-HERMET-EXPLOSION PROOF PUMP DIAPHRAGM MONITOR 145-PR-001A-M/B-M SOR-9013-003&quot; | EA | 3 | 0 | 0 | NO | 1314 | 203998.5 | SOR | 9013-003 | 9013-003 | 01,10,22 | 1 | 3CAC |  |  | 1133660017/3G/00 |  |  |  |  | 2012-01-06
1285 | 29200000TL | 03483 | EGC014001 | P | 58004936 | 58 | EGTL Spares | Mtce | 14 | 14Z | GLASS: SIGHT | 19.1 MM DIAM,77 BARG,GLASS | Instruments - Other & Parts : MICA,BICOLOR AND PACKING, TOUGHENED GLASS WITH MICA SHEET AND MOUNTING GASKET - 1 SET, 172-AXP-001B/C, FOR BOILER | ST | 1 | 0 | 0 | NO | 52 | 8071.96 | DANDEKAR INDUSTRIES | M422001 |  | 22 | 1 |  |  |  | EGTL1-TBW-FUR-GA-720101 |  |  |  |  | 2013-02-07 | 2020-03-02
1286 | 29200000TL | 03483 | EGC002017 | P | 58004946 | 58 | EGTL Spares | Mtce | 14 | 14Z | SENSOR:ANU BAR | 0 TO 2294.7 MM RANGE,M2AS | Instruments - Other & Parts : FLOW SENSOR - DIAMOND SHAPPED ANU BAR, M2AS (BOILER) | EA | 2 | 2 | 4 | NO | 21007.0056 | 3916912.51 | EMERSON PROCESS | MS8CWS7006 |  | 01,22 | 1 |  |  |  | EGTL1-TBW-INS-DS-720501 |  |  |  |  | 2012-10-27 |  | 2015-01-17
1287 | 29200000TL | 03483 | EGC015006 | P | 58004953 | 58 | EGTL Spares | Mtce | 66 | 66V | VALVE: SOLENOID | 1/2 IN PIPE,316 SS BODY,3 WAY | Process Control System :1/4 IN NPT,24 VDC,IP65 ENCLOSURE,172-XP-001A/B/CFOR 172-FV-0201A/0301A0401A, (BOILER) | EA | 3 | 1 | 2 | NO | 740 | 114870.2 | FISHER SANMAR | I3300001A |  | 02,22 | 1 |  |  |  | EGTL1-TBW-FUR-GA-720101 |  |  |  |  | 2013-08-16
1288 | 29200000TL | 03483 | EGC023005 | P | 58004955 | 58 | EGTL Spares | Mtce | 51 | 51Z | SWITCH: LIMIT | PLASTIC/ALUM ENCLOSURE | Electric-Other : 15AMP @120 VOLTS,SPDT, 172-XP-001A/B/C (BOILER) | EA | 3 | 0 | 0 | NO | 2231.436 | 346519.7 | FISHER SANMAR | I3300027 |  | 01,10,22 | 1 |  |  |  | EGTL1-TBW-FUR-GA-720101 |  |  |  |  | 2012-10-27
1289 | 29200000TL | 03483 | EG1030004 | P | 58004976 | 58 | EGTL Spares | Mtce | 54 | 54D | PACKING: BULK | BRAIDED, GRAPHITE, M16 X 8 M | Packing / Glands / Stuffing Boxes : | EA | 2 | 1 | 2 | NO | 509.0496 | 79029.95 | KLINGER | GL/P44/160B |  | 01,22 |  | 2CAC | [7 empty] | 2012-01-07
1290 | 29200000TL | 03483 | EG1030002 | P | 58004977 | 58 | EGTL Spares | Mtce | 54 | 54D | PACKING: BULK | SQUARE, FLEXIBLE GRAPHITE | Packing / Glands / Stuffing Boxes : M16 X 8 M | EA | 2 | 1 | 2 | NO | 241.9279 | 37559.3 | KLINGER | GL/P3222/160B |  | 01,22 |  | 2CAC | [7 empty] | 2012-01-07
1291 | 29200000TL | 03483 | EG1030002 | P | 58004978 | 58 | EGTL Spares | Mtce | 54 | 54D | PACKING: BULK | BRAIDED, GRAPHITE, M19 X 8 M | Packing / Glands / Stuffing Boxes : | EA | 2 | 1 | 2 | NO | 711.415 | 110447.18 | KLINGER | GL/P44/190B |  | 01,22 |  | 2CAC | [7 empty] | 2012-01-07
1292 | 29200000TL | 03483 | EG1030002 | P | 58004979 | 58 | EGTL Spares | Mtce | 54 | 54D | PACKING: BULK | BRAIDED, GRAPHITE, M19 X 8 M | Packing / Glands / Stuffing Boxes : | EA | 2 | 0 | 0 | NO | 343.7589 | 53368.57 | KLINGER | GL/P3222/190B |  | 01,22 |  | 2CAC | [7 empty] | 2012-01-07
1293 | 29200000TL | 03483 | EG1030009 | P | 58004980 | 58 | EGTL Spares | Mtce | 54 | 54D | PACKING: BULK | BRAIDED, GRAPHITE, M22 X 8 M | Packing / Glands / Stuffing Boxes : | EA | 2 | 0 | 0 | NO | 919.5248 | 142756.23 | KLINGER | GL/P44/220B |  | 01,22 |  | 2CAC | [7 empty] | 2012-01-07
1294 | 29200000TL | 03483 | EG1030002 | P | 58004981 | 58 | EGTL Spares | Mtce | 54 | 54D | PACKING: BULK | SQUARE, FLEXIBLE GRAPHITE, | Packing / Glands / Stuffing Boxes : M22 X 8 M | EA | 2 | 0 | 0 | NO | 447.8213 | 69524.26 | KLINGER | GL/P3222/220B |  | 01,22 |  | 2CAC | [7 empty] | 2012-01-07
1295 | 29200000TL | 03483 | EG1030002 | P | 58004982 | 58 | EGTL Spares | Mtce | 54 | 54D | PACKING: BULK | BRAIDED, GRAPHITE, M25 X 8 M | Packing / Glands / Stuffing Boxes : | EA | 2 | 1 | 2 | NO | 1171.9615 | 181947.02 | KLINGER | GL/P44/250B |  | 01,22 |  | 2CAC | [7 empty] | 2012-01-07
1296 | 29200000TL | 03483 | EG1030002 | P | 58004983 | 58 | EGTL Spares | Mtce | 54 | 54D | PACKING: BULK | BRAIDED, GRAPHITE, M25 X 8 M | Packing / Glands / Stuffing Boxes : | EA | 2 | 1 | 2 | NO | 579.1282 | 89909.65 | KLINGER | GL/P3222/250B |  | 01,22 |  | 2CAC | [7 empty] | 2012-01-07
1297 | 29200000TL | 03483 | EG1030011 | P | 58004984 | 58 | EGTL Spares | Mtce | 54 | 54D | PACKING: BULK | BRAIDED, GRAPHITE, M3 X 8 M | Packing / Glands / Stuffing Boxes : | EA | 2 | 1 | 2 | NO | 29.9281 | 4646.34 | KLINGER | GL/P44/032B |  | 01,22 |  | 2CAC | [7 empty] | 2012-01-07
1298 | 29200000TL | 03483 | EG1030011 | P | 58004985 | 58 | EGTL Spares | Mtce | 54 | 54D | PACKING: BULK | SQUARE, FLEXIBLE GRAPHITE, M3 | Packing / Glands / Stuffing Boxes : | EA | 2 | 1 | 2 | NO | 20.4899 | 3181.05 | KLINGER | GL/P3222/032B |  | 01,22 |  | 2CAC | [7 empty] | 2012-01-07
1299 | 29200000TL | 03483 | EG1030010 | P | 58004986 | 58 | EGTL Spares | Mtce | 54 | 54D | PACKING: BULK | BRAIDED, GRAPHITE, M5 X 8 M | Packing / Glands / Stuffing Boxes : | EA | 2 | 0 | 0 | NO | 59.2984 | 9206.08 | KLINGER | GL/P44/050B |  | 01,22 |  | 2CAC | [7 empty] | 2012-01-07
1300 | 29200000TL | 03483 | EG1030010 | P | 58004987 | 58 | EGTL Spares | Mtce | 54 | 54D | PACKING: BULK | BRAIDED, GRAPHITE | Packing / Glands / Stuffing Boxes : 339 X 333 X 5MM, SPIRAL WOUND GRAPHITE FILLER GASKET 316 STAINLESS STEEL TYPE R FOR VALVE PACKING BULK BRAIDED OD 339 X 333MM X 5MM THICKNESS GL/P3222/050B.http://www.goodyearrubberproducts.com/top-100-products/Flexital | EA | 2 | 0 | 0 | NO | 87.5 | 13583.375 | KLINGER | STYLE K3222 |  | 01,22 |  | 2CAC | [5 empty] | STYLE K3222 |  | 2012-01-07 | 2019-08-26 | 2014-09-09
1301 | 29200000TL | 03483 | EG1030011 | P | 58004988 | 58 | EGTL Spares | Mtce | 54 | 54D | PACKING: BULK | BRAIDED, GRAPHITE, M6.5 X 8 M | Packing / Glands / Stuffing Boxes : | EA | 2 | 0 | 0 | NO | 98.6196 | 15310.69 | KLINGER | GL/P44/065B |  | 01,22 |  | 2CAC | [7 empty] | 2012-01-07
1302 | 29200000TL | 03483 | EG1030005 | P | 58004989 | 58 | EGTL Spares | Mtce | 54 | 54D | PACKING: BULK | SQUARE, FLEXIBLE GRAPHITE, | Packing / Glands / Stuffing Boxes : M6.5 X 8 M | EA | 2 | 1 | 2 | NO | 56.3131 | 8742.61 | KLINGER | GL/P3222/065B |  | 01,22 |  | 2CAC | [7 empty] | 2012-01-07
1303 | 29200000TL | 03483 | EG1030004 | P | 58004990 | 58 | EGTL Spares | Mtce | 54 | 54D | PACKING: BULK | BRAIDED,GRAPHITE,M8 X 14 M | Packing / Glands / Stuffing Boxes : 8M PER BOX | EA | 2 | 1 | 2 | NO | 417.456 | 64810.04 | KLINGER | GL/P44/140B |  | 01,22 |  | 2CAC | [7 empty] | 2012-01-07
1304 | 29200000TL | 03483 | EG1030011 | P | 58004993 | 58 | EGTL Spares | Mtce | 54 | 54D | PACKING:OXYGEN SERVICE | TEFLON, 16 MM X 8 M | Packing / Glands / Stuffing Boxes : | EA | 3 | 2 | 5 | NO | 523.8855 | 81333.23 | KLINGER | GL/P54F/160B |  | 01,22 |  | 2CAC | [7 empty] | 2012-01-07 | 2015-09-01
1305 | 29200000TL | 03483 | EG1030006 | P | 58004997 | 58 | EGTL Spares | Mtce | 54 | 54D | PACKING: BULK | FLEXIBLE GRAPHITE,8MM X 8M | Packing / Glands / Stuffing Boxes : 8M PER BOX | EA | 2 | 0 | 0 | NO | 80.4064 | 12483.09 | KLINGER | GL/P3222/080B |  | 01,22 |  | 2CAC | [7 empty] | 2012-01-07
1306 | 29200000TL | 03483 | EG1030009 | P | 58004998 | 58 | EGTL Spares | Mtce | 54 | 54D | PACKING: BULK | FLEXIBLE GRAPHITE, 9.5MM X 8M | Packing / Glands / Stuffing Boxes : 8M PER BOX | EA | 2 | 0 | 0 | NO | 60.7006 | 9423.77 | KLINGER | GL/P3222/095B |  | 01,22 |  | 2CAC | [7 empty] | 2012-01-07
1307 | 29200000TL | 03483 | EG1030006 | S | 58004999 | 58 | EGTL Spares | Mtce | 54 | 54D | PACKING: BULK | FLEXIBLE GRAPHITE, 11 M X 8 M | Packing / Glands / Stuffing Boxes : 8M PER BOX | EA | 1 | 0 | 0 | NO | 135.6189 | 21054.84 | KLINGER | GL/P3222/110B |  | 01,22 |  | 2CAC | [7 empty] | 2012-01-07 | 2018-07-22
1308 | 29200000TL | 03483 | EG1030006 | S | 58005000 | 58 | EGTL Spares | Mtce | 54 | 54D | PACKING: BULK | FLEXIBLE GRAPHITE,12.5 M X 8 M | Packing / Glands / Stuffing Boxes : 8M PER BOX | EA | 2 | 1 | 2 | NO | 239.4998 | 67217.435 | KLINGER | GL/P3222/125B |  | 01,22 |  | 2CAC | [7 empty] | 2012-01-07 | 2019-06-10 | 2019-12-05
1309 | 29200000TL | 03483 | EG1024007 | P | 58005001 | 58 | EGTL Spares | Mtce | 54 | 54D | PACKING: BULK | BRAIDED, GRAPHITE, 8 MM X 8 M | Packing / Glands / Stuffing Boxes : 8M PER BOX | EA | 2 | 1 | 2 | NO | 73.419 | 22452.25 | KLINGER | GL/P44/080B |  | 01,22 |  | 2CAC | [7 empty] | 2012-01-07 | 2018-01-15
1310 | 29200000TL | 03483 | EG1030006 | P | 58005002 | 58 | EGTL Spares | Mtce | 54 | 54D | PACKING: BULK | BRAIDED, GRAPHITE, 9.5 MM X 8 | Packing / Glands / Stuffing Boxes : 8M PER BOX | EA | 2 | 0 | 0 | NO | 837.71 | 255082.695 | KLINGER | GL/P44/095B |  | 01,22 |  | 2CAC | [7 empty] | 2012-01-07 | 2016-09-06 | 2016-10-28
1311 | 29200000TL | 03483 | EG1030004 | S | 58005004 | 58 | EGTL Spares | Mtce | 54 | 54D | PACKING: BULK | GRAPHITE, 12.5 M X 8 M | Packing / Glands / Stuffing Boxes : 8M PER BOX | EA | 1 | 0 | 0 | NO | 332.8581 | 51676.22 | KLINGER | GL/P44/125B |  | 01,22 |  | 2CAC | [7 empty] | 2012-01-07 | 2019-06-10
1312 | 29300000TL | 03483 | EG1051053 | P | 58005015 | 58 | EGTL Spares | Mtce | 07 | 07B | FLUID: CUTTING | OIL,20 L DRUM | Lubricants & Greases : LUBRICATION SUPPLIES BM-000007. All chemicals and other hazardous materials must be accompained by the following; a) Safety data Sheet, SDS, (not more than 5 years old); b) Certificate of Analysis /Quality , COA/Q, c) All containers | EA | 2 | 0 | 1 | YES | 300 | 111000 | MOBIL CORPORATION | 103323 | 2507K12 | 00 |  | 2CAC | [5 empty] | MOBILMET 766 |  | 2019-11-01 |  | 2020-08-13
1313 | 29300000TL | 03483 | EGC027019 | P | 58005016 | 58 | EGTL Spares | Mtce | 07 | 07B | LUBRICANT:ELECTRICAL CONTACT | PASTE,8 OZ TUBE | Lubricants & Greases : LUBRICATION SUPPLIES BM-000008. All chemicals and other hazardous materials must be accompained by the following; a) Safety data Sheet, SDS, (not more than 5 years old); b) Certificate of Analysis /Quality , COA/Q, c) All container | EA | 2 | 1 | 2 | YES | 400 | 166028 |  |  | 9050T2 | 01,10,22 |  | 2CAC | [6 empty] | FG070 | 2019-11-01 |  | 2022-08-09
1314 | 29200000TL | 03483 | EG1022004 | P | 58005045 | 58 | EGTL Spares | Mtce | 51 | 51E | CONNECTOR: ELECTRICAL TERMINAL | STANDARD FORK, 22-16 AWG COND | Electric Components - Conduit / Fitting :TIN-PLATED COPPER, FORK, TIN-PLATED COPPER CONNECTOR, FORK .31 IN WIDE TERMINATION, NYLON INSUL, RED, INSTR-GENERAL PURPOSE, PACKAGE OF 100 | EA | 20 | 0 | 0 | NO | 20 | 3105 | THOMAS & BETTS | RA18-10F | 3KF98 | 01 |  | 3CAC | [7 empty] | 2012-01-07
1315 | 29200000TL | 03483 | EG1022004 | P | 58005047 | 58 | EGTL Spares | Mtce | 51 | 51E | CONNECTOR: ELECTRICAL TERMINAL | PIN, 22-18 AWG COND | Electric Components - Conduit / Fitting :TIN-PLATED BRASS, TIN-PLATED BRASS CONNECTOR, NYLON INSUL, MAROON, INSTR-GENERAL PURPOSE, PK 1000 | EA | 2 | 0 | 0 | NO | 2 | 310.5 | 3M | MNG18-47PK | 2DTF7 | 01 |  | 3CAC | [7 empty] | 2012-01-07
1316 | 29200000TL | 03483 | EGC035010 | P | 58005069 | 58 | EGTL Spares | Mtce | 31 | 31A | CLOTH:MUTTON/CHEESE | 1 KG ROLLS, 4 SQ YARDS | (HANDYHARDWARE, 45-3095) | EA | 33 | 0 | 0 | NO | 2.0701 | 321.39 |  |  |  | 00 |  |  | 1CCC | [6 empty] | 2013-12-15 | 2018-09-07
1317 | 29200000TL | 03483 | EGC037015 | P | 58005078 | 58 | EGTL Spares | Mtce | 06 | 06A | INHIBITOR:CORROSION | 10 GRAM SACHET | Chemicals-Acids - Solid and Liquid : SILICA GEL 600 PER PACKAGE. All chemicals and other hazardous materials must be accompained by the following; a) Safety data Sheet, SDS, (not more than 5 years old); b) Certificate of Analysis /Quality , COA/Q, c) Al | EA | 2 | 1 | 2 | NO | 129.0083 | 20027.25 |  |  | 2CXF8 | 00 |  | 2CAC | [7 empty] | 2012-01-07
1318 | 29200000TL | 03483 | EGC037013 | P | 58005087 | 58 | EGTL Spares | Mtce | 01 | 01A | REMOVER | PAINT , 5L TIN | (MCMASTER CARR, 7688T2) | EA | 4 | 0 | 0 | NO | 103.9067 | 16131.51 |  |  |  | 00 |  |  | 1CCC | [6 empty] | 2013-12-15
1319 | 29200000TL | 03483 | EGC007029A | P | 58005106 | 58 | EGTL Spares | Mtce | 51 | 51Z | BLOCK: CONTACT 600 V AC,300 V | SEALED SWITCH | Electric-Other : CRITICAL POWER GENERATOR, DC,1 CIRCUIT,1NC, ADDITIONAL INFORMATION:PLASTIC 173-FCP-173-GE-013-001 FIRE CONTROL PANEL EGTL1-MPS-ELE-SC-730107 PART 809C, PLASTIC 173-FCP-173-GE-013-001 FIRE CONTROL PANEL EGTL1-MPS-ELE-SC-7 | EA | 10 | 0 | 0 | NO | 445.5384 | 69170.09 |  |  |  | 01 | [9 empty] | 2014-04-30
1320 | 29200000TL | 03483 | EGC002026 | P | 58005228 | 58 | EGTL Spares | Mtce | 28 | 28B | GLOVES: ELECTRICAL,RBR,BLACK | 20 KV, SIZE 10, 14 IN LG | Safety-Personal : SAFETY CUFF, MUST SPECIFY TEST DATE STAMP | EA | 15 | 0 | 0 | NO | 216.5057 | 56771.9506 | SALISBURY | GK214B/10 |  | 01,10,22 | 1 | 2CAC | [7 empty] | 2012-03-07 | 2019-04-02 | 2018-07-20
1321 | 29200000TL | 03483 | EGC002026 | P | 58005229 | 58 | EGTL Spares | Mtce | 28 | 28B | GLOVES: ELECTRICAL,RBR,BLACK | 20 KV, SIZE 11, 14 IN LG | Safety-Personal : SAFETY CUFF, MUST SPECIFY TEST DATE STAMP | EA | 25 | 0 | 0 | NO | 222.9057 | 58797.5506 | SALISBURY | GK214B/11 |  | 01,10,22 | 1 | 2CAC | [7 empty] | 2012-03-07 | 2019-04-02 | 2019-05-13
1322 | 29200000TL | 03483 | EGC002026 | P | 58005234 | 58 | EGTL Spares | Mtce | 28 | 28B | GLOVES: ELECTRICAL,RBR,BLUE | 500V, SIZE 10, 11 IN LG | Safety-Personal : SAFETY CUFF, LOW VOLTAGE, PAIRS, MUST SPECIFY TEST DATE STAMP | EA | 25 | 0 | 0 | NO | 142.4372 | 36144.7988 | SALISBURY | GK0011BL/10 |  | 01,10,22 | 1 | 2CAC | [6 empty] | BENL3482 | 2012-03-07 | 2019-04-02 | 2019-05-13
1323 | 29200000TL | 03483 | EGC002026 | P | 58005235 | 58 | EGTL Spares | Mtce | 28 | 28B | GLOVES: ELECTRICAL,RBR,BLUE | 500V, SIZE 11, 11 IN LG | Safety-Personal : SAFETY CUFF, LOW VOLTAGE, PAIRS, MUST SPECIFY TEST DATE STAMP | EA | 25 | 0 | 0 | NO | 137.7993 | 35424.5637 | SALISBURY | GK0011BL/11 |  | 01,10,22 | 1 | 2CAC | [7 empty] | 2012-03-07 | 2019-04-02 | 2019-05-13
1324 | 29200000TL | 03483 | EG1010006 | S | 58005239 | 58 | EGTL Spares | Mtce | 54 | 54D | O-RING:CONTROL VALVE | 1/4 IN ID,3/8 IN OD | *OBS*GS&P-O-Rings : 1/16 IN WD,FVMQ,FOR CONTROL VALVES | EA | 9 | 12 | 24 | NO | 64.9375 | 10081.6999 | FISHER | 1V389006992 | FLT71-LAM2BB 190 MML5E8CN | 01,22 | 1 | 1AXX | 1BAA |  | D100390X012 |  |  |  |  | 2012-12-02 | 2025-06-26 |  | -4 | 4
1325 | 29200000TL | 03483 | EG1029008 | S | 58005241 | 58 | EGTL Spares | Mtce | 66 | 66P | POSITIONER:SPIKE ROD CONTROLLR | CS, EJECTOR | Valve - Control : | EA | 4 | 0 | 0 | NO | 3142.4988 | 487836.5775 | FISHER CONTROLS | DVC-2696-389096 |  | 02,22 | 1 | 2ACB |  |  | C-59543/2-1 |  |  |  |  | 2012-01-06 |  | 2014-04-08
1326 | 29300000TL | 03483 | EG1057001 | P | 58005248 | 58 | EGTL Spares | Mtce | 66 | 66F | DIAPHRAGM: VALVE | SIZE 45 & 50,40 PSI | Valve - Parts & Accessories :NBR/NYLON, 17E44, FOR CONTROL VALVES | EA | 1 | 2 | 4 | YES | 111.01 | 167571.8152 | FISHER CONTROLS | 2E859602202 | SEE ADDITIONAL INFO | 22 | 1 |  |  |  | 1203 |  |  |  |  | 2019-11-01 | 2025-12-01 | 2025-12-24 | -3 | 3
1327 | 29200000TL | 03483 | EGC028028 | P | 58005252 | 58 | EGTL Spares | Mtce | 54 | 54A | GASKET:VALVE,16 IN,EPDM | CIRCULAR, 120-HV-2031 | Gaskets : | EA | 2 | 1 | 2 | NO | 1080.0696 | 167670 | TY | 351-RF-WCB-8 | W0120041SG | 01,22 | 1 | 2BBC |  |  | EGTL1-LWI-INS-DD-101024 |  |  |  |  | 2012-01-06
1328 | 29200000TL | 03483 | EGC028021 | P | 58005253 | 58 | EGTL Spares | Mtce | 54 | 54A | GASKET:GATE VALVE,10 IN | GRAPHITE,CIRCULAR,120-HV-2031 | Gaskets : | EA | 2 | 0 | 0 | NO | 439.0283 | 68154.75 | TY | 201-RF-CF8M-12 | W0120027SG | 01,22 | 1 | 2BBC |  |  | EGTL1-LWI-INS-DD-101025 |  |  |  |  | 2012-01-06
1329 | 29200000TL | 03483 | EGC029008 | P | 58005254 | 58 | EGTL Spares | Mtce | 14 | 14C | RING:PRESSURE SEAL,10 IN | GRAPHITE, 135-XXV-0022A | Flow Measuring Instruments : | EA | 2 | 1 | 2 | NO | 1220.0786 | 189405 | TY | 551/PS-RTJ-CF8M-12 | W0201000PSRG | 01,22 | 1 | 2BBC |  |  | EGTL1-LWI-INS-DD-351007 |  |  |  |  | 2012-01-06
1330 | 29200000TL | 03483 | EGC028021 | P | 58005256 | 58 | EGTL Spares | Mtce | 54 | 54A | GASKET:VALVE,14 IN | GRAPHITE,CIRCULAR | Gaskets : | EA | 2 | 1 | 2 | NO | 778.0501 | 120784.5 | TY | 251-RF-WCB-8 | W0120036SG | 01,22 | 1 | 2BBC |  |  | EGTL1-LWI-INS-DD-101025 |  |  |  |  | 2012-01-06
1331 | 29200000TL | 03483 | EGC002006 | P | 58005261 | 58 | EGTL Spares | Mtce | 51 | 51C | MOTOR: VALVE ACTUATOR,230 RPM | 460VAC,3PH,60HZ,540 LBS FT,F | Electric Components - Motor / Generator :15 MINUTE DUTY,FM CLASS 1 DIV1 GR CD T4 ENCLOSURE, MN 5A FOR S/N HD310312/01, METAL, 105-HV-0001 | EA | 2 | 0 | 0 | NO | 3198.8821 | 496626.44 | ROTORK |  | MODEL 5A | 01,011,19,22, | 1 | 1AXX |  |  | EGTL1-LWI-INS-DS-101028 |  |  |  |  | 2012-01-06
1332 | 29200000TL | 03483 | EGC002006 | P | 58005262 | 58 | EGTL Spares | Mtce | 51 | 51C | MOTOR: VALVE ACTUATOR,43 RPM | 460VAC,3PH,60HZ,950 LBS FT,F | Electric Components - Motor / Generator :15 MINUTE DUTY,FM CLASS 1 DIV1 GR CD T4 ENCLOSURE, M/N 5A MOTOR FOR S/N HD310310/01, HD310309/01, HD367402/01, METAL, 120-HV-1031, 120-HV-2031, 135-XXV-0022A | EA | 2 | 1 | 2 | NO | 3198.8821 | 496626.44 | ROTORK |  | MODEL 5A | 01,011,19,22, | 1 | 2BAC |  |  | EGTL1-LWI-INS-DS-101028 |  |  |  |  | 2012-01-06
1333 | 29200000TL | 03483 | EGC043019 | P | 58005264 | 58 | EGTL Spares | Mtce | 51 | 51C | MOTOR: VALVE ACTUATOR,43 RPM | 460VAC,3PH,60HZ,400 LBS FT,F | Electric Components - Motor / Generator :15 MINUTE DUTY,FM CLASS 1 DIV1 GR CD T4 ENCLOSURE, M/N 5A FOR S/N HD367401/01, METAL, 135-XXV-0022B | EA | 2 | 0 | 0 | NO | 3198.8821 | 496626.44 | ROTORK |  | MODEL 5A | 01,011,19,22, | 1 | 2BAC |  |  | EGTL1-LWI-INS-DS-101028 |  |  |  |  | 2012-01-06
1334 | 29200000TL | 03483 | EGC043032 | P | 58005265 | 58 | EGTL Spares | Mtce | 51 | 51C | MOTOR: VALVE ACTUATOR,57 RPM | 460VAC,3PH,60HZ,25 LBS FT,F | Electric Components - Motor / Generator :15 MINUTE DUTY,FM CLASS 1 DIV1 GR CD T4 ENCLOSURE, FOR S/N HD310303/01 METAL, 150-HV-0017 | EA | 2 | 1 | 2 | NO | 3198.8821 | 496626.44 | ROTORK |  | MODEL 5A | 01,011,19,22, | 1 | 2BAC |  |  | EGTL1-LWI-INS-DS-101028 |  |  |  |  | 2012-01-06
1335 | 29200000TL | 03483 | EGC043026 | P | 58005267 | 58 | EGTL Spares | Mtce | 51 | 51C | MOTOR: VALVE ACTUATOR,43 RPM | 460VAC,3PH,60HZ,150 LBS FT,F | Electric Components - Motor / Generator :15 MINUTE DUTY,FM CLASS 1 DIV1 GR CD T4 ENCLOSURE, FOR S/N HD310305/01 METAL, 150-HV-0030 | EA | 2 | 1 | 2 | NO | 3198.8821 | 496626.44 | ROTORK |  | MODEL 5A | 01,011,19,22, | 1 | 2BAC |  |  | EGTL1-LWI-INS-DS-101028 |  |  |  |  | 2012-01-06
1336 | 29200000TL | 03483 | EG1060014 | P | 58005268 | 58 | EGTL Spares | Mtce | 02 | 02A | HUB | 7 BLADE,FAN 14 FT,CS | HUB WITH CYLINDRICAL BORE FOR COFIMCO TYPE B FANSCROSS REF DWG EGTL1-BTT-MEC-DD-05-0124/30-0224 PART NUMBER 6510105-EA-002A-F01-F08105-EA-002B-F01-F08 130-EA-103-F01-F08 130-EA-203-F01-F08 | EA | 1 | 0 | 1 | NO | 3470.0032 | 538718 | COFIMCO | 4267-7-24L/B3T - HUB | 4267-7-24L/B3T - HUB | 22 | 1 | 2CBB | 2CBC |  | SEE ITEM NOTE |  |  |  |  | 2012-01-06
1337 | 29200000TL | 03483 | EGC003006 | P | 58005275 | 58 | EGTL Spares | Mtce | 64 | 64B | SHAFT:DRIVE SHAFT,1038 MM LG | FAN UNIT | FIN FAN DRIVE SHAFT AP DIA 80MM H10 WITH KEYS / FORM B NFE 22177 6771 CROSS REF DWG: EGTL1-BTT-MEC-DD-05-0124 / 30-0224105-EA-002A-F01-F08105-EA-002B-F01-F08 130-EA-103-F01-F08 130-EA-203-F01-F08 | EA | 1 | 1 | 2 | NO | 810.7523 | 125861.18 | BTT | 6032 | 6032 | 00 | 1 | 2CBB | 2CBB |  | SEE ITEM NOTE |  |  |  |  | 2012-01-06
1338 | 29300000TL | 03483 | EGC018016 | P | 58005278 | 58 | EGTL Spares | Mtce | 54 | 54A | KIT: SHAFT SEALS LOW SPEED | FLENDER GEARBOX | Set of 2 shaft oil seals. Low speed output shaft. IDENT/FFA:000000306046/000000781851. 140x170x13mm BAUMSL W5710 / 140x170x15mm BAUM W5710 FLENDER GEAR BOX B3NV09. 173-EA-002A/B/C, parts 0232, 0233. Parts list number - EL 4233600-040 DE/EN, Drawing number | ST | 3 | 0 | 1 | YES | 750 | 334057.5 | FLENDER | 000000306046/000000781851 | 132/232/233 | 01 | 1 | 2CBB | 1BBB |  | 173-EA-002A-F01 |  |  |  | BENL1512 | 2019-11-01 |  | 2022-10-20
1339 | 29200000TL | 03483 | EGC018010 | P | 58005279 | 58 | EGTL Spares | Mtce | 02 | 02A | SWITCH: VIBRATION | COMPOSITE | Heating Ventilation and Air Conditioning Equipnment & Parts : SPARE PARTS FOR AIR COOLED CONDENSER | EA | 2 | 0 | 0 | NO | 10489.3244 | 1628572.5 | METRIX INSTRUMENT | 5550-221-321 |  | 01,10 | [9 empty] | 2013-10-13 | 2018-10-26
1340 | 29200000TL | 03483 | EGC018010 | P | 58005280 | 58 | EGTL Spares | Mtce | 11 | 11Z | CONTROLLER:PRESSURE B3 NV | SETTING : 0.5 BAR RANGE | Computer Hardware - Peripherals : &quot;150 KW, SPECIALITY, 173EA002A/B/C RATIO : 20.259 RATING : 150 KW &quot; | PC | 2 | 1 | 2 | NO | 8680.5591 | 1347570 | FLENDER | 474 | 474 | 01,11,22 | 1 | 2CBB |  |  | EGTL1-BTT-MEC-DD-73-0324 |  |  |  |  | 2012-01-06
1341 | 29200000TL | 03483 | EG1017011 | P | 58005363 | 58 | EGTL Spares | Mtce | 14 | 14I | TRANSMITTER:ROSEMOUNT | 644H,-200 TO 65 DEGS C INPUT | Temperature and heat measuring instruments : &quot;4 - 20 MILLIAMPS OUTPUT,24V SUPPLY TRANSMITTER ONLY TE-2291A&quot; | EA | 1 | 0 | 0 | NO | 749 | 116274.76 | THERMO ELECTRIC | 644HANAQ4 (-200 TO +65) | 644HANAQ4 (-200 TO +65) | 02,05,22 | 1 | 2BAA |  |  | CCD55248 |  |  |  |  | 2012-01-06 | 2025-01-15 | 2014-04-02 | -1 | 1
1342 | 29200000TL | 03483 | GTA024CON | P | 58005565 | 58 | EGTL Spares | Mtce | 53 | 53A | ELBOW: PIPE 48 IN | BEVELED END | Fittings - Pipe - Carbon Steel :90 DEG, LONG RADIUS, 14.28MM WALL THK, CS,ASTM A234, UNS K03006, GR WPB, ASME B16.9, 300 | EA | 2 | 1 | 2 | NO | 4112.9049 | 638487.36 | WILSON SUPPLY | SEE DESCRIPTION |  | 02 |  | 2CAC | [7 empty] | 2012-01-07
1343 | 29200000TL | 03483 | EG3002036 | P | 58005573 | 58 | EGTL Spares | Mtce | 53 | 53A | ELBOW: PIPE 30 IN | BEVELED END | Fittings - Pipe - Carbon Steel :90 DEG, LONG RADIUS, 50.8MM WALL THK, LOW TEMP STL, ASTM A420, GR WPL6, ASME B16.9, 308 | EA | 1 | 1 | 3 | NO | 21866.8991 | 4295515.1578 | WILSON SUPPLY | SEE DESCRIPTION |  | 02,22 |  | 2CAC | [7 empty] | 2012-01-07 | 2016-04-04 | 2013-11-19
1344 | 292000TLDE | 03483 | EG7FLR707 | P | 58005742 | 58 | EGTL Spares | Mtce | 53 | 53A | TEE: PIPE 20 IN | BEVELED END | Fittings - Pipe - Carbon Steel :SCH 40, MONEL 400, ASTM B366, UNS N04400, GR WPNC, ASME B16.9, OXYGEN SERVICE, 1066 | EA | 2 | 0 | 0 | NO | 0 | 0 | WILSON SUPPLY | SEE DESCRIPTION |  | 02,22 |  | 2CAC | [7 empty] | 2025-10-20 |  |  | 2 | 1
1345 | 29200000TL | 03483 | EGC033019 | P | 58005821 | 58 | EGTL Spares | Mtce | 66 | 66F | KIT:SPARE PARTS,FOR SEAL 10 IN | MTI REF. 7/06/SN E732F579 | Valve - Parts & Accessories :CONTAINS POS 14.1 SEAL,POS 14.2 HOUSING,POS 14.3 SPRING STEM,POS 14.4 STEM,POS 14.5 ROLL PINS,POS 14.6 SPRING HOLDER,POS 14.7 HOLDER,POS 14.8 KNOB,POS 14.9 RETAINING RING REF ATTACHED MAN DWG IM574- | EA | 2 | 0 | 0 | NO | 261.3403 | 40571.9642 | ASCO JOUCOMATIC | C132251--NF (DEMI) | C132251--NF (DEMI) | 01,22 | 1 | 1AXX |  |  | IM574-4 |  |  |  |  | 2012-01-06 |  | 2014-03-18
1346 | 29200000TL | 03483 | EGC033019 | P | 58005822 | 58 | EGTL Spares | Mtce | 51 | 51Z | COIL: ELECTRICAL | SOLENOID VALVE,24 VDC M12 5.7W | Electric-Other : &quot;FOR ASCO JOUCOMATIC 8327B202NFD2 SOLENOID VALVE 171-KY-0306÷0330 171-KY-0332/0333 171-KY-0335/0336 171-KY-0338÷0356 171-KY-0359÷0369, M12&quot; | EA | 1 | 0 | 0 | NO | 84.53 | 25821.0973 | ASCO JOUCOMATIC | 400911442 (SANITARY) | 400911442 (SANITARY) | 01,10,22 | 1 | 1AXX | [7 empty] | 2012-01-06 | 2024-04-18 | 2017-07-20 |  |  | -1 | 1
1347 | 29200000TL | 03483 | EGC004004B | P | 58005834 | 58 | EGTL Spares | Mtce | 76 | 76Z | IMPELLER:PUMP,11.25IN OD,316SS | SA W/ ISO 1940 G2.5 BAL | Pumps-Other : 171-PC-054 A/B CODE REF. 0B10542 1203D EQUIPMENT: CENTRIFUGAL PUMPS | EA | 1 | 0 | 0 | NO | 5174.5271 | 803345.3366 | ITT GOULDS | 0B10542 1203D |  | 22 | 1 | 2CAC |  |  | A732577C |  |  |  |  | 2012-01-06
1348 | 29200000TL | 03483 | EG1060013 | P | 58005836 | 58 | EGTL Spares | Mtce | 76 | 76Z | IMPELLER: PUMP,10.0 IN,316SS | SN E732F579 OD BEARING, BALL | Pumps-Other : &quot;5309CG16 (OUTBOARD) TAGS. REF. 171-PC-052 A/B, 171-PC-053 A/B/C, 171-PC-054 A/B, 171-PC-056 A/B, 171-PC-051 EQUIPMENT: CENTRIFUGAL PUMPS&quot; | EA | 1 | 0 | 0 | NO | 4469.441 | 693880.7148 | ITT GOULDS | 0C02521A 1203D |  | 22 | 1 | 2CAC |  |  | IM574-4 |  |  |  |  | 2012-01-06
1349 | 29200000TL | 03483 | EGC004004B | P | 58005837 | 58 | EGTL Spares | Mtce | 76 | 76Z | IMPELLER:PUMP, 6,75IN OD,316SS | W/O-RG, 100-595 1203 NC | Pumps-Other : &quot;PART. NO. 0732F580M TAG REF. 171-PC-051 EQUIPMENT: CENTRIFUGAL PUMPS&quot; | EA | 1 | 0 | 0 | NO | 2969.6722 | 461041.6022 | ITT GOULDS | 0732F580M |  | 22 | 1 | 2CAC |  |  | A732580C |  |  |  |  | 2012-01-06
1350 | 29200000TL | 03483 | EGC004004B | P | 58005838 | 58 | EGTL Spares | Mtce | 76 | 76Z | IMPELLER:PUMP,11.25IN OD,316SS | SA W/ ISO 1940 G2.5 BAL | Pumps-Other : PART. NO. 0100-537 1203D /SN E732F581, TAGS. REF. 171-PC-053 A/B/C, EQUIPMENT: CENTRIFUGAL PUMPS | EA | 1 | 0 | 0 | NO | 3165.7458 | 491482.0403 | ITT GOULDS | 0100-537 1203D |  | 22 | 1 | 2CAC |  |  | A732581C |  |  |  |  | 2012-01-06
1351 | 29200000TL | 03483 | EGC004004B | P | 58005839 | 58 | EGTL Spares | Mtce | 76 | 76Z | IMPELLER:PUMP,5.625IN OD,316SS | SA W/ ISO 1940 G2.5 BAL | Pumps-Other : &quot;PART. NO. 0B10176 1203D / SN E732F582 TAGS. REF. 171-PC-055 A/B EQUIPMENT: CENTRIFUGAL PUMPS&quot; | EA | 1 | 0 | 0 | NO | 2113.9599 | 328192.273 | ITT GOULDS | 0B10176 1203D |  | 22 | 1 | 2CAC |  |  | A732582C |  |  |  |  | 2012-01-06
1352 | 29200000TL | 03483 | EGC032031 | P | 58005842 | 58 | EGTL Spares | Mtce | 50 | 50Z | BEARING: BALL | SOLENOID VALVES AND SILECER | Bearings & Accessories - All :BEARING,BALL:ANGULAR CONTACT,DBL ROW,45MM ID,100MM OD,39.7MM WD,MEDIUM SERIES,C0,STL CAGE, :BEARING, BALL 5309CG16 (OUTBOARD), TAGS. REF. 171-PC-052 A/B, 171-PC-053 A/B/C, 171-PC-054 A/B, 171-PC-056 A/B, 171-PC-051, EQUIPMEN | EA | 7 | 0 | 0 | NO | 150 | 29502 | NSK | 8049-30900 |  | 01,21,22 | 1 | 2CAC |  |  | A7325-80C/79C/81C/77C/78C |  |  | 5309CG16 |  | 2012-01-06 | 2024-11-25 | 2014-09-17 |  |  | -1 | 3
1353 | 29200000TL | 03483 | EG1015021 | P | 58005843 | 58 | EGTL Spares | Mtce | 54 | 54A | BEARING: BALL | ANGULAR CONTACT | Gaskets : DBL ROW,30MM ID,72MM OD,30.2MM WD,MEDIUM SERIES,OPEN,C0,STL CAGE, 5306CG14 NSK (OUTBOARD), TAGS. REF. 171-PC-055 A/B, EQUIPMENT: CENTRIFUGAL PUMPS SN E732F582 8049-30604 (OLD CODE 8049-30600) FOR SOLENOID VALVES AND SILECER | EA | 4 | 0 | 0 | NO | 184.2762 | 28623.6495 | NSK | 5306CG14 | 5306CG14 | 01,21,22 |  | 2CAC |  |  | A732582C |  |  |  |  | 2013-01-17 | 2024-08-24 |  |  |  | -1 | 1
1354 | 29200000TL | 03483 | EGC007002 | P | 58005844 | 58 | EGTL Spares | Mtce | 76 | 76Z | SHAFT:SHAFT ASSY W/SLV DESIGN | SOLENOID VALVES AND SILECER | Pumps-Other : SHAFT:SHAFT ASSY W/SLV DESIGN,ALLOY STL 4140, :PART. NO. R104-733 2238, SN E744F990, TAGS. REF. 171-PC-045 A/B/C, 171-PC-046 A/B, 171-PC-002 A/B, 171-PC-047 A/B EQUIPMENT: CENTRIFUGAL PUMPS, PART. NO. R104-733 2238, SN E744F990, TA | EA | 1 | 0 | 0 | NO | 1395.711 | 216684.14 | ITT CORPORATION | R104-733 2238 |  | 22 | 1 | 2CAC |  |  | SEE ITEM NOTE |  |  |  |  | 2012-01-06
1355 | 29200000TL | 03483 | EGC032024 | P | 58005845 | 58 | EGTL Spares | Mtce | 76 | 76Z | SHAFT:SHAFT ASSY W/SLV DESIGN | ALLOY STL 4140, SN E744F990 | Pumps-Other : &quot;PART. NO. R104-435 2238,TAGS. REF. 171-PC-055 A/B EQUIPMENT: CENTRIFUGAL PUMPS&quot; | EA | 1 | 0 | 0 | NO | 588.5302 | 91369.32 | ITT GOULDS | R104-435 2238 |  | 22 | 1 | 2CAC |  |  | A732582C |  |  |  |  | 2012-01-06
1356 | 29200000TL | 03483 | EGC033006 | P | 58005847 | 58 | EGTL Spares | Mtce | 76 | 76Z | SLEEVE: SHAFT | 1.375 IN,316 SS | Pumps-Other : 173-PC-005A, 173-PC-005B,173-PC-006A, 173-PC-006B, 173-PC-007A, 173-PC-007B, FOR PUMPS | EA | 5 | 0 | 0 | NO | 347.3854 | 53920.3325 | ITT CORPORATION | 76772X 2229 | 2B | 01 | 1 | 2BAB |  |  | A725893C, A725894C |  |  |  |  | 2012-12-05
1357 | 29200000TL | 03483 | EGC033012 | P | 58005856 | 58 | EGTL Spares | Mtce | 54 | 54A | GASKET:CASING,SN E732F582 | ARAMID FIBER W/EPDM RUBBER | Gaskets : &quot;PART. NO. 70782 81 5127 TAGS. REF. 171-PC-055 A/B&quot; | EA | 1 | 0 | 0 | NO | 16.0145 | 2486.24 | ITT GOULDS | 70782 81 5127 |  | 01 | 1 | 2CAC |  |  | A732582C |  |  |  |  | 2012-01-06
1358 | 29200000TL | 03483 | EGC020022 | P | 58005857 | 58 | EGTL Spares | Mtce | 54 | 54A | GASKET:ADAPTER | VELLUMOID P3313B,RND | Gaskets : 172-PC-003,105-PC-001A, 105-PC-001B, 105-PC-002A, 105-PC-002B, (MODEL 3196 MTX 1.5 X 3 -13) 130-PC-109A, 130-PC-109B, 130-PC-209A, 130-PC-209B, (MODEL 3196 1.5X3-13) 173-PC-003/003M FOR STEAM TURBINE COND. PUMP | EA | 4 | 1 | 2 | NO | 40.0098 | 6215.6 | ITT CORPORATION | 73078 5163 | 202125-1-SOFT | 01,22 | 1 | 2BAB |  |  | SEE ADDITIONAL INFO |  |  |  |  | 2012-09-10 | 2018-06-14
1359 | 29200000TL | 03483 | EG1013004 | P | 58005862 | 58 | EGTL Spares | Mtce | 76 | 76Z | O-RING:BEARING HOUSING | 113.89MM ID,117.42MM OD | Pumps-Other : BUNA-N,2-245, 3.53MM WD, AS568-245, 105-PC-001A, 105-PC-001B, 105-PC-002A, 105-PC-002B, (MODEL 3196 MTX 1.5 X 3 -13) 130-PC-109A, 130-PC-109B, 130-PC-209A, 130-PC-209B, FOR STEAM TURBINE COND. PUMP | EA | 9 | 1 | 2 | NO | 15.3089 | 2375.94 | ITT CORPORATION | C02495A2455302 | 202125-3-SOFT | 01,22 | 1 |  |  |  | SEE ADDITIONAL INFO |  |  |  |  | 2012-12-06
1360 | 29200000TL | 03483 | EG1013017 | P | 58005863 | 58 | EGTL Spares | Mtce | 54 | 54D | O-RING:BEARING HOUSING | 82.14MM ID,85.67MM OD | *OBS*GS&P-O-Rings : | EA | 6 | 0 | 0 | NO | 8.0087 | 1243.12 | ITT CORPORATION | C02495A2365302 | 202125-4-SOFT | 01 | 1 | 2CAC | 2CAC |  | A732582C |  |  |  |  | 2012-01-07
1361 | 29200000TL | 03483 | EG1006003 | P | 58005864 | 58 | EGTL Spares | Mtce | 54 | 54A | O-RING:OUTBOARD, 28.17MM ID | 31.7MM OD,3.53MM WD | Gaskets : VITON,2-225, MFR. PART. NO. C02495A2165304, TAGS REF.: 171-PC-045 A/B/C, 171-PC-046 A/B, 171-PC-002 A/B, 171-PC-047 A/B, CROSS REF DWG: A744F990C, A744F991C, A744F992C, A744F993C, EQUIP. | EA | 15 | 0 | 0 | NO | 16.8245 | 2612.6629 | ITT CORPORATION | C02495A2165304 | 202125-5-SOFT | 01,22 | 1 | 2CAC | [7 empty] | 2012-01-06 | 2012-12-21 | 2013-05-22
1362 | 29200000TL | 03483 | EG1006011 | P | 58005865 | 58 | EGTL Spares | Mtce | 54 | 54D | O-RING:OUTBOARD,21.89MM ID | 24.51MM OD, LABYRINTH ROTOR | *OBS*GS&P-O-Rings : BUNA RBR,2-118, AS568-118. | EA | 6 | 0 | 0 | NO | 10.6763 | 1657.4953 | ITT CORPORATION | C02495A1185304 | 021315001 | 01 | 1 | 2CAC | 2CAC |  | A732582C |  |  |  |  | 2012-01-06
1363 | 29200000TL | 03483 | EG1006003 | P | 58005866 | 58 | EGTL Spares | Mtce | 54 | 54A | O-RING:OUTBOARD, 34.59MM ID | 49.13MM OD,LABYRINTH STATOR | Gaskets : BUNA-N,2-032, AS568-32, 171-PC-046 A/B, 171-PC-002 A/B, 171-PC-047 A/B, CROSS REF DWG: A744F990C,A744F991C,A744F992C,A744F993C | EA | 12 | 0 | 0 | NO | 4.8018 | 745.4085 | ITT CORPORATION | C02495A32 5302 | 121303023 | 01,12,22 | 1 | 2CAC | [7 empty] | 2012-01-06 | 2012-12-21 | 2013-05-22
1364 | 29200000TL | 03483 | EG1006011 | P | 58005867 | 58 | EGTL Spares | Mtce | 54 | 54D | O-RING:OUTBOARD, 28.3MM ID | 49.13MM OD,LABYRINTH STATOR | *OBS*GS&P-O-Rings : 2-024, O-RG AS568-24 MFR. PART. NO. C02495A24 5302 DWG. A732582C TAGS REF. 171-PC-055 A/B EQUIPMENT: CENTRIFUGAL PUMPS | EA | 4 | 0 | 0 | NO | 6.0055 | 932.342 | ITT CORPORATION | C02495A24 5302 | VFFROTLF15FPC | 01 | 1 | 2CAC | 2CAC |  | A732582C |  |  |  |  | 2012-01-06 | 2019-11-27
1365 | 29200000TL | 03483 | EG1006003 | P | 58005868 | 58 | EGTL Spares | Mtce | 54 | 54A | O-RING:OUTBOARD LABYRINTH ROT | STEAM TURBINE COND. PUMP | Gaskets : VITON,2-224, AS568-224, 171-PC-046 A/B, 171-PC-002 A/B, 171-PC-047 A/B, CROSS REF DWG: A744F990C,A744F991C,A744F992C,A744F993C | EA | 15 | 0 | 0 | NO | 6.0626 | 941.1103 | ITT CORPORATION | C02495A2245304 | SENSORLF5-10GX | 01,22 | 1 | 3CAC | [7 empty] | 2012-01-06 | 2012-12-21 | 2013-05-22
1366 | 29200000TL | 03483 | EG1006010 | P | 58005869 | 58 | EGTL Spares | Mtce | 54 | 54D | O-RING:OUTBOARD LABYRINTH ROT | STEAM TURBINE COND. PUMP | *OBS*GS&P-O-Rings : 2-126, O-RG AS568-126 MFR. PART. NO. C02495A1265304 TAGS REF. 171-PC-055 A/B DWG. A732582C EQUIPMENT: CENTRIFUGAL PUMPS | EA | 6 | 0 | 0 | NO | 16.0145 | 2486.242 | ITT CORPORATION | C02495A1265304 | ORV119 | 01 | 1 | 2CAC | 2CAC |  | A732582C |  |  |  |  | 2012-01-06
1367 | 29200000TL | 03483 | EG1006004 | P | 58005870 | 58 | EGTL Spares | Mtce | 54 | 54A | O-RING:OUTBOARD LABYRINTH STAT | STEAM TURBINE COND. PUMP | Gaskets : BUNA-N,2-039, AS568-39, 171-PC-046 A/B, 171-PC-002 A/B, 171-PC-047 A/B, CROSS REF DWG: A744F990C,A744F991C,A744F992C,A744F993C | EA | 15 | 0 | 0 | NO | 11.0274 | 1712.4353 | ITT CORPORATION | C02495A39 5302 | F118-P-AP-HV-OT-PC-XI | 01 | 1 | 3CAC | [7 empty] | 2012-01-06 | 2012-12-21 | 2013-05-22
1368 | 29200000TL | 03483 | EG1006004 | P | 58005871 | 58 | EGTL Spares | Mtce | 54 | 54D | O-RING:OUTBOARD LABYRINTH STAT | STEAM TURBINE COND. PUMP | *OBS*GS&P-O-Rings : 2-038, O-RG AS568-38 MFR. PART. NO. C02495A38 5302 TAGS REF. 171-PC-055 A/B EQUIPMENT: CENTRIFUGAL PUMPS | EA | 5 | 0 | 0 | NO | 3.5469 | 550.6201 | ITT CORPORATION | C02495A38 5302 | 1E591406992 | 01 | 1 | 2CAC | 2CAC |  | A732582C |  |  |  |  | 2012-01-06 | 2025-04-08 |  | -1 | 1
1369 | 29200000TL | 03483 | EG1006004 | P | 58005872 | 58 | EGTL Spares | Mtce | 54 | 54A | O-RING:RADIAL OUTBOARD | 47.3MM ID,49.92MM OD,2.62MM WD | Gaskets : 3/32 IN WD, VITON,2-134, AS568-134, 171-PC-046 A/B, 171-PC-002 A/B, 171-PC-047 A/B, CROSS REF DWG: A744F990C,A744F991C,A744F992C,A744F993C | EA | 15 | 0 | 0 | NO | 19.2439 | 2987.6043 | ITT CORPORATION | C02495A1345304 | DKME-2702-01-02 | 01,22 | 1 | 3CAC | [7 empty] | 2012-01-06 | 2012-12-21 | 2013-05-22
1370 | 29200000TL | 03483 | EGC010021 | P | 58005873 | 58 | EGTL Spares | Mtce | 54 | 54D | O-RING: THRUST OD,31.42MM ID | 34.04MM OD,2.62MM,VITON,2-124 | *OBS*GS&P-O-Rings : AS568-124, 105-PC-001A, 105-PC-001B, 105-PC-002A, 105-PC-002B, (MODEL 3196 MTX 1.5 X 3 -13) 130-PC-109A, 130-PC-109B, 130-PC-209A, 130-PC-209B, (MODEL 3196 1.5X3-13) STEAM TURBINE COND. PUMP | EA | 9 | 3 | 6 | NO | 18.0104 | 2795.22 | ITT CORPORATION | C02495A1245304 | DKME-2702-01-03 | 01 | 1 | 3BAB | 3BAB |  | SEE ADDITIONAL INFO |  |  |  |  | 2012-12-05
1371 | 29200000TL | 03483 | EGC033013 | P | 58005874 | 58 | EGTL Spares | Mtce | 54 | 54D | O-RING:THRUST OD,23.52MM ID | 25.3MM OD,1.78MM,VITON,2-021 | *OBS*GS&P-O-Rings : 1/16 IN WD,VITON,2-021, PART. NO. C02495A21 5304 / SN MFR. E732F582 EQUIPMENT: CENTRIFUGAL PUMPS TAGS REF.: 171-PC-055 A/B | EA | 6 | 0 | 0 | NO | 7.2011 | 1118.81 | ITT CORPORATION | C02495A21 5304 | DKME-2702-01-04 | 01 | 1 | 2CAC | 2CAC |  | A732582C |  |  |  |  | 2012-01-06
1372 | 29200000TL | 03483 | EG1019004 | P | 58005876 | 58 | EGTL Spares | Mtce | 54 | 54A | KIT:MAINTENANCE,FOR SEAL ST | GASKET,BEARING LOCKWASHER | Seals : &quot;O-RINGS (IMPELLER/BEARING HOUSING/OUTBOARD/INBOARD), TAGS 171-PC-055 A/B EQUIPMENT: CENTRIFUGAL PUMPS&quot; | EA | 1 | 0 | 0 | NO | 7.2065 | 1118.81 | ITT GOULDS | R196-MKS6 |  | 01 | 1 | 2CAC | 1BBB |  | A732582C |  |  |  |  | 2012-01-06
1373 | 29200000TL | 03483 | EGC004004B | P | 58005877 | 58 | EGTL Spares | Mtce | 76 | 76Z | IMPELLER: PUMP,12.375 IN OD | 316 SS, 3X4-13 | Pumps-Other : SOLENOID VALVES AND SILECER | EA | 1 | 0 | 0 | NO | 371 | 113696.66 | ITT GOULDS | 101-9 76 1203 | 101-9 76 1203 | 22 | 1 | 2CAC | 1CCC |  | 442773-2 |  |  |  |  | 2012-01-06 | 2019-08-10
1374 | 29200000TL | 03483 | EG3FLR100 | P | 58005878 | 58 | EGTL Spares | Mtce | 76 | 76Z | SHAFT: PUMP, 316 STN STEEL | PUMPSHAFT M GP RDSN W/O USB | Pumps-Other : PART. NO. D00358B43 2216, TAGS. REF. 171-PX-050 A/B, EQUIPMENT: CENTRIFUGAL PUMPS | EA | 1 | 0 | 0 | NO | 15874.675 | 3118882.4878 | ITT GOULDS | D00358B43 2216 | D00358B43 2216 | 22 | 1 | 2CAC |  |  | 442773-2 |  |  |  |  | 2012-01-06 | 2018-12-16 | 2015-01-27
1375 | 29200000TL | 03483 | EG1015004 | P | 58005879 | 58 | EGTL Spares | Mtce | 56 | 56Z | NUT: BEARING LOCK | N-08,PUMP | *OBS*Fastener-Other : | EA | 1 | 0 | 0 | NO | 15.3 | 5516.28 | ITT GOULDS | 8601-008 | 8601-008 | 01,21,22 | 1 | 2CAC | 1CCC |  | 442773-2 |  |  |  |  | 2012-01-06 | 2019-08-11
1376 | 29200000TL | 03483 | EGC024003 | P | 58005881 | 58 | EGTL Spares | Mtce | 76 | 76A | KEY:SQUARE | 3/8 IN X 1-1/2 IN 316 SS | Pumps-Centrifugal : | EA | 1 | 0 | 0 | NO | 35.5211 | 5514.645 | ITT GOULDS | 49589 211 2229 | 49589 211 2229 | 01,22 | 1 | 2CAC |  |  | 442773-2 |  |  |  |  | 2012-01-06 | 2014-11-14
1377 | 29200000TL | 03483 | EGC003030 | P | 58005882 | 58 | EGTL Spares | Mtce | 76 | 76A | CASING:PUMP 3X4-13 PUMP,316 SS | STUFFING BOX COVER | Pumps-Centrifugal : | EA | 1 | 0 | 0 | NO | 6732.7285 | 1045256.103 | ITT GOULDS | 101-25 1203 | 101-25 1203 | 22 | 1 | 2CAC |  |  | 442773-2 |  |  |  |  | 2012-01-06
1378 | 29200000TL | 03483 | EG1019021 | P | 58005883 | 58 | EGTL Spares | Mtce | 50 | 50Z | BEARING:SLEEVE,STEADY,41 MM ID | 54 MM OD,102 MM LG,CARB M GP | Bearings & Accessories - All : | EA | 2 | 0 | 0 | NO | 305.25 | 93538.365 | ITT GOULDS | B00266B02 | B00266B02 | 01,21,22 | 1 | 2CAC |  |  | 442773-2 |  |  |  |  | 2012-01-06 | 2019-08-02 | 2019-04-12
1379 | 29200000TL | 03483 | EGC033013 | P | 58005884 | 58 | EGTL Spares | Mtce | 76 | 76Z | WASHER:IMPELLER,0.656 IN ID | 2 IN OD,316 SS | Pumps-Other : FOR MODEL 3171 M 3X4-13 EQUIPMENT: CENTRIFUGAL PUMPS TAG.REF. 171-PX-050 A/B | EA | 1 | 0 | 0 | NO | 147.1326 | 22842.33 | ITT GOULDS | A00027B03 | A00027B03 | 01,22 | 1 | 2CAC |  |  | 442773-2 |  |  |  |  | 2012-01-06
1380 | 29200000TL | 03483 | EG1058013 | P | 58005885 | 58 | EGTL Spares | Mtce | 76 | 76Z | SEAL:HOUSING STEADY BEARING | MT/M GP PART NO.C00799B01 1203 | Pumps-Other : 316 SS, TAGS REF. 171-PX-050 A/B, EQUIPMENT: CENTRIFUGAL PUMPS | EA | 1 | 0 | 0 | NO | 6635.76 | 1303926.84 | ITT GOULDS | C00799B01 1203 | C00799B01 1203 | 01,22 | 1 | 2CAC |  |  | 442773-2 |  |  |  |  | 2012-01-06 | 2015-04-05 | 2015-08-17
1381 | 29200000TL | 03483 | EGC033013 | P | 58005886 | 58 | EGTL Spares | Mtce | 54 | 54A | SEAL: LABYRINTH,41 MM SHAFT OD | 54 MM WD,10 MM,316 SS | Seals : &quot;CARBON FILLED TEFLON ROT ELEMENT,VITON ELASTOMER, 0162-20428 OR EQUAL, PART. NO. A01535B 0000, TAGS REF. 171-PX-050 A/B, EQUIPMENT: CENTRIFUGAL PUMPS TYPE: PUMP&quot; | EA | 8 | 0 | 0 | NO | 70.76 | 21684.402 | ITT GOULDS | A01535B | A01535B | 01,22 | 1 | 2CAC | 1BBB |  | 442773-2 |  |  |  |  | 2012-01-06 | 2018-12-16 | 2019-03-25
1382 | 29200000TL | 03483 | EGC033006 | P | 58005887 | 58 | EGTL Spares | Mtce | 76 | 76Z | RING: RETAINING,3.93 IN FREE | DIAMETER, CS, INTERNAL SNAP | Pumps-Other : &quot;(WALDES# N5002-354) EQUIPMENT: SOLENOID VALVES AND SILECER&quot; | EA | 1 | 0 | 0 | NO | 36 | 7072.56 | ITT GOULDS | 58101 354 2210 | 58101 354 2210 | 01,22 | 1 | 2CAC |  |  | 442773-2 |  |  |  |  | 2012-01-06 | 2013-09-21 | 2015-03-02
1383 | 29200000TL | 03483 | EGC033012 | P | 58005891 | 58 | EGTL Spares | Mtce | 66 | 66S | KIT:REPAIR | FOR PNEUMATIC ACTUATOR | Valve - Actuator & Positioner: CONTAINS RBR/NBR/FPM,SS,DEVION-V, CROSS REF DWG: TYCO PREMIAIR PNEUMATIC ACTUATOR CATALOGUE, SH.3, MAN PART NO: PREMIAIR KIT 009 (SHEET 1), SUPP PART NO: PREMIAIR KIT 009 (SHEET 1) | EA | 3 | 2 | 3 | NO | 125.2064 | 31625.46 | TYCO VALVES |  | SEE ADDITIONAL INFO | 01,22 | 1 | 1AXX | 1BBB | [6 empty] | 2012-03-07 |  | 2017-10-26
1384 | 29200000TL | 03483 | EGC033012 | P | 58005892 | 58 | EGTL Spares | Mtce | 66 | 66S | KIT:REPAIR,PISTON O-RING | FOR PNEUMATIC ACTUATOR | Valve - Actuator & Positioner: CONTAINS PISTON BACKING PAD,PISTONG SUPPORT RING,SPRING, CROSS REF DWG: TYCO PREMIAIR PNEUMATIC ACTUATOR CATALOGUE, SH.3, MAN PART NO: PREMIAIR KIT 014 (SHEET 1) | EA | 3 | 0 | 0 | NO | 200 | 61111.6204 | TYCO VALVES |  | SEE ADDITIONAL INFO | 01,22 | 1 | 1AXX | 1BBB |  | SEE ITEM NOTE |  |  |  |  | 2012-01-06 | 2018-10-14 | 2018-09-12
1385 | 29200000TL | 03483 | EGC033012 | P | 58005895 | 58 | EGTL Spares | Mtce | 66 | 66S | KIT:REPAIR,PISTON | FOR PNEUMATIC ACTUATOR | Valve - Actuator & Positioner: CONTAINS,PISTON SUPPORT RING,AIR CONNECTION PLATE,AIR CONNECTION BOLT & WASHER, CROSS REF DWG: TYCO PREMIAIR PNEUMATIC ACTUATOR CATALOGUE, SH.3, MAN PART NO: PREMIAIR KIT 088 (SHEET 1) | EA | 2 | 0 | 0 | NO | 365.4008 | 56728.47 | TYCO VALVES |  | SEE ADDITIONAL INFO | 01,22 | 1 | 1AXX | 1BBB |  | SEE ITEM NOTE |  |  |  |  | 2012-01-06
1386 | 29200000TL | 03483 | EGC032015 | P | 58005901 | 58 | EGTL Spares | Mtce | 14 | 14A | SENSOR: ORP | -1500 TO 1500MV | Analyzers & Monitors : RANGE, REMOTE, M/N 396R-12-21-54, 171-AT-0306 | EA | 1 | 0 | 0 | NO | 850.1363 | 131992.16 | ROSEMOUNT EMERSON | 396R-12-21-54 |  | 01,22 | 1 | 3CDC | [7 empty] | 2012-03-07 | 2018-09-29 | 2013-05-23
1387 | 29200000TL | 03483 | EGC036003 | P | 58005906 | 58 | EGTL Spares | Mtce | 66 | 66Z | KIT:REPAIR, BALL SEAL | GASKET,SEAL PROTECTOR SCREW | Valve-Other : FOR CONTROL VALVES, SEAL PROTECTOR CLIP | KI | 2 | 0 | 0 | NO | 464.4677 | 92316.5987 | EMERSON FISHER | RV150X00C32 |  | 01,22 | 1 | 1AXX |  |  | 5290 |  |  |  |  | 2012-01-06 |  | 2019-01-28
1388 | 29200000TL | 03483 | EGC036005 | P | 58005907 | 58 | EGTL Spares | Mtce | 64 | 64B | KEY:TAPER S20910 FMS20B21 | SOLENOID VALVES AND SILECER | Power Transmission Equipment & Replacement Parts : | EA | 2 | 0 | 0 | NO | 190.388 | 37865.3427 | EMERSON FISHER | 11B0674X012 |  | 01,22 | 1 | 1AXX |  |  | 5290 |  |  |  |  | 2012-01-06 |  | 2019-01-28
1389 | 29200000TL | 03483 | EGC020017 | P | 58005914 | 58 | EGTL Spares | Mtce | 66 | 66Z | KIT:REPAIR,PTFE PACKING SET | ANTI-EXTRUSION WASHER, FV0314 | Valve-Other : | EA | 4 | 1 | 2 | NO | 105.3418 | 18150.6917 | EMERSON FISHER | RGXPACKX022 (SP179) |  | 01,22 | 1 | 1AXX |  |  | 5770 |  |  |  |  | 2012-01-06 |  | 2019-01-28
1390 | 29200000TL | 03483 | EGC007004 | P | 58005915 | 58 | EGTL Spares | Mtce | 66 | 66Z | KIT: REPAIR, ACTUATOR ROD SEAL | DIAPHRAGM,ACTUATOR ROD BUSHING | Valve-Other : FOR CONTROL VALVES, FV0314 | KI | 3 | 0 | 0 | NO | 1377.7405 | 213894.2099 | EMERSON FISHER | RGX1200X032 (SP179) |  | 01,22 | 1 | 1AXX |  |  | 5770 |  |  |  |  | 2012-01-06
1391 | 29200000TL | 03483 | EGC036004 | P | 58005922 | 58 | EGTL Spares | Mtce | 72 | 72Z | DISC:OIL SPLASH,40MM DIA | STL P 03PROT(23C)171-CB-072A/B | *OBS*Filtration-Elem : MAN PART NO: 23C (ES 45/2P-RVP80, ES 35/2P RVP80) SUPP PART NO: 23C (ES 45/2P-RVP80, ES 35/2P RVP80) | EA | 1 | 0 | 0 | NO | 7.1882 | 1115.97 | ROBUSCHI |  | SEE ADDITIONAL INFO | 01,22 | 1 | 2CAC | 2CAC |  | 276055-0001275978- |  |  |  |  | 2012-01-06 | 2018-07-28 | 2019-03-25
1392 | 29200000TL | 03483 | EGC036004 | P | 58005927 | 58 | EGTL Spares | Mtce | 66 | 66Z | RING:RETAINING,INTERNAL,40MMID | 45MM ODX20MM THK,171-CB-072A/B | Valve - Actuator & Positioner: &quot;MAN PART NO: 37 (ES 45/2P-RVP80, ES 35/2P RVP80), SUPP PART NO: 37 (ES 45/2P-RVP80, ES 35/2P RVP80) EQUIPMENT: SOLENOID VALVES AND SILECER&quot; | EA | 2 | 0 | 0 | NO | 141.2381 | 37576.415 | ROBUSCHI |  | SEE ADDITIONAL INFO | 01,22 | 1 | 2CAC | 1BBB |  | 276055-0001275978- |  |  |  |  | 2012-01-06 | 2018-07-28 | 2019-03-23
1393 | 29200000TL | 03483 | EGC036004 | P | 58005928 | 58 | EGTL Spares | Mtce | 14 | 14C | RING: SEAL 45MM ID X 62MM OD | 8MM THK,VITON, 171-CB-072 A/B | Flow Measuring Instruments : CFW1 BA UM 4 X 7DIMENSION, VITON pos.43 MAIN PART NO: 43 ES 45/2P-RVP80, EQUIPMENT: 171-CB-072A/B "SOLENOID VALVES AND SILENCER" | EA | 1 | 0 | 0 | NO | 297 | 90664.715 | ROBUSCHI | 43 ES 45/2P-RVP80 |  | 01,22 | 1 | 2CAC |  |  | 276055-0001275978- |  |  |  |  | 2012-01-06 | 2023-05-11 | 2017-10-25 |  |  |  |  | -1 | 1
1394 | 29200000TL | 03483 | EGC036004 | P | 58005932 | 58 | EGTL Spares | Mtce | 71 | 71D | RING:COMPRESSION,52MM DIA,STL | GR C75, 171-CB-072 A/B | Compressor - Air -Unit & Parts : &quot;MAN PART NO: 64 (ES 45/2P-RVP80, ES 35/2P RVP80), SUPP PART NO: 64 (ES 45/2P-RVP80, ES 35/2P RVP80) EQUIPMENT: SOLENOID VALVES AND SILECER&quot; | EA | 2 | 0 | 0 | NO | 19.3545 | 1235.3665 | ROBUSCHI |  | SEE ADDITIONAL INFO | 01,22 | 1 | 2CAC | 1BBB |  | &QUOT;276055-0001 275978- |  |  |  |  | 2012-01-06
1395 | 29200000TL | 03483 | EGC036004 | P | 58005933 | 58 | EGTL Spares | Mtce | 53 | 53Z | PLUG:OIL FILLING,G1/2 IN,ALUM | 171-CB-072 A/B | Fittings - Tube :&quot;MAN PART NO: 76 (ES 45/2P-RVP80, ES 35/2P RVP80), SUPP PART NO: 76 (ES 45/2P-RVP80, ES 35/2P RVP80) EQUIPMENT: SOLENOID VALVES AND SILECER&quot; | EA | 2 | 0 | 0 | NO | 16.7725 | 2603.93 | ROBUSCHI |  | SEE ADDITIONAL INFO | 01,22 | 1 | 2CAC | 1BBB |  | &QUOT;276055-0001 275978- |  |  |  |  | 2012-01-06
1396 | 29200000TL | 03483 | EGC036004 | P | 58005934 | 58 | EGTL Spares | Mtce | 53 | 53Z | PLUG:OIL DRAINING,G1/2 IN,ALUM | 171-CB-072 A/B | Fittings - Tube :&quot;MAN PART NO: 77 (ES 45/2P-RVP80, ES 35/2P RVP80), SUPP PART NO: 77 (ES 45/2P-RVP80, ES 35/2P RVP80) EQUIPMENT: SOLENOID VALVES AND SILECER&quot; | EA | 2 | 0 | 0 | NO | 16.7725 | 2603.93 | ROBUSCHI |  | SEE ADDITIONAL INFO | 01,22 | 1 | 2CAC | 1BBB |  | &QUOT;276055-0001 275978- |  |  |  |  | 2012-01-06
1397 | 29200000TL | 03483 | EGC036001 | P | 58005939 | 58 | EGTL Spares | Mtce | 72 | 72Z | ELEMENT: FILTER,190MM DIA | DUAL MEDIA FILTER BLOWER,STL | *OBS*Filtration-Elem : &quot;50 MICRON, SPF 2 PF 50 (MINIMUM ORDER Q.TY 2 PCS.) SPF INTEGRATED SILENCER AND FILTER&quot; | EA | 5 | 0 | 0 | NO | 34.743 | 5393.85 | ROBUSCHI |  |  | 01,22 | 1 | 2CAC | 2CAC |  | 278573-0000 * |  |  |  |  | 2012-01-06 | 2015-11-25
1398 | 29200000TL | 03483 | EGC033019 | P | 58005988 | 58 | EGTL Spares | Mtce | 66 | 66Z | KIT:SPARE PARTS,FOR POPPETS | CONTAINS SIL ARRANGEMENT | Valve-Other : NAMUR REDUCED POWER | KI | 2 | 0 | 0 | NO | 359.4106 | 55798.49 | ASCO JOUCOMATIC | NFC132251 (SANITARY) | NFC132251 (SANITARY) | 01,22 | 1 | 1AXX |  |  | IM574-4 |  |  |  |  | 2012-01-06
1399 | 29200000TL | 03483 | EGC036005 | P | 58005992 | 58 | EGTL Spares | Mtce | 64 | 64B | BELT:V,10.175IN OUTSIDE CIRCUM | 1/2 IN TOP WD,5/16 IN THK,RBR | Power Transmission Equipment & Replacement Parts : BLOWER DRIVE,A58 | EA | 1 | 0 | 0 | NO | 119.8035 | 18599.5 | MAPRO INTERNATIONAL | 12/21 B. 124 - 68 | / | 01,22 | 1 | 2CAC |  |  | DRG. 124 |  |  |  |  | 2012-01-06
1400 | 29200000TL | 03483 | EGC036005 | P | 58005996 | 58 | EGTL Spares | Mtce | 64 | 64B | BELT:V,11.288IN OUTSIDE CIRCUM | 1/2 IN TOP WD,5/16 IN THK,RBR | Power Transmission Equipment & Replacement Parts : BLOWER DRIVE,A65 | EA | 1 | 0 | 0 | NO | 264.7658 | 41104.89 | MAPRO INTERNATIONAL | 30/21 B. 124 - 68 | / | 01,22 | 1 | 2CAC |  |  | DRG. 124 |  |  |  |  | 2012-01-06
1401 | 29200000TL | 03483 | EGC036004 | P | 58005998 | 58 | EGTL Spares | Mtce | 54 | 54D | SLEEVE:SEAL,18 MM DIAMETER,RBR | MINIMUM ORDER Q.TY 2 PCS | *OBS*GS&P-Other : | EA | 2 | 0 | 0 | NO | 38.3371 | 5951.84 | ITT FLYGT | 841793 | 841793 | 01 | 1 | 2CAC | 2CAC |  | PARTS LIST - 896858/2.0 |  |  |  |  | 2012-01-06
1402 | 29200000TL | 03483 | EGC036004 | P | 58006000 | 58 | EGTL Spares | Mtce | 56 | 56Z | CLAMP:CABLE CLIP(16)-18 MM,RBR | (MINIMUM ORDER Q.TY 2 PCS.) | *OBS*Fastener-Other : | EA | 2 | 0 | 0 | NO | 50.3175 | 7811.79 | ITT FLYGT | 6785818 | 6785818 | 01 | 1 | 2CAC | 2CAC |  | PARTS LIST - 896858/2.0 |  |  |  |  | 2012-01-06
1403 | 29200000TL | 03483 | EGC036004 | P | 58006001 | 58 | EGTL Spares | Mtce | 56 | 56Z | HOLDER:SEAL RING,65 MM DIA,SS | (MINIMUM ORDER Q.TY 2 PCS.) | *OBS*Fastener-Other : | EA | 2 | 1 | 2 | NO | 86.2586 | 13391.64 | ITT FLYGT | 4263200 | 4263200 | 01 | 1 | 2CAC | 2CAC |  | PARTS LIST - 896858/2.0 |  |  |  |  | 2012-01-06
1404 | 29200000TL | 03483 | EGC007024 | P | 58006003 | 58 | EGTL Spares | Mtce | 64 | 64B | GEARBOX:PLANETARY | 1:560 GEAR RATIO,3 RPM,0.9KW | Power Transmission Equipment & Replacement Parts : CENTRAL MOUNT,PARALLEL ANGLE,CS | EA | 1 | 0 | 0 | NO | 4755.0018 | 738214.03 | MITA BIORULLI | EQ 4045 |  | 01,10,22 | 1 | 2CAC |  |  | VR0835 |  |  |  |  | 2012-01-06
1405 | 29200000TL | 03483 | EGC033026 | P | 58006011 | 58 | EGTL Spares | Mtce | 53 | 53A | COUPLER: HOSE | QUICK CONNECT PLUG,1/4 IN | Fittings - Pipe - Carbon Steel :FEMALE,SULFINERT COATED 316 SS, 10-03743A, 10-03743B, 10-03743G, 10-03743J, 10-03743N, 10-03743F, 10-03743C, 10-03743M, 10-03743A, 10-03743B, 10-03743G, 10-03743J, 10-03743N, 10-03743F, 10-0374 OLD PN:4-02427DT | PC | 18 | 0 | 0 | NO | 200.48 | 61226.592 | SWAGELOK | SS-QC4-B-4PFJA |  | 01,22 | 1 | 2BAC |  |  | SEE ADDITIONAL INFO |  |  |  |  | 2012-03-07 | 2025-01-29 | 2017-04-19 | -2 | 1
1406 | 29200000TL | 03483 | EGC033031 | P | 58006012 | 58 | EGTL Spares | Mtce | 53 | 53A | COUPLER: HOSE | QUICK CONNECT SOCKET,1/4 IN | Fittings - Pipe - Carbon Steel :SPL QC4 QUICK CONNECT STEM W/SHUTOFF - 1/4" NPTF - SULFINERT COAT. OLD PN:4-02427FT | EA | 18 | 0 | 0 | NO | 194.08 | 59194.4 | SWAGELOK | SS-QC4-D-4PFJA |  | 01,22 | 1 | 2BAC |  |  | SEE ADDITIONAL INFO |  |  |  |  | 2012-03-07 | 2025-01-29 | 2017-08-16 | -2 | 1
1407 | 29200000TL | 03483 | EGC033025 | P | 58006014 | 58 | EGTL Spares | Mtce | 66 | 66F | VALVE: NEEDLE:1/2 IN,3030 PSIG | 3/4 IN,0.437 IN ORIFICE, NPT | *OBS*Valve-Wellhead : SOFT SEAT HAND VALVE CONNECTION TYPE NPT, 316 SS BODY, 316 SS, MANUAL OPERATED,1000?F, TYPE: SAMPLE INLET ISOLATION | PC | 2 | 0 | 0 | NO | 316.05 | 62103.825 | SWAGELOK | 4-02531QT/V3-509 |  | 02,22 | 1 | 2BAC | 2BAC |  | 10-03743P |  |  |  |  | 2012-03-07 | 2016-02-08 | 2016-04-27
1408 | 29200000TL | 03483 | EGC033030 | P | 58006018 | 58 | EGTL Spares | Mtce | 66 | 66F | VALVE: NEEDLE 3/4 IN,3435 PSIG | 0.375 IN ORIFICE,316SS BODY | *OBS*Valve-Wellhead : TYPE: CYLINDER BYPASS ISOLATION | PC | 4 | 2 | 3 | NO | 565.1486 | 125135.5409 | SWAGELOK | 4-04801ET |  | 02,22 | 1 | 2BAC | 2BAC |  | 10-03743P, 10-03743M |  |  |  |  | 2012-03-07 | 2018-05-17 | 2018-05-31
1409 | 29200000TL | 03483 | EGC033031 | P | 58006023 | 58 | EGTL Spares | Mtce | 53 | 53Z | EDUCTOR:3/4 IN,316 SS | SAMPLING PANELS | Fittings - Tube : | EA | 1 | 0 | 0 | NO | 1353.2614 | 210107.37 | ERNST | 4-05215B |  | 22 | 1 | 2BAC | 1BBB |  | 10-03743T |  |  |  |  | 2012-03-07 | 2017-07-15
1410 | 29200000TL | 03483 | EGC033031 | P | 58006026 | 58 | EGTL Spares | Mtce | 66 | 66O | VALVE: CHECK 1/4 IN,2185 PSIG | SULFINERT COATED 316 SS BODY | Valve - Check : 316 SS,POPPET CHECK VALVE,375°F | PC | 4 | 0 | 0 | NO | 287.3595 | 49122.966 | SWAGELOK | 4-05986BT |  | 02,22 | 1 | 2BAC |  |  | 10-03743J |  |  |  |  | 2012-03-07 | 2014-11-17 | 2015-02-24
1411 | 29200000TL | 03483 | EGC033031 | P | 58006027 | 58 | EGTL Spares | Mtce | 53 | 53A | COUPLER: HOSE | QUICK CONNECT PLUG 1/4 IN | Fittings - Pipe - Carbon Steel :1/8 IN,SULFINERT COATED 316 SS | PC | 2 | 0 | 0 | NO | 183.31 | 55817.895 | SWAGELOK | SS-QC4-D-400 |  | 01,22 | 1 | 2BAC |  |  | 10-03743J |  |  |  |  | 2012-03-07 | 2016-06-15 | 2016-07-15
1412 | 29200000TL | 03483 | EGC033030 | P | 58006028 | 58 | EGTL Spares | Mtce | 53 | 53A | COUPLER: HOSE | QUICK CONNECT SOCKET 1/4 IN | Fittings - Pipe - Carbon Steel :1/8 IN,SULFINERT COATED 316 SS | PC | 2 | 0 | 0 | NO | 197.51 | 60240.55 | SWAGELOK | SS-QC4-B-400 |  | 01,22 | 1 | 2BAC |  |  | 10-03743J |  |  |  |  | 2012-03-07 | 2016-06-15 | 2016-07-15
1413 | 29200000TL | 03483 | EGC033030 | P | 58006029 | 58 | EGTL Spares | Mtce | 66 | 66P | VALVE:SAMPLE REGULATING | 1/4 IN,3435 PSIG SULFINERT | Valve - Control : SULFINERT COATED 316 SS,MANUAL OPERATED,450°F | PC | 2 | 0 | 0 | NO | 275.0531 | 42704.75 | SWAGELOK | 4-05986LT |  | 02,22 | 1 | 2BAC |  |  | 10-03743J |  |  |  |  | 2012-03-07
1414 | 29200000TL | 03483 | EGC035001 | P | 58006031 | 58 | EGTL Spares | Mtce | 34 | 34Z | HEAT EXCHANGER:SAMPLE COOLER | SHELL DESIGN: 450PSI AT 650° F | Laboratory - Other :&quot;316 SS, 10-03743G, 10-03743J, 10-03743N, 10-03743F, 10-03743E, 10-03743D, 10-03743T, 10-03743M, TUBE DESIGN: 5000 PSI @ 1000°F , TUBE MATERIAL: 1/4 IN OD 316 S.S&quot; | PC | 18 | 0 | 0 | NO | 884.1708 | 137276.36 | SENTRY | 7-00686A | 7-00686A | 22 | 1 | 2BAC |  |  | SEE ADDITIONAL INFO |  |  |  |  | 2012-03-07 | 2019-05-08
1415 | 29200000TL | 03483 | EGC033031 | P | 58006033 | 58 | EGTL Spares | Mtce | 66 | 66Z | VALVE: BALL 1/4 IN,2200 PSIG @ | 100°F,1/4 IN,316 SS BODY | Valve-Other : SGL BLOCK SAMPLE,MANUAL OPERATED,450°F AT 100 PSIG | EA | 5 | 0 | 0 | NO | 1076.2079 | 167092.04 | SENTRY | 7-02876M | 7-02876M | 02,22 | 1 | 2BAC |  |  | 10-03743J, 10-03743E |  |  |  |  | 2012-03-07
1416 | 29200000TL | 03483 | EG1012014 | P | 58006038 | 58 | EGTL Spares | Mtce | 50 | 50Z | BEARING: BALL, ANGULAR CONTACT | DOUBLE ROW, 2.1654 IN ID | Bearings & Accessories - All :&quot;4.7244 IN OD,2.2835 IN WD,MATCHED PAIR,SMD,STL CAGE, 150-PC-040 , SKF- 2 X 7311 BECBJ - 121210311, 150-PC-040, SKF- 2 X 7311 BECBJ - 121210311&quot; | EA | 1 | 0 | 0 | NO | 234.94 | 71847.0014 | FLOWSERVE | 141805 | 141805 | 01,21,22 | 1 | 2BAB |  |  | ETGL1-MLT-MEC-DD-500003 |  |  |  |  | 2012-03-07 | 2017-11-20 | 2017-12-11
1417 | 29200000TL | 03483 | EGC043017 | P | 58006044 | 58 | EGTL Spares | Mtce | 64 | 64B | BELT:WATER PUMP | 30MM X 72CM LG,RBR | Power Transmission Equipment & Replacement Parts : 150-PC-040, TEMPORARY START-UP DIESEL PUMP | EA | 3 | 4 | 8 | NO | 27.4784 | 4266 | IVECO | 4799496 (WP) | 896-361F1315 | 01,22 | 1 | 2BAB |  |  | EGTL1-MLT-MEC-DD-500002 |  |  |  |  | 2013-02-17
1418 | 29200000TL | 03483 | EGC043024 | P | 58006047 | 58 | EGTL Spares | Mtce | 53 | 54A | RING:LABYRINTH SEAL,49MM ID | FLUOROELASTOMER | Gaskets : &quot;ST/ALU 150-PC-04&quot; | EA | 1 | 0 | 0 | NO | 1018.3299 | 158095.72 | FLOWSERVE | 034107 | 034107 | 01,22 | 1 | 2BAB |  |  | ETGL1-MLT-MEC-DD-500003 |  |  |  |  | 2012-03-07
1419 | 29200000TL | 03483 | EGC043024 | P | 58006048 | 58 | EGTL Spares | Mtce | 53 | 54A | SEAL: LABYRINTH | 49MM SHAFT OD,165.5MM WD,100MM | Gaskets : &quot;316 SS,ANTIMONY CARBON ROT ELEMENT,FLUORO ELASTOMER, RING JOHN CRANE BDPFN LABYRINTH SEAL FOR FLOWSERVE ERPN3 - V98 PUMP&quot; | EA | 1 | 0 | 0 | NO | 1018.3299 | 158095.72 | FLOWSERVE | 034106 | 034106 | 01,22 | 1 | 2BAB |  |  | ETGL1-MLT-MEC-DD-500003 |  |  |  |  | 2012-03-07
1420 | 29200000TL | 03483 | EG1010012 | P | 58006052 | 58 | EGTL Spares | Mtce | 54 | 54D | O-RING:THRUST BEARING,145MM ID | 153MM OD,4MM WD NBR,AS568-309 | *OBS*GS&P-O-Rings : 150-PC-040 | EA | 4 | 0 | 0 | NO | 39.3554 | 6109.93 | FLOWSERVE | 011928 | 011928 | 01,22 | 1 | 2BAB | 2BAB |  | ETGL1-MLT-MEC-DD-500003 |  |  |  |  | 2012-03-07
1421 | 29200000TL | 03483 | EG1020021 | P | 58006053 | 58 | EGTL Spares | Mtce | 50 | 50Z | BEARING: ROLLER CYLINDRICAL | SINGLE ROW,55MM ID,120MM OD | Bearings & Accessories - All :&quot;29MM WD,2MM,STL CAGE, NU 311 BECBJ 150-PC-040&quot; | EA | 1 | 0 | 0 | NO | 179.7053 | 27899.25 | FLOWSERVE | 141844 | 141844 | 01,21,22 | 1 | 2BAB |  |  | ETGL1-MLT-MEC-DD-500003 |  |  |  |  | 2012-03-07
1422 | 29200000TL | 03483 | EGC043024 | P | 58006054 | 58 | EGTL Spares | Mtce | 50 | 50Z | PLATE:LOCKING,42MM DIA | HASTELLOY C4 | Bearings & Accessories - All :2.461, 150-PC-040 | EA | 1 | 0 | 0 | NO | 22.3554 | 3470.67 | FLOWSERVE | 014833 | 014833 | 22 | 1 | 2BAB |  |  | ETGL1-MLT-MEC-DD-500003 |  |  |  |  | 2012-03-07
1423 | 29200000TL | 03483 | EGC043024 | P | 58006055 | 58 | EGTL Spares | Mtce | 50 | 50Z | PLATE:LOCKING,62MM DIA,STL | TEMPORARY START-UP DIESEL PUMP | Bearings & Accessories - All :150-PC-040 | EA | 1 | 0 | 0 | NO | 22.3793 | 3474.39 | FLOWSERVE | 014835 | 014835 | 22 | 1 | 2BAB |  |  | ETGL1-MLT-MEC-DD-500003 |  |  |  |  | 2012-03-07
1424 | 29200000TL | 03483 | EGC043016 | P | 58006058 | 58 | EGTL Spares | Mtce | 57 | 57A | HOSE:ENGINE INJECTION | 3/8IN X 2FT LG,PLAIN END | *OBS*Hoses&Parts-Stl : SS 316 HOSE CLAMP,900PSI,STL, 150-PC-040 | ST | 1 | 0 | 0 | NO | 149.7544 | 23249.37 | IVECO | 4797511 | 4797511 | 01,22 | 1 | 2BAB | 2BAB |  | EGTL1-MLT-MEC-DD-500002 |  |  |  |  | 2012-03-07
1425 | 29200000TL | 03483 | EGC043017 | P | 58006059 | 58 | EGTL Spares | Mtce | 57 | 57A | HOSE:ENGINE FUEL,1/4IN ID | MPT COUPLED X FPT UNION | *OBS*Hoses&Parts-Stl : 175PSI,STL, 150-PC-040 | ST | 1 | 0 | 0 | NO | 95.8428 | 14879.6 | IVECO | 8034078 (EX 8029299) | 8034078 (EX 8029299) | 01,22 | 1 | 2BAB | 2BAB |  | EGTL1-MLT-MEC-DD-500002 |  |  |  |  | 2012-03-07
1426 | 29200000TL | 03483 | EGC043024 | P | 58006063 | 58 | EGTL Spares | Mtce | 54 | 54D | INJECTOR:FUEL | 5/8IN X 3-1/16IN LG,STL | *OBS*GS&P-O-Rings : &quot;ENGINE 150-PC-040&quot; | ST | 2 | 0 | 0 | NO | 179.7053 | 27899.25 | IVECO | 1908971 | 1908971 | 22 | 1 | 2BAB | 2BAB |  | EGTL1-MLT-MEC-DD-500002 |  |  |  |  | 2012-03-07
1427 | 29200000TL | 03483 | EG1059007 | P | 58006078 | 58 | EGTL Spares | Mtce | 14 | 14D | TRANSMITTER: LIQUID LEVEL | VARIABLE INPUT,4-20MA OUTPUT | Level Measuring Instruments : 16-42 VDC SUPPLY,4 IN 150 LB FLG, RADAR, HART, SST, FLEX TWIN LEAD, 17 M, 99 CM, LCD METER, FM EXPLOSION PROOF, GUID WAVE RAD, TT NOTE: QA CODE: 01A & 07 REPLACED QA CODE: 05 & 022 | EA | 8 | 2 | 3 | NO | 3860.279 | 827994.6476 | ROSEMOUNT MEASUREMENT | 3301HA1S1V2AM1799CAE5Q4 | 800-361G020801 | 01A, 07 | 1 | 2BAA |  |  | EGTL1-RMT-INS-MM-009999 |  |  | 3301HA |  | 2012-12-06 | 2019-09-14 | 2020-03-30
1428 | 29200000TL | 03483 | EG1059007 | P | 58006079 | 58 | EGTL Spares | Mtce | 14 | 14Z | TRANSMITTER:RAD LVL&INTERFACE | 1 M,2 IN 300 LB ANSI,LCD METER | Instruments - Other & Parts : VARIABLE INPUT,4-20MA OUTPUT,16-42 VDC SUPPLY, RADAR INTERFACE, HIGH PRESS/TEMP, HART, SST, COAXIAL, FM EXPLOSION PROOF, RT RADAR, GUID WAVE RAD, TT | EA | 4 | 2 | 4 | NO | 4453.9574 | 691342.1277 | ROSEMOUNT MEASUREMENT | 3302HA1H1N3BM0100ABE5M1Q4 | 800-361G020101 | 05,22 | 1 | 2BAA |  |  | EGTL1-RMT-INS-MM-009999 |  |  |  |  | 2012-12-07 |  | 2014-06-04
1429 | 29200000TL | 03483 | EGC003005 | P | 58006080 | 58 | EGTL Spares | Mtce | 14 | 14Z | TRANSMITTER: INTERFACE | 1 M, 11 CM, 2 IN 300 LB ANSI | Instruments - Other & Parts : VARIABLE INPUT,4-20MA OUTPUT,16-42VDC SUPPLY, RADAR INTERFACE, HIGH PRESS/TEMP, HART, SST, COAXIAL, LCD METER, FM EXPLOSION PROOF, NACE, RADAR, GUID WAVE RAD, PART NUMBER : TT3302HA1H1N3BM0111ABE5M1Q4N2Q8 | EA | 3 | 0 | 0 | NO | 4175.2901 | 735250.8663 | ROSEMOUNT MEASUREMENT | 3302HA1H1N3BM0111ABE5M1Q4 | 800-361G030103 | 05,22 | 1 | 2BAA |  |  | EGTL1-RMT-INS-MM-009999 |  |  |  |  | 2012-12-07 | 2016-03-28 | 2015-04-11
1430 | 29300000TL | 03483 | EGC008006 | P | 58006082 | 58 | EGTL Spares | Mtce | 14 | 14Z | TRANSMITTER:RAD LVL&INTERFACE | 1 M, 83 CM, 2 IN 300 LB ANSI | ROSEMOUNT GUIDED WAVE RADAR LEVEL AND INTERFACE TRANSMITTER3302HA1H1N3BM0183AABE5M1Q4N2Q8TAG, SERIAL NO. 48943MFG (yymmdd) 150521POWER SUPPLY: 11 - 42VDC(11.30VDC for 1.5, 16-42VDC for Explosion/Flame proof)OUTPUT: 4 - 20mA / HARTENCLOSURE NEMA TYPE 4X I | EA | 3 | 2 | 3 | YES | 8250 | 7765395 | ROSEMOUNT MEASUREMENT | SEE ITEM NOTES |  | 05,22 | 1 | 2BAA |  |  | EGTL1-RMT-INS-MM-009999 |  |  | SEE ITEM NOTES |  | 2019-11-13 |  | 2023-10-13
1431 | 29200000TL | 03483 | EGC002005 | P | 58006084 | 58 | EGTL Spares | Mtce | 14 | 14Z | HEAD:RADAR LEVEL TRANSMITTER | 104 MM X 173 MM X113 MM | Instruments - Other & Parts : HART, POLYURETHANE COVERED ALUMINUM AND ELECTRONICS FOR 3301 SST, , RADAR, GUID WAVE RAD, TT | EA | 2 | 0 | 0 | NO | 1184.3965 | 183818.33 | ROSEMOUNT MEASUREMENT | 3301HA1N0N9RN0000NAE5M1 | 861-361G1 | 22 | 1 | 2BAA |  |  | EGTL1-RMT-INS-MM-009999 |  |  |  |  | 2012-12-07
1432 | 29200000TL | 03483 | EGC002005 | P | 58006085 | 58 | EGTL Spares | Mtce | 14 | 14Z | HEAD:RAD LVL&INTF TRANSMITTER | 104 MM X 173 MM X113 MM | Instruments - Other & Parts : HART,POLYURETHANE COVERED ALUMINUM AND ELECTRONICS FOR 3302 SST, RADAR, GUID WAVE RAD, TT | EA | 2 | 0 | 0 | NO | 2213.6346 | 343629.3194 | ROSEMOUNT MEASUREMENT | 3302HA1N0N9FN0000NAE5M1 | 865-361F22 | 22 | 1 | 2BAA |  |  | EGTL1-RMT-INS-MM-009999 |  |  |  |  | 2012-12-07 | 2014-08-05 | 2014-09-09
1433 | 29200000TL | 03483 | EGC028024 | P | 58006086 | 58 | EGTL Spares | Mtce | 14 | 14Z | KIT:LCD DISPLAY,3300 SST | 3300 SERIES TRANSMITTERS | Instruments - Other & Parts : CONTAINS METER,COVER,COVERGLASS,MISC HARDWARE, FOR RADAR, GUID WAVE RAD, TT | EA | 2 | 2 | 4 | NO | 259.1502 | 40220.11 | ROSEMOUNT MEASUREMENT | 03300-0670-0002 | 909-361G000 | 01,22 | 1 | 2BAA |  |  | EGTL1-RMT-INS-MM-009999 |  |  |  |  | 2012-12-07
1434 | 29200000TL | 03483 | EG3002007 | P | 58006087 | 58 | EGTL Spares | Mtce | 14 | 14Z | TRANSMITTER:RAD LVL&INTERFACE | 1M, 08 CM, 3 IN 300 LB ANSI | Instruments - Other & Parts : GUIDED WAVE RADAR LEVEL AND INTERFACE TRANSMITTER, PART NUMBER 3302HA1H1N4AM0108BBES-M1QS3Q8, SERIAL NUMBER 2038585, POWER SUPPLY 11-42VDC, OUTPUT 4-20mA/Hart, LCD DISPLAY , HART, SST, RIGID SINGLE, LCD METER, FM EXPLOSION | EA | 1 | 0 | 0 | NO | 3286.8149 | 510113.67 | ROSEMOUNT MEASUREMENT | 3302HA1H1N4AM0108BBES-M1Q |  | 05,22 | 1 | 2BAA |  |  | EGTL1-RMT-INS-MM-009999 |  |  |  |  | 2012-12-07
1435 | 29200000TL | 03483 | EGC026025 | P | 58006103 | 58 | EGTL Spares | Mtce | 61 | 61A | PLATE: ORIFICE,1.5 IN PIPE | BLANK ORIFICE,0.162 IN THK | *OBS*PL Equip & Sup- : BLANK INTEGRAL,316 SS | EA | 1 | 0 | 0 | NO | 156.0905 | 24225.24 | ROSEMOUNT MEASUREMENT | 01195-0222-0999 |  | 22 | 1 | 1AXX | 2BAB |  | EGTL1-RMT-INS-MM-009999 |  |  |  |  | 2012-01-06
1436 | 29200000TL | 03483 | EGC026025 | P | 58006104 | 58 | EGTL Spares | Mtce | 61 | 61A | PLATE: ORIFICE,0.5 IN PIPE | BLANK ORIFICE,0.162 IN THK | *OBS*PL Equip & Sup- : BLANK INTEGRAL,316 SS | EA | 1 | 0 | 0 | NO | 142.0823 | 22051.18 | ROSEMOUNT MEASUREMENT | 01195-0220-0999 |  | 22 | 1 | 2CAC | 2CAC |  | EGTL1-RMT-INS-MM-009999 |  |  |  |  | 2012-01-06
1437 | 29200000TL | 03483 | EGC026025 | P | 58006105 | 58 | EGTL Spares | Mtce | 54 | 54A | O-RING SET:INTEGRAL ORIFICE | 1 IN,PTFE,10 PCE,FOR 1 IN LINE | Gaskets : | EA | 1 | 0 | 0 | NO | 144.46 | 28385.8398 | ROSEMOUNT MEASUREMENT | 01195-0036-0032 |  | 01 | 1 | 2CAC |  |  | EGTL1-RMT-INS-MM-009999 |  |  |  |  | 2012-01-06 | 2015-05-26 | 2015-06-13
1438 | 29200000TL | 03483 | EGC026025 | P | 58006106 | 58 | EGTL Spares | Mtce | 54 | 54D | O-RING SET:INTEGRAL ORIFICE | 1.5 IN LINE,PTFE,10 PIECE, KIT | *OBS*GS&P-O-Rings : | EA | 1 | 0 | 0 | NO | 109.0632 | 16926.61 | ROSEMOUNT MEASUREMENT | 01195-0036-0033 |  | 01 | 1 | 2 | 2BAB |  | EGTL1-RMT-INS-MM-009999 |  |  |  |  | 2012-01-06
1439 | 29200000TL | 03483 | EGC026025 | P | 58006107 | 58 | EGTL Spares | Mtce | 54 | 54D | O-RING SET:INTEGRAL ORIFICE | 0.5 IN LINE,PTFE,10 PIECE | *OBS*GS&P-O-Rings : | EA | 1 | 0 | 0 | NO | 82.0476 | 12733.78 | ROSEMOUNT MEASUREMENT | 01195-0036-0031 |  | 01 | 1 |  | 2BAB |  | EGTL1-RMT-INS-MM-009999 |  |  |  |  | 2012-01-06
1440 | 29200000TL | 03483 | EG1017008 | P | 58006232 | 58 | EGTL Spares | Mtce | 14 | 14Z | TRANSMITTER: PRESSURE,12-45VDC | 0-4 BARG INPUT,4-20 MA OUTPUT | *OBS*Gage&Parts-Pres : "MEDIUM SERIES, OPEN, C0, STL AISI E52100 CAGE, BEARING 6005 FOR DOSING PUM, CODE REF. 4390008371(N) MODEL MROY XA XA29(35)J2 H8/EN.L.CZ.HH3.ZTAG. REF.: 171-PX-062 A/B (SOLENOID VALVES AND SILECER)" | EA | 2 | 0 | 0 | NO | 1730.6621 | 491671.9494 | AUTRONICA | 3051CG4A02A1AS5K5M5T1P1Q4 |  | 05,22 | 1 | 1AXX | 1AXX |  | EGTL1-PBL-PRO-PI-500010 |  |  | 111/MC3VIS-4 |  | 2012-01-06 | 2019-07-04 | 2019-08-08
1441 | 29200000TL | 03483 | EG1023003 | P | 58006241 | 58 | EGTL Spares | Mtce | 54 | 54A | GASKET: RING JOINT,6 IN PIPE | 300 LB,API R45,SOFT IRON | Gaskets : &quot;ASME B16.5,OCTAGONAL, 150-VD-002A/B 150-VD-003A/B 150-VD-005A/B 150-VD-010A/B EGTL1-PBL-MEC-DD-500091 EGTL1-PBL-MEC-DD-500092 EGTL1-PBL-MEC-DD-500093&quot; | EA | 1 | 0 | 0 | NO | 17.4186 | 4786.86 | LAMONS/FLEXITALLIC/ | R45 | 33045/2270 | 01,22 | 1 | 1BAB |  |  | 1ST STAGE VESSEL GASKET |  |  |  |  | 2012-01-06 | 2025-07-11 | 2018-08-17 | -4 | 1
1442 | 29300000TL | 03483 | EG1025014 | S | 58006248 | 58 | EGTL Spares | Mtce | 54 | 54A | GASKET: RING JOINT,2IN PIPE | 1500LB,API R24,SOFT IRON | Gaskets : IRON ZINC ELECTROPLATED.SPMNL014"ASME B16.5,OCTAGONAL, REFERENCE DRAWING NUMBER EGTL1-PBL-MEC-DD-500093-94 | EA | 1 | 1 | 2 | YES | 188.46 | 260383.8744 | FLEXITALLIC GASKET |  |  | 01,22 | 1 | 1BAB |  |  | 2ND STAGE VESSEL GASKET |  |  | API R24 |  | 2019-11-01 | 2025-08-04 | 2024-03-09 | -1 | 1
1443 | 29200000TL | 03483 | EGC045024 | P | 58006335 | 58 | EGTL Spares | Mtce | 56 | 56Z | STUD BOLT:5/8IN DIA,50MM LG | 11 UNC,ALLOY STL,ASTM A193,GR | *OBS*Fastener-Stud B : B7, WITH TWO HEAVY HEX NUTS ASTM A194 GR 2H, ASSEMBLED | EA | 10 | 24 | 48 | NO | 0.4704 | 73.03 |  |  | SEE DESCRIPTION | 02,21,22 | 1 | 2CAC | 2CAC | [6 empty] | 2012-01-07 | 2019-06-10
1444 | 29200000TL | 03483 | EGC045020 | P | 58006419 | 58 | EGTL Spares | Mtce | 52 | 52B | STUD BOLT:1 IN DIA,140MM LG | 8 UNC,SS,ASTM A193,GR B8T | *OBS*Fastener-Stud B : CLASS 2, WITH TWO HEAVY HEX NUTS ASTM A194 GR 8MA, ASSEMBLEDSTUD:A193 B8T (321) Stainless Steel StudsNUTS: ASTM A194 Grade 8MA, 321 Stainless Steel, Square, Hex Nuts, Heavy | EA | 3 | 0 | 0 | NO | 23.8333 | 3700.1296 |  |  | SEE DESCRIPTION | 02,21,22 | 1 | 2CAC | [7 empty] | 2012-01-07 | 2018-08-02
1445 | 29200000TL | 03483 | EGC045019 | P | 58006422 | 58 | EGTL Spares | Mtce | 52 | 52B | STUD BOLT:1-1/8 IN DIA,175MMLG | 8 UN,SS,ASTM A193,GR B8T | *OBS*Fastener-Stud B : CLASS 2, WITH TWO HEAVY HEX NUTS ASTM A194 GR 8MA, ASSEMBLED | EA | 4 | 0 | 0 | NO | 68.9467 | 19778.1306 |  |  | SEE DESCRIPTION | 02,21,22 | 1 | 2CAC | [7 empty] | 2012-01-07 | 2018-08-02 | 2017-01-31
1446 | 29200000TL | 03483 | EGC045026 | P | 58006453 | 58 | EGTL Spares | Mtce | 52 | 52B | STUD BOLT:1-1/8IN DIA,180MM LG | 8 UN,ALLOY STL,ASTM A320,GR | *OBS*Fastener-Stud B : L7, WITH TWO HEAVY HEX NUTS ASTM A194 GR 7, ASSEMBLED | EA | 2 | 0 | 0 | NO | 4.3728 | 678.88 |  |  | SEE DESCRIPTION | 02,21,22 | 1 | 2CAC | [7 empty] | 2012-01-07 | 2017-12-13
1447 | 29200000TL | 03483 | EGC034025 | P | 58006481 | 58 | EGTL Spares | Mtce | 53 | 53A | ADAPTER:TUBE TO PIPE,3/4INTUBE | COMP,3/4 IN PIPE,MNPT,BRASS | Fittings - Pipe - Carbon Steel :CONNECTOR WITH ONE FERRULE & ONE NUT,EGTL1-CNL-PTO-BM-000006A | EA | 10 | 0 | 0 | NO | 12.815 | 3132.9262 | SWAGELOK | B-1210-1-12 |  | 01 | 1 | 3CAC | [7 empty] | 2012-01-07 | 2019-07-07 | 2019-07-13
1448 | 29200000TL | 03483 | EGC034025 | P | 58006526 | 58 | EGTL Spares | Mtce | 53 | 53A | ADAPTER:TUBE TO PIPE,1/2INPIPE | FITTING, MNPT,SS | Fittings - Pipe - Carbon Steel :CONNECTOR | EA | 15 | 0 | 0 | NO | 42.12 | 8163.4457 | SWAGELOK | SS-810-11-8 |  | 01 | 1 | 3CAC | [7 empty] | 2012-01-07 | 2016-04-30 | 2015-02-03
1449 | 29200000TL | 03483 | EGC028003 | P | 58006561 | 58 | EGTL Spares | Mtce | 53 | 53A | HOSE:FLEXIBLE METAL,1/4IN,24IN | (60.9CM) LG,ADAPTER,3000 PSIG | Fittings - Pipe - Carbon Steel :( 206 BAR ),BRAIDED PTFE LINED SS, WITH 1/4 IN TUBE ADAPTERS EACH END | EA | 10 | 2 | 10 | YES | 151.16 | 25319.3 | SWAGELOK | SS-TH4RF4RF4-24 |  | 01 | 1 | 3CAC | [7 empty] | 2012-01-07 | 2014-11-13 | 2014-11-30
1450 | 29200000TL | 03483 | EGC023006 | P | 58006576 | 58 | EGTL Spares | Mtce | 54 | 54A | SEAL: SHAFT LOW SPEED | SIZE: 170X200X15 | Gaskets : BAUMSL W 5710/75FPM585, 170mmx200mmx15mm, NET WEIGHT: 0.232KG. IDENT/FFA:000000306061. FLENDER GEAR BOX H2NV109. 110-EA-130/230. Parts List number - EL 4234757-040 DE/EN, Drawing number - 6116700. Equipment tags:- 110-EA-130-F01,110-EA-130-F02,1 | EA | 3 | 0 | 0 | NO | 258.275 | 79085.875 | SIEMENS | 232 | 6116700-0232 | 01,22 | 1 | 1AXX | 1AXX |  | 110-EA-230-F01 |  |  | FFA:000000306061 |  | 2012-03-07 | 2023-01-18 | 2018-12-20 |  |  |  |  | -1 | 1
1451 | 29200000TL | 03483 | EG1060004 | P | 58006581 | 58 | EGTL Spares | Mtce | 64 | 64B | PINION: SHAFT | GEARBOX HIGH SPEED | Pinion shaft, high speed input, IDENT/FFA:000001306340. FLENDER GEAR BOX H2NV109. 110-EA-130/230, part 0100. Parts List number - EL 4234757-040 DE/EN, Drawing number - 6116700. Equipment tags:- 110-EA-130-F01,110-EA-130-F02,110-EA-130-F03,110-EA-130-F04,1 | EA | 3 | 0 | 0 | NO | 3519.17 | 1078408.3596 | SIEMENS | 100 | 6116700-0100 | 22 | 1 | 2CAC | 2CAC |  | 110-EA-130-F01 |  |  | H2NV109 |  | 2012-03-07 | 2023-01-26 | 2019-03-28 |  |  |  |  | -1 | 1
1452 | 29200000TL | 03483 | EG3001010A | P | 58006583 | 58 | EGTL Spares | Mtce | 64 | 64B | SHAFT: GEARBOX LOW SPEED | GEARBOX LOW SPEED SHAFT | Low speed output shaft, IDENT/FFA:000001326683. FLENDER GEAR BOX H2NV109. 110-EA-130/230, part 0200. Parts List number - EL 4234757-040 DE/EN, Drawing number - 6116700. Equipment tags:- 110-EA-130-F01,110-EA-130-F02,110-EA-130-F03,110-EA-130-F04,110-EA-23 | EA | 1 | 0 | 0 | NO | 4761.5594 | 1457452.15 | SIEMENS | 0200 | 6116700-0200 | 22 | 1 | 2CAC | 2CAC |  | 110-EA-130-F01 |  |  | H2NV109 |  | 2012-03-07 | 2018-06-18 | 2019-02-07
1453 | 29200000TL | 03483 | EGC012009 | P | 58006591 | 58 | EGTL Spares | Mtce | 54 | 54A | GASKET:SAFETY VALVE | COMPOSITE,110-PSV1303/2303 | Gaskets : | EA | 1 | 0 | 0 | NO | 143.7642 | 22319.4 | WEIR | 41004492 | 41004492 | 01,22 | 1 | 1BBC |  |  | 2687 A01 7305 |  |  |  |  | 2012-01-06
1454 | 29200000TL | 03483 | EGC012009 | P | 58006592 | 58 | EGTL Spares | Mtce | 54 | 54A | GASKET:SAFETY VALVE | COMPOSITE,110-PSV1303/2303 | Gaskets : AIR COOLED CONDENSER | EA | 1 | 0 | 0 | NO | 143.7642 | 22319.4 | WEIR | 41002792 | 41002792 | 01,22 | 1 | 1BBC |  |  | 2687 A01 7305 |  |  |  |  | 2012-01-06
1455 | 29200000TL | 03483 | EGC014014 | P | 58006593 | 58 | EGTL Spares | Mtce | 54 | 54A | GASKET:SAFETY VALVE | COMPOSITE, 110-PSV-1316 | Gaskets : 110-PSV-1317 110-PSV-1318 110-PSV-2316 110-PSV-2317 110-PSV-2318 | EA | 1 | 0 | 0 | NO | 143.7642 | 22319.4 | WEIR | 6915277A | 6915277A | 01,22 | 1 | 1BBC |  |  | 2687 A01 7305 |  |  |  |  | 2012-01-06
1456 | 29200000TL | 03483 | EGC002036 | P | 58006594 | 58 | EGTL Spares | Mtce | 66 | 66H | SPRING:VALVE,14 IN -150LBRF,ST | PRO VALVE,110-PSV-1303/2303 | Valve-Safety Relief : 150 LB RF | EA | 1 | 0 | 0 | NO | 1207.6196 | 187482.93 | WEIR | 222014MS530 | 222014MS530 | 22 | 1 | 1BBC |  |  | 2687 A01 7305 |  |  |  |  | 2012-01-06
1457 | 29200000TL | 03483 | EG1019012 | P | 58006621 | 58 | EGTL Spares | Mtce | 76 | 76Z | SEAL: LABYRINTH, 66MM SHAFT OD | 32MM WD,130MM,BRZ ROT ELEMENT | Pumps-Other : &quot;VITON ELASTOMER, RING 183-PC-013 INPRO SEAL OM32 EGTL1-SLZ-MEC-DD-831064 PART NO BELOW NOT SHOWN ON DRAWING&quot; | PC | 1 | 0 | 0 | NO | 2264.2866 | 351530.49 | SULZER | 104932051151 | 104932051151 | 01,22 | 1 | 2BAB |  |  | E0-S.4650.013-X |  |  |  |  | 2012-01-06 | 2023-05-26 | [5 empty] | -1 | 1
1458 | 29200000TL | 03483 | EGC036024 | P | 58006622 | 58 | EGTL Spares | Mtce | 76 | 76Z | RING: WEAR, A743 GR CA40 | STATIONARY, 145-PC-002A/B | *OBS* Pumps - Parts : CENTRIFUGAL PUMP | PC | 1 | 0 | 0 | NO | 2122.9184 | 329583.08 | SULZER |  | 104064376015 | 01,22 | 1 | 2BAB | 2BAB |  | CS056919414/R1 |  |  | ZE 100-4457 |  | 2012-01-06
1459 | 29200000TL | 03483 | EG1055029 | P | 58006624 | 58 | EGTL Spares | Mtce | 76 | 76Z | IMPELLER: PUMP,458 OD,CA-6NM | 145-PC-002A/B | *OBS* Pumps - Parts : | PC | 1 | 0 | 0 | NO | 22566.1914 | 3503401.22 | SULZER |  | 104083489021 | 22 | 1 | 2BAB | 2BAB |  | CS056919414/R1 |  |  |  |  | 2012-01-06
1460 | 29200000TL | 03483 | EG1024003 | P | 58006625 | 58 | EGTL Spares | Mtce | 54 | 54C | O-RING: NO MODIFIER (FIXATION) | 27.7MM ID,34.7 MM OD,3.5 MM WD | *OBS*GS&P-O-Rings : NBR, MANUFACTURER STANDARD, 105-XX-004, 105-XX-004 | PC | 1 | 0 | 0 | NO | 28.7109 | 4457.36 | MITSUBISHI K.K., LTD. | A10028A | A10028A | 01 | 1 | 2CAC |  |  | 250585 |  |  |  |  | 2012-01-06
1461 | 29200000TL | 03483 | EGC020022 | P | 58006646 | 58 | EGTL Spares | Mtce | 76 | 76Z | SEAL:CROSSHEAD,40MM DIA | POLYURETHANE | Pumps-Other : MAN PART NO: 4380235000 MILROYAL D MD.23 (28)J 40 H 2,5/CZ.VS.VV3.Z, SUPP PART NO: 4380235000 MILROYAL D MD.23 (28)J 40 H 2,5/CZ.VS.VV3.Z | EA | 3 | 1 | 3 | NO | 373.7035 | 58010.2284 | MILTON ROY |  | SEE ADDITIONAL INFO | 01,22 | 1 | 2CAC |  |  | 1600852001 |  |  |  |  | 2012-01-06 |  | 2013-11-21
1462 | 29200000TL | 03483 | EG1012017 | P | 58006647 | 58 | EGTL Spares | Mtce | 50 | 50Z | BEARING: BALL,40MM ID,80MM OD | 18MM WD,6200 SERIES,1.1,STL | Bearings & Accessories - All :&quot;PUMP RADIAL,SGL ROW, AISI E52100 CAGE, MAN PART NO: 4090091031 MILROYAL D, MD.23 (28)J 40 H 2,5/CZ.VS.VV3.Z, TAG REF. 171-PX-038, EQUIPMENT: DOSING PUMPS SKF MATERIAL&quot; | EA | 2 | 0 | 0 | NO | 21.5646 | 3347.91 | MILTON ROY |  | SEE ADDITIONAL INFO | 01,21,22 | 1 | 2CAC |  |  | 1600852001 |  |  |  |  | 2012-01-06
1463 | 29200000TL | 03483 | EGC020001 | P | 58006652 | 58 | EGTL Spares | Mtce | 07 | 07B | CAN:MECHANICAL OIL,1 L,TIN | MFR. PART NO. 4370013031 | Lubricants & Greases : MILROYAL D MD.23 (28)J 40 H 2,5/CZ.VS.VV3.Z. All chemicals and other hazardous materials must be accompained by the following; a) Safety data Sheet, SDS, (not more than 5 years old); b) Certificate of Analysis /Quality , COA/Q, c) A | EA | 3 | 1 | 3 | NO | 30.4639 | 4729.2992 | MILTON ROY |  | SEE ADDITIONAL INFO | 22 | 1 | 2CAC |  |  | 1600852001 |  |  |  |  | 2012-01-06 |  | 2013-11-07
1464 | 29200000TL | 03483 | EGC020018 | P | 58006657 | 58 | EGTL Spares | Mtce | 54 | 54A | O-RING:VALVE,50MM ID,60MM OD | 5MM WD,NBR,2-329 | Gaskets : | EA | 3 | 0 | 0 | NO | 236.0457 | 36641.3824 | MILTON ROY |  | SEE ADDITIONAL INFO | 01 | 1 | 2CAC |  |  | 1065724021 |  |  |  |  | 2012-01-06 |  | 2013-11-25
1465 | 29300000TL | 03483 | EGC020017 | P | 58006659 | 58 | EGTL Spares | Mtce | 66 | 66Z | DIAPHRAGM: ACTUATOR,106MM | SIZE 40MM DIA,150 LB,PTFE/NBR | Valve - Actuator & Positioner: | EA | 1 | 0 | 1 | YES | 1540.82 | 584753.1689 | MILTON ROY |  | SEE ADDITIONAL INFO | 22 | 1 | 2CAC | 1BBB |  | 1065725016 |  |  |  |  | 2019-11-01 |  | 2021-01-20
1466 | 29200000TL | 03483 | EGC020015 | P | 58006663 | 58 | EGTL Spares | Mtce | 66 | 66F | VALVE | DISCHARGE CARTRIDGE | Valve - Parts & Accessories :ASSEMBLY CONSISTING OF: 316SS BODY, 316SS TRIMFULL PORT BALL, PTFE SEALS,PART NUMBER: 3050584112, CROSS REFERENCE DRAWING NUMBER: 1065696002PUMP DETAILS TYPE :MD23(28)20P3/00DMAX :12 L/HPMAX : 3 BARDATE OF MANUFACTURER : 28 | EA | 2 | 0 | 0 | NO | 2572.8159 | 399386.6353 | MILTON ROY | 3050584112 |  | 02,22 | 1 | 2CAC | 2CBC |  | 1065696002 |  |  |  |  | 2012-01-06 | 2013-07-07 | 2013-11-21
1467 | 29200000TL | 03483 | EGC020014 | P | 58006668 | 58 | EGTL Spares | Mtce | 54 | 54D | SEAL: OIL LIP,60MM ID,66MM OD | 3MM WD,NBR 70,STL CAGE | *OBS*GS&P-Other : | EA | 2 | 0 | 0 | NO | 35.9411 | 5579.85 | MILTON ROY |  | SEE ADDITIONAL INFO | 01,22 | 1 | 2CAC | 2CAC |  | 1066146020 |  |  |  |  | 2012-01-06
1468 | 29200000TL | 03483 | EG1012017 | P | 58006669 | 58 | EGTL Spares | Mtce | 76 | 76Z | BEARING: BALL,20MM ID,53MM OD | 15MM WD,6300 SERIES,1.1MM | Pumps-Other : &quot;SWIVEL JOINT RADIAL,SGL ROW,STL CAGE MAN PART NO: 4390053020 PRIMEROY PKG PKG.100 (120) L100 H 2,5/EN.CZ.VS.VV3.Z TAGS REF. 171-PX-032 A/B EQUIPMENT: DOSING PUMPS&quot; | EA | 1 | 0 | 0 | NO | 184.4975 | 28643.23 | MILTON ROY |  | SEE ADDITIONAL INFO | 01,21,22 | 1 | 2CAC |  |  | 1066146020 |  |  |  |  | 2012-01-06
1469 | 29200000TL | 03483 | EG1016005 | P | 58006670 | 58 | EGTL Spares | Mtce | 50 | 50Z | BEARING:SLEEVE,60MM ID,66MM OD | 25MM LG,AISI E52100 | Bearings & Accessories - All : | EA | 1 | 0 | 0 | NO | 19.1686 | 2975.92 | MILTON ROY |  | SEE ADDITIONAL INFO | 01,21,22 | 1 | 2CAC |  |  | 1066146020 |  |  |  |  | 2012-01-06
1470 | 29200000TL | 03483 | EG1012017 | P | 58006671 | 58 | EGTL Spares | Mtce | 50 | 50Z | BEARING: SLEEVE, SHAFT,25MM ID | 35MM OD,25MM LG,STL | Bearings & Accessories - All : | EA | 2 | 0 | 0 | NO | 93.4468 | 14507.61 | MILTON ROY |  | SEE ADDITIONAL INFO | 01,21,22 | 1 | 2CAC |  |  | 1066146020 |  |  |  |  | 2012-01-06
1471 | 29200000TL | 03483 | EGC020014 | P | 58006674 | 58 | EGTL Spares | Mtce | 76 | 76Z | COUPLING: SHAFT HALF,21MM BORE | RIGID,45MM OD,10MM LG,A48 | Pumps-Other : | EA | 2 | 0 | 0 | NO | 3966.0524 | 615650.31 | MILTON ROY | 14001659/001 | 14001659/001 | 01,22 | 1 | 2CAC |  |  | 1066146210 |  |  |  |  | 2012-01-06 | 2013-12-10 | 2014-05-06
1472 | 29200000TL | 03483 | EGC029019 | P | 58006689 | 58 | EGTL Spares | Mtce | 51 | 51B | LIGHT: INDICATING | PILOT,115,RED LENS | Electric Components - Lighting : PANEL MOUNT, MA BAG HANDLING EQUIPMENT | EA | 2 | 1 | 2 | NO | 817.7688 | 162000 | CCC | M-11326-514 |  | 01,10,22 | 1 |  |  |  | M-721-019 |  |  |  |  | 2013-08-19 | 2015-01-09 | 2015-01-27
1473 | 29200000TL | 03483 | EGC036024 | P | 58006696 | 58 | EGTL Spares | Mtce | 51 | 51Z | SWITCH: LIMIT,120/250/ 480 VAC | 15A,125VDC 0.5A,250VDC 0.25A | Electric-Other : SPDT,ROTARY ARM,1NO,EP ENCLOSURE, PK 88007 | EA | 1 | 0 | 0 | NO | 1000.0644 | 155250 | CCC | 980.114 / 980.055 |  | 01,10,22 | 1 | 2CAC | [7 empty] | 2012-03-07
1474 | 29200000TL | 03483 | EGC036024 | P | 58006698 | 58 | EGTL Spares | Mtce | 14 | 14Z | GAUGE: DIFFERENTIAL PRESSURE | 4 IN DIAL,1/8 IN NPT | *OBS*Gage&Parts-Pres : &quot;BAKED ENAMEL FINISH,CAST ALUMINUM CASE CASE,BACK,PANEL MOUNT,NONE FILLED, DWYER EGTL1-CCC-MEC-MM-450100 PG 46 , EGTL1-CCC-MEC-GA-450003 PART 2&quot; | EA | 1 | 0 | 0 | NO | 170.011 | 26392.5 | CCC | 740.007 |  | 05,22 | 1 | 2CAC | 2CAC | [6 empty] | 2012-03-07
1475 | 29200000TL | 03483 | EGC037027 | P | 58006699 | 58 | EGTL Spares | Mtce | 14 | 14Z | ASSY:TIMER,SOLENOID ENCLOSURE | 6-9/16IN X8-3/16IN X 10-3/16IN | Instruments - Other & Parts : CAST ALUMINUM, STD ASCO SPECIAL FOR UNIT | EA | 1 | 0 | 0 | NO | 3333.2147 | 517448.25 | CCC | M-721-019 |  | 01,22 | 1 | 2CAC |  |  | M-721-019 |  |  |  |  | 2012-03-07
1476 | 29200000TL | 03483 | EGC036024 | P | 58006704 | 58 | EGTL Spares | Mtce | 54 | 54A | GASKET:PANEL, STD | MA BAG HANDLING EQUIPMENT | Gaskets : &quot; EGTL1-CCC-MEC-DD-450003 PART 6 OR 33&quot; | EA | 1 | 0 | 0 | NO | 76.665 | 11901.47 | CCC | M-11326-501 |  | 01,22 | 1 | 2CAC | [7 empty] | 2012-03-07
1477 | 29200000TL | 03483 | EGC036024 | P | 58006706 | 58 | EGTL Spares | Mtce | 71 | 71D | KIT:REPAIR,CYLINDER RAM | STANDARD | Compressor - Air -Unit & Parts : | EA | 1 | 0 | 0 | NO | 863.0556 | 133980.75 | CCC | M-11326-503 |  | 01,22 | 1 | 2CAC | 1BBB | [6 empty] | 2012-03-07
1478 | 29200000TL | 03483 | EGC036024 | P | 58006707 | 58 | EGTL Spares | Mtce | 72 | 72Z | TRIM:4-7/16 IN LG | STANDARD | *OBS*Filtration-Elem : | EA | 4 | 2 | 4 | NO | 216.674 | 33636.47 | CCC | M-11326-504 |  | 22 | 1 | 2CAC | 2CAC | [6 empty] | 2012-03-07
1479 | 29200000TL | 03483 | EGC036024 | P | 58006709 | 58 | EGTL Spares | Mtce | 54 | 54A | GASKET:COVER | MA BAG HANDLING EQUIPMENT | Gaskets : EGTL1-CCC-MEC-DD-450003 PART 6 OR 33 | EA | 1 | 0 | 0 | NO | 52.0033 | 8073 | CCC | M-11326-506 |  | 01,22 | 1 | 2CAC | [7 empty] | 2012-03-07
1480 | 29200000TL | 03483 | EGC036024 | P | 58006710 | 58 | EGTL Spares | Mtce | 14 | 14Z | GAUGE:PRESSURE,2-200 PSI RANGE | 2IN DIAL,1/8IN NPT,CENTER BACK | *OBS*Gage&Parts-Pres : STEM MOUNT, STD, TYPE: FILTER REGULATOR | EA | 1 | 0 | 0 | NO | 166.6708 | 25873.97 | CCC | M-11326-507 |  | 05,22 | 1 | 2CAC | 2CAC | [6 empty] | 2012-03-07
1481 | 29200000TL | 03483 | EGC036024 | P | 58006711 | 58 | EGTL Spares | Mtce | 66 | 65A | VALVE: BALL, 1/2 IN | SAFETY EXHAUST:800 (2000 PSI) | Tools - Hand / Power :1/2? ANTI-STATIC DEVICES FOR BALL-STEM-BODY. ATEX APPROVED.CLASS 800 (2000 PSI) PRESSURE RATED NTC KV-L82FC(SOCKET WELD ENDS)FIRESAFE DESIGN AND CONSTRUCTION, CERTIFIED API 607 5TH ED 2005, ISO 10497-5.ASTM A216 WCB CARBON STEEL CONS | EA | 2 | 0 | 0 | NO | 481.71 | 94655.7679 | NTC VALVE | NTC KV-L82FC |  | 02,22 | 1 | 2CAC | [7 empty] | 2012-03-07 | 2015-08-08 | 2015-10-08
1482 | 29200000TL | 03483 | EGC036024 | P | 58006712 | 58 | EGTL Spares | Mtce | 87 | 87B | MUFFLER:AIR | WITH SPEED CONTROLLER, STD | *OBS*Engines - Other : | EA | 2 | 1 | 2 | NO | 36.6624 | 5691.47 | CCC | M-11326-509 |  | 01,22 | 1 | 2CAC | 2CAC | [6 empty] | 2012-03-07
1483 | 29200000TL | 03483 | EGC036024 | P | 58006713 | 58 | EGTL Spares | Mtce | 66 | 66O | VALVE:AIR | STANDARD | Valve - Check : | EA | 1 | 0 | 0 | NO | 356.683 | 55371.47 | CCC | M-11326-510 |  | 02,22 | 1 | 2CAC | [7 empty] | 2012-03-07
1484 | 29200000TL | 03483 | EGC036024 | P | 58006714 | 58 | EGTL Spares | Mtce | 87 | 87B | MUFFLER:AIR, 1 IN NPT INLET | STANDARD | *OBS*Engines - Other : | EA | 2 | 0 | 0 | NO | 6.8305 | 1060.36 | CCC | M-11326-511 |  | 01,22 | 1 | 2CAC | 2CAC | [6 empty] | 2012-03-07
1485 | 29200000TL | 03483 | EGC037023 | P | 58006715 | 58 | EGTL Spares | Mtce | 64 | 64B | KIT:PARTS,PNEUMATIC COMPATOR | STANDARD | *OBS*PwrTransEquip-O : | EA | 1 | 0 | 0 | NO | 1487.0958 | 230856.75 | CCC | M-11326-512 |  | 01,22 | 1 | 2CAC | 2CAC | [6 empty] | 2012-03-07
1486 | 29200000TL | 03483 | EGC036024 | P | 58006716 | 58 | EGTL Spares | Mtce | 66 | 66Z | KIT:REPAIR,FOR MAIN AIR VALVE | STANDARD | Valve-Other : | EA | 1 | 0 | 0 | NO | 32.8321 | 5096.86 | CCC | M-11326-513 |  | 01,22 | 1 | 2CAC | [7 empty] | 2012-03-07
1487 | 29200000TL | 03483 | EGC020019 | P | 58006789 | 58 | EGTL Spares | Mtce | 66 | 66F | COIL: ELECTRICAL,240V | FOR ASCO JOUCOMATIC | Valve - Parts & Accessories :SOLENOID VALVE, 8327B202NFD2 | EA | 2 | 1 | 2 | NO | 109.805 | 21576.6825 | ASCO JOUCOMATIC | 400911442 | 400911442 | 01,10,22 | 1 | 2CAB | [7 empty] | 2012-01-06 | 2016-02-02 | 2016-03-10
1488 | 29200000TL | 03483 | EGC010027 | P | 58006793 | 58 | EGTL Spares | Mtce | 76 | 76Z | SLEEVE: SHAFT | STEAM TURBINE COND. PUMP | Pumps-Other : "PULL, 105-PC-001A, 105-PC-001B, 105-PC-002A, 105-PC-002B, (MODEL 3196 MTX 1.5 X 3 -13) 172-PC-016A, 172-PC-016B (MODEL 3196 MTX 4X6-13) EGTL1-GOU-MEC-DD-050304 PART 126." | EA | 8 | 0 | 0 | NO | 362.0292 | 56213.7767 | ITT CORPORATION | 73705X 2229 |  | 01,22 | 1 | 3BAB |  |  | A725892C, A728493C |  |  |  |  | 2012-09-08
1489 | 29200000TL | 03483 | EGC010027 | P | 58006798 | 58 | EGTL Spares | Mtce | 76 | 76A | PIN: DOWEL | ALLOY STEEL | Pumps-Centrifugal : 171-PC-047 A/B,CROSS REF DWG: A744F990C,A744F991C,A744F992C,A744F993CEQUIPMENT: SOLENOID VALVES AND SILECER | EA | 8 | 0 | 0 | NO | 18.3348 | 2847.92 | ITT CORPORATION | 73523 3 | IB20081 | 01,22 | 1 | 3CAC | [7 empty] | 2012-01-06
1490 | 29200000TL | 03483 | EG1012003 | P | 58006799 | 58 | EGTL Spares | Mtce | 76 | 76F | KIT:MAINTENANCE,PUMP | CASING GASKET,IMPELLER O-RING | Pump - Centrifugal - Parts : &quot;CONTAINS FRAME TO ADAPTER GASKET,BEARING LOCKWASHER,BEARING HOUSIGN O-RING,171-PC-046 A/B, 171-PC-002 A/B, CROSS REF DWG: A744F990C,A744F991C,A944F992C 13 IN MTI LIP SEALS &quot; | KI | 2 | 0 | 0 | NO | 106.7908 | 16580.34 | ITT CORPORATION | R196-MKM13Z |  | 01 | 1 | 2CAC |  |  | SEE ITEM NOTE |  |  |  |  | 2012-01-06 | 2024-12-03 | 2013-06-18 |  |  | -3 | 2
1491 | 29200000TL | 03483 | EGC020009 | P | 58006803 | 58 | EGTL Spares | Mtce | 54 | 54A | GASKET:CASING,400MM DIA | 0.062IN THK,NON/ASB,CIRCULAR | Gaskets : | EA | 1 | 1 | 2 | NO | 59.9018 | 9299.75 | ITT CORPORATION | 70782 20 5127 |  | 01 | 1 | 2CAC |  |  | A744F993C |  |  |  |  | 2012-01-06 | 2017-09-12
1492 | 29200000TL | 03483 | EGC007005 | P | 58006804 | 58 | EGTL Spares | Mtce | 76 | 76Z | KIT:MAINTENANCE,PUMP | LIP SEALS,CASING GASKETS | Pumps-Other : &quot;CONTAINS FRAME TO ADAPTER GASJET,BEARING LOCKWASHER,IMPELLER O-RING,BEARING HOUSING O-RING,8 IN MTI LABYRINTH SEAL O-RING&quot; | KI | 1 | 0 | 1 | NO | 218.4 | 66699.36 | ITT CORPORATION | R196-MKM8Z |  | 01 | 1 | 2CAC |  |  | A744F993C |  |  |  |  | 2012-01-06 | 2017-06-23 | 2017-08-03
1493 | 29200000TL | 03483 | EGC024004 | P | 58006817 | 58 | EGTL Spares | Mtce | 14 | 14Z | TRANSMITTER: LIQUID LEVEL,8M | INPUT,4-20MA OUTP,24VDC SUPPLY | Instruments - Other & Parts : (26FT)1/2 IN NPT, COMPLETE, FOUNDATION FIELDBUS, 171-LT-0502, 171-LT-0503 | EA | 1 | 0 | 0 | NO | 329.8926 | 476147.12 | ENDRESS & HAUSER | FMU 41-TNF2C4 |  | 05,22 | 1 | 2CAB |  |  | FMU 41-TNF2C4 |  |  |  |  | 2012-01-06 | 2024-07-03 |  |  |  | 0 | 2
1494 | 29200000TL | 03483 | EGC020001 | P | 58006871 | 58 | EGTL Spares | Mtce | 54 | 54A | KIT:MECHANICAL SEAL | CONTAINS BALL SEAL,SEAT SEALS | Seals : &quot;FOR DOSING PUMP,MAN PART NO: 3074210006 MAX ROY A 105 RA.144(173)K5P2,5/EN.RL.78.CZ.VV3.Z, SUPP PART NO: 3074210006 MAX ROY A 105 RA.144(173)K5P2,5/EN.RL.78.CZ.VV3.Z PAPER/AISI 302&quot; | EA | 1 | 0 | 1 | NO | 103.34 | 20306.1135 | MILTON ROY |  | SEE ADDITIONAL INFO | 01 | 1 | 2CAC | 1BBB |  | 1600652001 |  |  |  |  | 2012-01-06 | 2014-11-26 | 2014-12-18
1495 | 29200000TL | 03483 | EG1028003 | S | 58006874 | 58 | EGTL Spares | Mtce | 66 | 66F | KIT | DISCHARGE VALVE ASSEMBLY | Valve - Parts & Accessories :AISI E52100, CONSISTING OF BALL CHECK , SEAT, GASKETS/ O-RINGS, PUMP MODEL NUMBER: MD23(28)J40H3/.CZ.VV3.Z, PUMP NUMBER: 8004986-007; SERIAL NUMBER: 200804070176 | EA | 1 | 0 | 0 | NO | 580.0005 | 89997.388 | MILTON ROY | MD23(28)J40H3/.CZ.VV3.Z |  | 01,22 | 1 | 2CAC | 2CBC |  | 1600664001 |  |  |  |  | 2012-01-06 | 2013-10-16 | 2014-08-28
1496 | 29200000TL | 03483 | EG1028003 | S | 58006875 | 58 | EGTL Spares | Mtce | 54 | 54A | O-RING:VALVE,20MM ID,26MM OD | 3MM WD,PTFE COATED,2-210 | Gaskets : | EA | 8 | 3 | 4 | NO | 51.12 | 7936.6488 | MILTON ROY |  | SEE ADDITIONAL INFO | 01 | 1 | 2CAC |  |  | 1600664001 |  |  |  |  | 2012-01-06 | 2013-07-07 | 2014-03-04
1497 | 29200000TL | 03483 | EG1028003 | S | 58006877 | 58 | EGTL Spares | Mtce | 66 | 66F | BALL:BALL PLUS SEAT | ASTM 2017 | Valve - Parts & Accessories :EQUIPMENT: DOSING PUMPS | KI | 7 | 2 | 3 | NO | 419.3877 | 79714.7589 | MILTON ROY |  | SEE ADDITIONAL INFO | 01,22 | 1 | 2CAC |  |  | 1065696002 |  |  |  |  | 2012-01-06 | 2015-03-11 | 2015-05-11
1498 | 29200000TL | 03483 | EGC020018 | P | 58006878 | 58 | EGTL Spares | Mtce | 54 | 54D | O-RING:VALVE,100MM ID,106MM OD | 3MM WD,NBR,2-242 | *OBS*GS&P-O-Rings : | EA | 2 | 0 | 0 | NO | 53.871 | 8369.77 | MILTON ROY |  | SEE ADDITIONAL INFO | 01 | 1 | 2CAC | 2CAC |  | 10661149100 |  |  |  |  | 2012-01-06
1499 | 29200000TL | 03483 | EGC020014 | P | 58006879 | 58 | EGTL Spares | Mtce | 54 | 54D | O-RING:VALVE,150MM ID,156MM OD | 3MM WD,NBR 70,2-258 | *OBS*GS&P-O-Rings : | EA | 1 | 0 | 0 | NO | 53.871 | 8369.77 | MILTON ROY |  | SEE ADDITIONAL INFO | 01 | 1 | 2CAC | 2CAC |  | 10661149100 |  |  |  |  | 2012-01-06 | 2019-03-29
1500 | 29200000TL | 03483 | EGC020017 | P | 58006880 | 58 | EGTL Spares | Mtce | 72 | 72Z | FILTER:OIL,104MM DIA X 50MM LG | PAPER ELEMENT,10 MICRONSTL HSG | *OBS*Filtration-Elem : | EA | 1 | 0 | 0 | NO | 45.4911 | 7067.81 | MILTON ROY |  | SEE ADDITIONAL INFO | 01,22 | 1 | 2CAC | 2CAC |  | 10661149100 |  |  |  |  | 2012-01-06
1501 | 29200000TL | 03483 | EGC020014 | P | 58006882 | 58 | EGTL Spares | Mtce | 54 | 54D | O-RING:VALVE,40MM ID,46MM OD | 3MM WD,NBR 70,2-223 | *OBS*GS&P-O-Rings : | EA | 2 | 1 | 2 | NO | 19.1542 | 2975.92 | MILTON ROY |  | SEE ADDITIONAL INFO | 01 | 1 | 2CAC | 2CAC |  | 1066149110 |  |  |  |  | 2012-01-06
1502 | 29200000TL | 03483 | EGC020014 | P | 58006883 | 58 | EGTL Spares | Mtce | 54 | 54A | O-RING:VALVE,14MM ID,20MM OD | 3MM WD,FPM,2-207 | Gaskets : | EA | 1 | 0 | 0 | NO | 8.3606 | 1115.97 | MILTON ROY | 4380008231N | 4380008231N | 01 | 1 | 2CAC |  |  | 1066149110 |  |  |  |  | 2012-01-06 | 2013-10-24 | 2014-11-03
1503 | 29200000TL | 03483 | EGC007011 | P | 58006884 | 58 | EGTL Spares | Mtce | 66 | 66F | DIAPHRAGM:VALVE, 225MM OD,2 IN | (85.7MM PART 1 X 55MM PART 2) | Valve - Parts & Accessories :BORE,150 LB,PTFE/NBR | EA | 1 | 0 | 0 | NO | 557.8642 | 86673.66 | MILTON ROY |  | SEE ADDITIONAL INFO | 22 | 1 | 2CAC |  |  | 1066149120 |  |  |  |  | 2012-01-06
1504 | 29200000TL | 03483 | EGC020023 | P | 58006885 | 58 | EGTL Spares | Mtce | 66 | 66F | DIAPHRAGM: VALVE,225MM OD,2 IN | (85.7MM PART 1 X 55MM PART 2) | Valve - Parts & Accessories :BORE, VALVE,150 LB,PTFE 701N | EA | 1 | 0 | 0 | NO | 928.057 | 144146.1 | MILTON ROY |  | SEE ADDITIONAL INFO | 22 | 1 | 2CAC |  |  | 1066149120 |  |  |  |  | 2012-01-06
1505 | 29200000TL | 03483 | EG1028003 | S | 58006886 | 58 | EGTL Spares | Mtce | 54 | 54A | SEAL:DOSING PUMP,25MM DIA,PTFE | SOLENOID VALVES AND SILECER | Seals : (SEAL) P/N 2502040051N | EA | 4 | 1 | 2 | NO | 10.595 | 1644.8678 | MILTON ROY | 2502040051N | 2502040051N | 01,22 | 1 | 2CAC | 1BBB |  | 1066149120 |  |  |  |  | 2012-01-06 | 2013-07-07 | 2014-03-04
1506 | 29200000TL | 03483 | EG1028003 | S | 58006887 | 58 | EGTL Spares | Mtce | 66 | 66O | VALVE: CHECK, D15.9,150 LB,NPT | 316L SS BODY/TRIM,FULL PORT | Valve - Check : BALL,40 DEG C,PTFE V-RING,BB,STRAIGHT,SUCTION VARIOUS | ST | 2 | 0 | 1 | NO | 2298.5034 | 356843.4562 | MILTON ROY |  | SEE ADDITIONAL INFO | 02,22 | 1 | 2CAC |  |  | 1065696002 |  |  |  |  | 2012-01-06 | 2013-07-07 | 2014-03-04
1507 | 29200000TL | 03483 | EG1028003 | S | 58006888 | 58 | EGTL Spares | Mtce | 66 | 66O | VALVE: CHECK, D15.9,150 LB,NPT | 316L SS BODY/TRIM,FULL PORT | Valve - Check : BALL,40 DEG C,PTFE V-RING,BB,STRAIGHT,DISCHARGE VARIOUS | ST | 2 | 0 | 1 | NO | 1242.1993 | 192849.578 | MILTON ROY |  | SEE ADDITIONAL INFO | 02,22 | 1 | 2CAC |  |  | 1065696002 |  |  |  |  | 2012-01-06 | 2013-07-07 | 2014-03-04
1508 | 29200000TL | 03483 | EG1028010 | S | 58006889 | 58 | EGTL Spares | Mtce | 66 | 66F | ASSEMBLY:SEAT BALL ASSEMBLY | PRIMEROY PKG,316L SS ASTM 2017 | Valve - Parts & Accessories :PKG 100 (120) L100 H 2,5/EN.CZ.VS.VV3.Z | ST | 4 | 1 | 2 | NO | 591.0996 | 91768.984 | MILTON ROY |  | SEE ADDITIONAL INFO | 01,22 | 1 | 2CAC |  |  | 1065696002 |  |  |  |  | 2012-01-06 | 2013-07-07 | 2014-03-04
1509 | 29200000TL | 03483 | EG1028010 | S | 58006890 | 58 | EGTL Spares | Mtce | 54 | 54A | KIT:GASKET,DOSING PUMP | CONTAINS PTFE GASKET,LIP SEALS | Gaskets : | KI | 13 | 0 | 0 | NO | 28.3846 | 4406.5508 | MILTON ROY |  | SEE ADDITIONAL INFO | 01 | 1 | 2CAC |  |  | 1065696002 |  |  |  |  | 2012-01-06 | 2013-07-07 | 2014-03-04
1510 | 29200000TL | 03483 | EG1028010 | S | 58006892 | 58 | EGTL Spares | Mtce | 66 | 66A | VALVE: CHECK,DN25,150 LB,NPT | PVC BODY/TRIM,FULL PORT,BALL | Valve-Ball : 50 DEG C,VITON SEALS,UNION BODY,STRAIGHT,DISCHARGE VARIOUS | ST | 1 | 0 | 1 | NO | 1120.9041 | 174023.1522 | MILTON ROY |  | SEE ADDITIONAL INFO | 02,22 | 1 | 2CAC |  |  | 1065696039 |  |  |  |  | 2012-01-06 | 2018-05-27 | 2014-03-04
1511 | 29200000TL | 03483 | EG1028010 | S | 58006893 | 58 | EGTL Spares | Mtce | 66 | 66A | VALVE: CHECK,DN25,150 LB,NPT | PVC BODY/TRIM,FULL PORT,BALL | Valve-Ball : 50 DEG C,VITON SEALS,UNION BODY,STRAIGHTSUCTION VARIOUS | ST | 1 | 0 | 1 | NO | 1354.7042 | 210316.0042 | MILTON ROY |  | SEE ADDITIONAL INFO | 02,22 | 1 | 2CAC |  |  | 1065696039 |  |  |  |  | 2012-01-06 | 2018-05-27 | 2014-03-04
1512 | 29200000TL | 03483 | EG1028003 | S | 58006897 | 58 | EGTL Spares | Mtce | 66 | 66F | ASSEMBLY:SEAT BALL ASSEMBLY | PRIMEROY PKG PKG 59(70)K80P2 | Valve - Parts & Accessories :5/78.CZ.VV3.Z,PVDF | ST | 2 | 0 | 0 | NO | 1058.4543 | 164325.1142 | MILTON ROY |  | SEE ADDITIONAL INFO | 01,22 | 1 | 2CAC |  |  | 1065696006 |  |  |  |  | 2012-01-06 | 2019-07-25 | 2014-03-04
1513 | 29200000TL | 03483 | EG1028003 | S | 58006898 | 58 | EGTL Spares | Mtce | 54 | 54A | KIT:GASKET,PTFE GASKETS,SEALS | FOR DEWATERING AID DOSING PUMP | Gaskets : CONTAINS O-RINGS | KI | 13 | 4 | 5 | NO | 21.6308 | 3358.2068 | MILTON ROY |  | SEE ADDITIONAL INFO | 01 | 1 | 2CAC |  |  | 1065696006 |  |  |  |  | 2012-01-06 | 2013-07-07 | 2014-03-04
1514 | 29200000TL | 03483 | EG1028010 | S | 58006899 | 58 | EGTL Spares | Mtce | 72 | 72Z | CARTRIDGE:SUCTION ASSEMBLY | 1/2 IN DIA,STEEL | *OBS*Filtration-Elem : | ST | 2 | 0 | 1 | NO | 494.8447 | 76824.6378 | MILTON ROY |  | SEE ADDITIONAL INFO | 01,22 | 1 | 2CAC | 2CAC |  | 1065942010 |  |  |  |  | 2012-01-06 | 2013-07-07 | 2014-03-04
1515 | 29200000TL | 03483 | EG1028003 | S | 58006900 | 58 | EGTL Spares | Mtce | 72 | 72Z | CARTRIDGE:DISCHARGE ASSEMBLY | 1/2 IN DIA, STEEL | *OBS*Filtration-Elem : | ST | 2 | 0 | 0 | NO | 1076.055 | 167034.4584 | MILTON ROY |  | SEE ADDITIONAL INFO | 01,22 | 1 | 2CAC | 2CAC |  | 1065942010 |  |  |  |  | 2012-01-06 | 2013-07-07 | 2014-03-04
1516 | 29200000TL | 03483 | EGC020009 | P | 58006901 | 58 | EGTL Spares | Mtce | 60 | 60E | SPOOL:CONTROL,1/2 IN DIA | (150 LB),316L SS, ASSY | Fabricated Piping : | EA | 1 | 0 | 0 | NO | 622.9783 | 96717.38 | MILTON ROY |  | SEE ADDITIONAL INFO | 22 | 1 | 2CAC | 1BBB |  | 1066103110 |  |  |  |  | 2012-01-06
1517 | 29200000TL | 03483 | EGC020016 | P | 58006902 | 58 | EGTL Spares | Mtce | 54 | 54D | KIT:SEAL,NBR 70 O-RING | FOR CAUSTIC SODA DOSING PUMP | *OBS*GS&P-O-Rings : CONTAINS STL SPRING,DRIVE SX | KI | 2 | 0 | 0 | NO | 43.1293 | 6695.82 | MILTON ROY |  | SEE ADDITIONAL INFO | 01 | 1 | 2CAC | 2CAC |  | 1066103110 |  |  |  |  | 2012-01-06
1518 | 29200000TL | 03483 | EGC020016 | P | 58006903 | 58 | EGTL Spares | Mtce | 66 | 66H | VALVE:RELIEF,LIQUID145 PSI SET | 1/2 IN,NPT INLET & OUTLET | Valve-Safety Relief : 300 LB,316L SS BODY,316L SS TRIM,PRESSURE OPERATED,-16 TO 40 DEG C,VITON SEALS | ST | 1 | 0 | 0 | NO | 107.8232 | 16739.55 | MILTON ROY |  | SEE ADDITIONAL INFO | 02,22 | 1 | 2CAC |  |  | 1066103110 |  |  |  |  | 2012-01-06
1519 | 29200000TL | 03483 | EG1016005 | P | 58006904 | 58 | EGTL Spares | Mtce | 50 | 50Z | BEARING: BALL,25MM ID,52MM OD | 21MM WD,5200 SERIES,SEAL,C2STL | Bearings & Accessories - All :ANGULAR CONTACT,DBL ROW, CAGE | EA | 1 | 0 | 0 | NO | 161.7348 | 25109.32 | MILTON ROY |  | SEE ADDITIONAL INFO | 01,21,22 | 1 | 2CAC |  |  | 1066103110 |  |  |  |  | 2012-01-06
1520 | 29200000TL | 03483 | EG1012017 | P | 58006908 | 58 | EGTL Spares | Mtce | 50 | 50Z | BEARING: BALL,25MM ID,52MM OD | 21MM WD,5200 SERIES,SEAL,C2STL | Bearings & Accessories - All :ANGULAR CONTACT,DBL ROW, AISI E52100 CAGE | EA | 1 | 0 | 0 | NO | 107.8232 | 16739.55 | MILTON ROY |  | SEE ADDITIONAL INFO | 01,21,22 | 1 | 2CAC |  |  | C0028967012 |  |  |  |  | 2012-01-06
1521 | 29200000TL | 03483 | EGC020014 | P | 58006909 | 58 | EGTL Spares | Mtce | 76 | 76Z | SPRING:1.25MM X 8MM X 21MM | 316 SS,SPRING AISI 316 | Pumps-Other : | EA | 1 | 0 | 0 | NO | 31.1489 | 4835.87 | MILTON ROY |  | SEE ADDITIONAL INFO | 01,22 | 1 | 2CAC |  |  | 1065942010 |  |  |  |  | 2012-01-06
1522 | 29200000TL | 03483 | EGC020014 | P | 58006910 | 58 | EGTL Spares | Mtce | 76 | 76Z | PLATE:CONTOUR,25MM DIA,316L SS | SOLENOID VALVES AND SILECER | Pumps-Other : | EA | 1 | 0 | 0 | NO | 742.7818 | 115316.88 | MILTON ROY |  | SEE ADDITIONAL INFO | 22 | 1 | 2CAC |  |  | 1065942010 |  |  |  |  | 2012-01-06
1523 | 29200000TL | 03483 | EG1028003 | S | 58006911 | 58 | EGTL Spares | Mtce | 72 | 72Z | CARTRIDGE:SUCTION ASSEMBLY | 1/2 IN DIA,316L SS, FP VARIOUS | *OBS*Filtration-Elem : DOSING PUMPMETALLIC LIQUID END TYPE C FP/FM (DOUBLE BALL) 1/2IN NPT CONNECTION KITS. SUCTION CARTRIDGE ASSEMBLY PN: 30505760336, DISCHARGE CARTRIDGE ASSEMBLY PN:3050886006. | ST | 3 | 0 | 0 | NO | 1028.3467 | 159666.4769 | MILTON ROY | 8004986-019 | XA112(134)J5H3/EN.L.HD. | 01,22 | 1 | 2CAC | 2CAC |  | 1065942010 |  |  | 5KS143XAB290K2X1 |  | 2012-01-06 | 2013-07-07 | 2014-05-02
1524 | 29200000TL | 03483 | EG1028003 | P | 58006912 | 58 | EGTL Spares | Mtce | 72 | 72Z | CARTRIDGE:DISCHARGE ASSEMBLY | 1/2 IN DIA,316L SS, FP VARIOUS | *OBS*Filtration-Elem : | ST | 2 | 0 | 0 | NO | 2716.8 | 422000.9629 | MILTON ROY |  | SEE ADDITIONAL INFO | 01,22 | 1 | 2CAC | 2CAC |  | 1065942010 |  |  |  |  | 2012-01-06 | 2013-07-07 | 2013-07-22
1525 | 29200000TL | 03483 | EG1028003 | P | 58006913 | 58 | EGTL Spares | Mtce | 66 | 66F | KIT:SEAL,DISCHARGE VALVE FP | CONTAINS SEALS,O-RING | Valve - Parts & Accessories : | EA | 2 | 0 | 0 | NO | 189.25 | 29396.2317 | MILTON ROY |  | SEE ADDITIONAL INFO | 01 | 1 | 2CAC | 1BBB |  | 1065942010 |  |  |  |  | 2012-01-06 | 2013-07-07 | 2013-07-22
1526 | 29200000TL | 03483 | EG1028002 | S | 58006914 | 58 | EGTL Spares | Mtce | 66 | 66F | KIT:SEAL,SUCTION VALVE FP | CONTAINS SPRING,SEALS,O-RING | Valve - Parts & Accessories :MILTON ROY 171-PX-036 A/B ACID DOSING PUMPS SERIAL:200804080241 TYPE:XA112(134)G5H5/EN.L.CZ.HD.HH3Z. | EA | 2 | 0 | 0 | NO | 134.58 | 20904.3322 | MILTON ROY |  |  | 01 | 1 | 2CAC | 1BBB |  | 1065942010 |  |  |  |  | 2012-01-06 | 2013-07-07 | 2013-07-22
1527 | 29200000TL | 03483 | EGC020015 | P | 58006915 | 58 | EGTL Spares | Mtce | 54 | 54D | O-RING:VALVE,12MM ID,18MM OD | 3MM WD,FPM 70,2-206 | *OBS*GS&P-O-Rings : | EA | 4 | 0 | 0 | NO | 117.4075 | 18227.51 | MILTON ROY |  | SEE ADDITIONAL INFO | 01,22 | 1 | 2CAC | 2CAC |  | 1065942010 |  |  |  |  | 2012-01-06
1528 | 29200000TL | 03483 | EGC032032 | P | 58006916 | 58 | EGTL Spares | Mtce | 66 | 66H | KIT:SOFT GOODS,SAFETY VALVE | CONTAINS SEAL-NOZZLE BUSHING | Valve-Safety Relief : SEAT-MAIN VALVE,RETAINING RINGS,SEAL-BODY PLUG,SEAT-PILOT,PILOT NOZZLE SEAL,CASE SEAL,BODY BOLT SEAL,BONNET GASKET | KI | 2 | 0 | 0 | NO | 152.1063 | 23619.28 | TYCO VALVES | 06-2991-001 |  | 01 | 1 | 2BBC |  |  | 111132 |  |  |  |  | 2012-01-06
1529 | 29200000TL | 03483 | EG1015002 | P | 58006921 | 58 | EGTL Spares | Mtce | 54 | 54A | SEAL: MECHANICAL,1-3/4 IN | 2-1/2 IN,COMPONENT,BALANCED | Seals : SINGLE ARRANGEMENT, SILICON CARBIDE ROT FACE, SS HARDWARE, SS SPRING, VITON, VITON GASKET, FOR SLUDGE SCREW PUMPS Q1Q1VGG Manufacturer: Colfax pumps Supplier model: AE1E 200-ID/131 GOKY 422 PP5 EFVSupplier cross section drawing no: 652-350 Suppli | EA | 2 | 1 | 2 | NO | 261.545 | 64548.3942 | JOHN CRANE | 80001254 |  | 01,22 | 1 | 2CAC | 1BBB |  | 0350 T2100/K/AS1S1/M |  |  |  |  | 2012-01-06 | 2019-02-14 | 2017-09-20
1530 | 29200000TL | 03483 | EGC020008 | P | 58006926 | 58 | EGTL Spares | Mtce | 72 | 72Z | CARTRIDGE:TRIBOL GREASE,25MM | 300MM LG,ALUM, FOR DECANTER | *OBS*Filtration-Elem : M/N B/DF 400, 400 GRAM | EA | 4 | 0 | 0 | NO | 77.8723 | 12089.67 | BARIGELLI | BB11201302 | BB11201302 | 01,22 | 1 | 2CAC | 2CAC | [6 empty] | 2012-01-06
1531 | 29200000TL | 03483 | EGC020008 | P | 58006927 | 58 | EGTL Spares | Mtce | 72 | 72Z | GREASE:AGIP GRMUEP | (-40 TO 120 DEG C,0,600 GRAM | *OBS*Filtration-Elem : FOR DECANTER M/N B/DF 400 | EA | 2 | 1 | 2 | NO | 41.9312 | 6509.82 | BARIGELLI | BB11201105 | BB11201105 | 22 | 1 | 2CAC | 2CAC | [6 empty] | 2012-01-06
1532 | 29300000TL | 03483 | EG1019004 | P | 58006928 | 58 | EGTL Spares | Mtce | 50 | 50Z | BEARING:SLEEVE,DECANTER,210MM | 240MM OD,15MM LG,S275 | Bearings & Accessories - All :M/N B/DF 400 | EA | 2 | 1 | 2 | YES | 712.24 | 270295.08 | BARIGELLI | BB2D50200067 | BB2D50200067 | 01,21,22 | 1 | 1AXX | 1AXX |  | 05 02 01 02 03 |  |  |  |  | 2019-11-01 |  | 2020-09-10
1533 | 29300000TL | 03483 | EG1019004 | P | 58006929 | 58 | EGTL Spares | Mtce | 50 | 50Z | BEARING:SLEEVE,DECANTER,210MM | 240MM OD,15MM LG,S275 | Bearings & Accessories - All :M/N B/DF 400 | EA | 2 | 1 | 2 | YES | 675 | 276412.5 | BARIGELLI | BB2D50200068 | BB2D50200068 | 01,21,22 | 1 | 3 |  |  | 05 02 01 02 03 |  |  |  |  | 2019-11-01 |  | 2021-05-10
1534 | 29300000TL | 03483 | EG1016011 | P | 58006933 | 58 | EGTL Spares | Mtce | 50 | 50Z | BEARING: ROLLER,80 MM ID | 110 MM OD,25 MM WD,C0,STL CAGE | Bearings & Accessories - All :NEEDLE,SGL ROW, FOR DECANTER M/N B/DF 400 | EA | 2 | 1 | 2 | YES | 402.773 | 165000 | BARIGELLI | BB32664101 | BB32664101 | 01,21,22 | 1 | 3 | [7 empty] | 2019-11-01 |  | 2021-04-20
1535 | 29300000TL | 03483 | EG1016011 | P | 58006936 | 58 | EGTL Spares | Mtce | 54 | 54A | GASKET:DECANTER,12MM X 12MM | RBR,SQ, FOR MN B/DF 400 | Gaskets : | EA | 1 | 0 | 1 | YES | 131.735 | 50000 | BARIGELLI | BG007516 | BG007516 | 01 | 1 | 2CAC |  |  | 05 02 01 02 03 |  |  |  |  | 2019-11-01 |  | 2020-08-04
1536 | 29300000TL | 03483 | EG1018010 | P | 58006937 | 58 | EGTL Spares | Mtce | 54 | 54A | O-RING:DECANTER,2-3/4 IN ID | 2-15/16 IN OD,3/32 IN WD,RBR | Gaskets : 2-148, FOR DECANTER MOD.B/DF 400, EQUIPMENT: SOLENOID VALVES AND SILECER | EA | 1 | 0 | 1 | YES | 42.1552 | 16000 | BARIGELLI | BB50201148 | BB50201148 | 01 | 1 | 2CAC |  |  | 05 02 09 01 04 |  |  |  |  | 2019-11-01 |  | 2020-08-04
1537 | 29300000TL | 03483 | EG1016010 | P | 58006938 | 58 | EGTL Spares | Mtce | 66 | 66F | O-RING:VALVE,6 IN ID | 6-1/4 IN OD,1/8 IN WD, RBR | Valve - Parts & Accessories :2-258, FOR DECANTER MOD.B/DF 400, EQUIPMENT: SOLENOID VALVES AND SILECER | EA | 1 | 0 | 1 | YES | 77.065 | 29250 | BARIGELLI | BB50201258 | BB50201258 | 01 | 1 | 2CAC | 1BBB |  | 05 02 09 02 04 |  |  |  |  | 2019-11-01 |  | 2020-08-07
1538 | 29300000TL | 03483 | EGC020020 | P | 58006939 | 58 | EGTL Spares | Mtce | 56 | 56Z | O-RING:DECANTER,95MM ID | 120MM OD,12.5MM WD,VITON | *OBS*GS&P-O-Rings : NON-STANDARD SIZE, FOR DECANTER MOD.B/DF 400, EQUIPMENT: SOLENOID VALVES AND SILECER | EA | 4 | 2 | 4 | YES | 507.053 | 205291.3375 | BARIGELLI | BB50203527 | BB50203527 | 01 | 1 | 2CAC | 2BBB |  | 05 02 09 02 04 |  |  |  |  | 2019-11-01 |  | 2021-01-01
1539 | 29300000TL | 03483 | EGC020020 | P | 58006940 | 58 | EGTL Spares | Mtce | 56 | 56Z | O-RING:DECANTER,90MM ID | 120MM OD,15MM WD,VITON | *OBS*GS&P-O-Rings : NON-STANDARD SIZE, FOR DECANTER MOD.B/DF 400, EQUIPMENT: SOLENOID VALVES AND SILECER | EA | 1 | 0 | 1 | YES | 65 | 24670.7405 | BARIGELLI | BB50203522 | BB50203522 | 01 | 1 | 2CAC |  |  | 05 02 09 02 04 |  |  |  |  | 2019-11-01 |  | 2020-09-02
1540 | 29200000TL | 03483 | EG1053011 | P | 58006946 | 58 | EGTL Spares | Mtce | 71 | 71D | OIL: INDUSTRIAL, ULTRA COOLANT | VAPOR PRESSURE | Compressor - Air -Unit & Parts : : <0.01 mmHg @ 2; FLASH POINT: 410F, 210C, 520F, 271C, 20 L, | EA | 4 | 2 | 3 | NO | 732.51 | 224404.4385 | INGERSOLL-RAND | 38459582 |  | 22 | 1 | 1BAB | 1BBB | [6 empty] | 2012-01-06 | 2025-02-19 | 2019-01-22 | -2 | 1
1541 | 29200000TL | 03483 | EG1059013 | P | 58006962 | 58 | EGTL Spares | Mtce | 64 | 64B | BELT:V DRIVE,A18,20IN | OUTSIDE CIRCUM,1/2IN TOP WD | GATES, HI-POWER II V80 SERIES, PRODUCT NUMBER: 90022018, V-BELT CROSS SECTION: A, TOP BELT WIDTH PER STRAND (IN): 1/2", NOMINAL THICKNESS (IN): 5/16", LENGTH (IN): 20", NUMBER OF STRANDS: 1 | EA | 6 | 0 | 0 | NO | 20 | 6128.7711 | GATES HI-POWER | A18 | 14/21 B. 124 - 68 | 01,22 | 2 | 2CAC | 2BBB |  | DRG. 124 |  |  | 90022018 |  | 2012-01-06 | 2019-04-02 | 2019-06-27
1542 | 29200000TL | 03483 | EGC020020 | P | 58006965 | 58 | EGTL Spares | Mtce | 56 | 56Z | KEY:PARALLEL SMS 2306 X 6H9X25 | PARTLIST MIXER4640 896626/02.0 | *OBS*Fastener-BottWa : | EA | 1 | 0 | 0 | NO | 4.7921 | 743.98 | ITT FLYGT | 80 70 55 |  | 01,22 | 1 | 2CAC | 2CAC |  | SEE ITEM NOTE |  |  |  |  | 2012-01-06
1543 | 29200000TL | 03483 | EGC020018 | P | 58006966 | 58 | EGTL Spares | Mtce | 56 | 56Z | SCREW: CAP,STL,M8 DIA,40 MM LG | 1.25MM, HEX HD,ISO 4762,GR 8.8 | *OBS*Fastener-BottWa : CROSS REF DWG: PARTS LIST MIXER 4640 896626/02.0 | EA | 1 | 0 | 0 | NO | 1 | 155.39 | ITT FLYGT | 84 51 20 |  | 02,21,22 | 1 | 2CAC | 2CAC |  | SEE ITEM NOTE |  |  |  |  | 2012-01-06
1544 | 29200000TL | 03483 | EGC020019 | P | 58006967 | 58 | EGTL Spares | Mtce | 14 | 14C | RING:SEAL,8.1MM DIA,STL | IN TERBAN | Flow Measuring Instruments : CROSS REF DWG: PARTS LIST MIXER 4640 896626/02.0 | EA | 1 | 0 | 0 | NO | 12.5794 | 1952.95 | ITT FLYGT | 583 32 01 |  | 01,22 | 1 | 2CAC |  |  | SEE ITEM NOTE |  |  |  |  | 2012-01-06
1545 | 29200000TL | 03483 | EGC020019 | P | 58006968 | 58 | EGTL Spares | Mtce | 56 | 56Z | SCREW: CAP,M12 DIA,14MM LG,1MM | HEX HD,STL,DIN 933,GR 8.8 | *OBS*Fastener-BottWa : CROSS REF DWG: PARTS LIST MIXER 4640 896626/02.0, TYPE: INSPECTION | EA | 1 | 0 | 0 | NO | 16.7725 | 2603.93 | ITT FLYGT | 303 44 01 |  | 02,21,22 | 1 | 2CAC | 2CAC |  | SEE ITEM NOTE |  |  |  |  | 2012-01-06
1546 | 29200000TL | 03483 | EGC020022 | P | 58006969 | 58 | EGTL Spares | Mtce | 56 | 56Z | SCREW: CAP,M12 DIA,12MM LG,1MM | HEX HD,STL,DIN 933,GR 8.8 | *OBS*Fastener-BottWa : CROSS REF DWG: PARTS LIST MIXER 4640 896626/02.0, TYPE: INSPECTION | EA | 1 | 0 | 0 | NO | 11.3813 | 1766.95 | ITT FLYGT | 583 88 00 |  | 02,21,22 | 1 | 2CAC | 2CAC |  | SEE ITEM NOTE |  |  |  |  | 2012-01-06
1547 | 29200000TL | 03483 | EGC020020 | P | 58006970 | 58 | EGTL Spares | Mtce | 87 | 87B | RING:RETAINING,PROPELLER,8MM D | SGH 24, MIXER 4640 896626/02.0 | Engines - Parts : &quot;STL, CROSS REF DWG: PARTS LIST EQUIPMENT: SOLENOID VALVES AND SILECER&quot; | EA | 1 | 0 | 0 | NO | 0.5 | 77.7 | ITT FLYGT | 82 61 90 |  | 01,22 | 1 | 2CAC |  |  | SEE ITEM NOTE |  |  |  |  | 2012-01-06
1548 | 29200000TL | 03483 | EGC020018 | P | 58006971 | 58 | EGTL Spares | Mtce | 54 | 54D | SEAL: MECHANICAL, 25MM,60MM | COMPONENT,UNBALANCED | *OBS*GS&P-O-Rings : &quot;SINGLE ARRANGEMENT,TUNGSTEN CARBIDE,TUNGSTEN CARBIDE ROT FACE,SS HARDWARE,AISI 302/304 SPRING,FLOURATED RUBBER (FPM),PLASTIC GASKET, CROSS REF DWG: PARTS LIST MIXER 4640 896626/02.0 &quot; | EA | 1 | 0 | 0 | NO | 784.713 | 121826.7 | ITT FLYGT | 641 30 03 |  | 01,22 | 1 | 2CAC | 2CAC |  | SEE ITEM NOTE |  |  |  |  | 2012-01-06
1549 | 29200000TL | 03483 | EGC020019 | P | 58006972 | 58 | EGTL Spares | Mtce | 54 | 54D | HOLDER:SEAL,60MM ID X 104MM OD | 316 SS, UNIT | *OBS*GS&P-O-Rings : CROSS REF DWG: PARTS LIST MIXER 4640, 896626/02.0 | EA | 1 | 0 | 0 | NO | 569.0667 | 88347.61 | ITT FLYGT | 649 39 01 |  | 01,22 | 1 | 2CAC | 2CAC |  | SEE ITEM NOTE |  |  |  |  | 2012-01-06
1550 | 29200000TL | 03483 | EGC020022 | P | 58006973 | 58 | EGTL Spares | Mtce | 56 | 56Z | WASHER:PLAIN WASHER,M8 NOM | 8.4MM ID,16MM OD,2.5MM THK,STL | *OBS*Fastener-BottWa : &quot;DIN 125,GR 8.8, PART. NO. 569 38 00 TAG: 171-XA-034 CROSS REF DWG: PARTS LIST MIXER 4640 896626/02.0 EQUIPMENT: MIXED BED EXCHANGER BLOWERS, HYDRAULIC PART&quot; | EA | 2 | 0 | 0 | NO | 8.9852 | 1394.96 | ITT FLYGT | 569 38 00 |  | 01,22 | 1 | 2CAC | 2CAC |  | SEE ITEM NOTE |  |  |  |  | 2012-01-06
1551 | 29200000TL | 03483 | EGC020020 | P | 58006974 | 58 | EGTL Spares | Mtce | 53 | 53Z | PLUG:MIXER,44MM OD,STL | MIXER 4640 896626/02.0 | Fittings - Tube :&quot;CROSS REF DWG: PARTS LIST, EQUIPMENT: SOLENOID VALVES AND SILECE&quot; | EA | 1 | 0 | 0 | NO | 41.9312 | 6509.82 | ITT FLYGT | 569 15 00 |  | 01,22 | 1 | 2CAC | 1BBB |  | SEE ITEM NOTE |  |  |  |  | 2012-01-06
1552 | 29200000TL | 03483 | EGC020020 | P | 58006975 | 58 | EGTL Spares | Mtce | 76 | 76Z | SLEEVE:SEAL,21MM X 35MM X 26MM | STL,CABLE (18)-20 MM | Pumps-Other : &quot;CROSS REF DWG: PARTS LIST MIXER 4640 896626/02.0, CABLE (18)-20 MM&quot; | EA | 2 | 0 | 0 | NO | 7.1882 | 1115.97 | ITT FLYGT | 84 17 94 |  | 01,22 | 1 | 2CAC |  |  | SEE ITEM NOTE |  |  |  |  | 2012-01-06
1553 | 29200000TL | 03483 | EGC020021 | P | 58006976 | 58 | EGTL Spares | Mtce | 54 | 54A | O-RING:MIXER,13.3MM ID | 18.1MM OD,2.4MM WD,AS 568-113 | Seals : &quot;RBR,CROSS REF DWG: PARTS LIST MIXER 4640 896626/02.0 EQUIPMENT: SOLENOID VALVES AND SILECER&quot; | EA | 6 | 0 | 0 | NO | 1 | 155.39 | ITT FLYGT | 82 73 85 |  | 01 | 1 | 2CAC | 1BBB |  | SEE ITEM NOTE |  |  |  |  | 2012-01-06
1554 | 29200000TL | 03483 | EGC020022 | P | 58006977 | 58 | EGTL Spares | Mtce | 54 | 54A | O-RING:MIXER,44.2MM ID | 50.2MM OD,3MM WD,RBRAS 568-133 | Seals : &quot;CROSS REF DWG: PARTS LIST MIXER 4640 896626/02.0 EQUIPMENT: SOLENOID VALVES AND SILECER&quot; | EA | 1 | 0 | 0 | NO | 2 | 310.78 | ITT FLYGT | 82 74 00 |  | 01 | 1 | 2CAC | 1BBB |  | SEE ITEM NOTE |  |  |  |  | 2012-01-06
1555 | 29200000TL | 03483 | EGC020022 | P | 58006979 | 58 | EGTL Spares | Mtce | 54 | 54A | O-RING:MIXER,123MM ID | 129MM OD,3MM WD,RBR,AS 568-159 | Seals : &quot;CROSS REF DWG: PARTS LIST MIXER 4640 896626/02.0 EQUIPMENT: SOLENOID VALVES AND SILECER&quot; | EA | 1 | 0 | 0 | NO | 5.3912 | 836.98 | ITT FLYGT | 82 78 19 |  | 01 | 1 | 2CAC | 1BBB |  | SEE ITEM NOTE |  |  |  |  | 2012-01-06
1556 | 29200000TL | 03483 | EGC020019 | P | 58006980 | 58 | EGTL Spares | Mtce | 54 | 54A | O-RING:MIXER,184.5MM ID | 190.5MM OD,3MM WD,AS 568-169 | Seals : &quot;RBR,CROSS REF DWG: PARTS LIST MIXER 4640 896626/02.0 EQUIPMENT: SOLENOID VALVES AND SILECER&quot; | EA | 1 | 0 | 0 | NO | 8.9852 | 1394.96 | ITT FLYGT | 82 78 42 |  | 01 | 1 | 2CAC | 1BBB |  | SEE ITEM NOTE |  |  |  |  | 2012-01-06
1557 | 29200000TL | 03483 | EG1008007 | P | 58007002 | 58 | EGTL Spares | Mtce | 50 | 50Z | BEARING: ROLLER,TAPER SGL ROW | 160MM ID,290MM OD,84MM WD | Bearings & Accessories - All :C0,STL CAGE | EA | 1 | 0 | 0 | NO | 2346.09 | 718536.9843 | SKF | 32232 | U60-32232QQ/6001 | 01,21,22 | 1 | 2CAC | 1CCC |  | 96QF-VR2N7521 |  |  | SKF 32232 |  | 2012-03-07 | 2018-07-18 | 2018-10-16
1558 | 29200000TL | 03483 | EG1014020 | P | 58007003 | 58 | EGTL Spares | Mtce | 50 | 50Z | BEARING: ROLLER,TAPER SGL ROW | 160MM ID,90MM OD,84MM WD | Bearings & Accessories - All :C0,STL CAGE | EA | 1 | 0 | 0 | NO | 2268.5 | 694773.495 | SKF | 30232 | 6002/U60-30232QQ | 01,21,22 | 1 | 2CAC |  |  | 96QF-VR2N7521 |  |  | SKF 30232 |  | 2012-03-07 | 2018-07-18 | 2018-10-16
1559 | 29200000TL | 03483 | EG1014019 | P | 58007004 | 58 | EGTL Spares | Mtce | 50 | 50Z | BEARING: ROLLER,SPHERICAL SGL | ROW,100MM ID,215 MM OD,73MM WD | Bearings & Accessories - All :75,STL CAGE | EA | 2 | 0 | 0 | NO | 531.1 | 162649.1799 | SKF | 22320 E | U60-22320EQJ | 01,21,22 | 1 | 2CAC |  |  | 96QF-VR2N7521 |  |  | SKF 22320 E |  | 2012-03-07 | 2018-07-18 | 2018-10-16
1560 | 29200000TL | 03483 | EG1026014 | P | 58007019 | 58 | EGTL Spares | Mtce | 72 | 72C | ELEMENT:FLEXIBLE,LRH850/825 | 316 SS | Filtration-Media : FOR CARBON FIBER DRIVING SHAFT | EA | 2 | 0 | 0 | NO | 1598.7682 | 305685.17 | REXNORD | LRH 850.825SS | F5067A06-A-M004 | 01,22 | 1 | 2CAC |  |  | F5067A06-A-M004 |  |  |  |  | 2012-03-07 | 2016-10-16 | 2015-08-31
1561 | 29300000TL | 03483 | EG1026014 | S | 58007020 | 58 | EGTL Spares | Mtce | 72 | 72A | ELEMENT:FLEXIBLE,LRH850/625 | 317 SS | *OBS*Filtration-Elem : FOR CARBON FIBER DRIVING SHAFT | EA | 2 | 0 | 0 | NO | 785 | 321850 | REXNORD | LRH 850.625SS | F5067A06-B-M004 | 01,22 | 1 | 2CAC | 2BBB |  | F5067A06-B-M004 |  |  |  |  | 2019-11-01 |  | 2021-09-09
1562 | 29200000TL | 03483 | EGC036012 | P | 58007083 | 58 | EGTL Spares | Mtce | 54 | 54B | KIT:HOUSING SEAL KIT,ROTORK | (2) NBR O-RING,(1)VAPORFLEX/SA | FOR PNEUMATIC ACTUATOR,CONTAINS COVER GASKET, GP-130C, 120-XXV-1046, 120-XXV-2046, 172-XXV-0013, 172-XXV-0113 CROSS REF DWG EGTL1-TVC-INS-SC-200006-D2 & EGTL1-TVC-INS-SC-20 | KI | 1 | 0 | 0 | NO | 1482.8594 | 230139.78 | ROTORK | WGB130 | WGB130 | 01,22 | 1 | 1CAB | 1CCC |  | SEE ITEM NOTE |  |  |  |  | 2012-12-21 | 2025-02-04 |  | -2 | 2
1563 | 29200000TL | 03483 | EGC041003 | P | 58007094 | 58 | EGTL Spares | Mtce | 56 | 56Z | WASHER: LOCK,76MM NOM,76MM ID | 104MM OD,2.5MM THK,EXTNL TOOTH | *OBS*Fastener-BottWa : &quot;CS,ASTM A576,DIN 1.0330,GR 1035,NDE 150-PC-007 A/B EGTL1-SLZ-MEC-DD-501763 PART 931.332&quot; | PC | 5 | 0 | 0 | NO | 59.9018 | 9299.75 | SULZER | 1002937 | 1002937 | 01 | 1 | 2BAB | 2BAB |  | B-102729-100-08 |  |  |  |  | 2012-01-06
1564 | 29200000TL | 03483 | EGC041003 | P | 58007095 | 58 | EGTL Spares | Mtce | 56 | 56Z | WASHER: LOCK,76MM NOM,76MM ID | 104MM OD,2.5MM THK,EXTNL TOOTH | *OBS*Fastener-BottWa : &quot;CS,ASTM A576,DIN 1.0330,GR 1035, DE 150-PC-007 A/B EGTL1-SLZ-MEC-DD-501763 PART 931.33&quot; | PC | 5 | 0 | 0 | NO | 67.09 | 10415.72 | SULZER | 1002961 | 1002961 | 01 | 1 | 2BAB | 2BAB |  | B-102729-100-08 |  |  |  |  | 2012-01-06
1565 | 29200000TL | 03483 | EGC039004 | P | 58007096 | 58 | EGTL Spares | Mtce | 54 | 54B | O-RING:COVER, BUNA | (SULZER, 021702012971) |  | EA | 4 | 0 | 0 | NO | 35.0023 | 5434.1 |  |  |  | 01 |  |  | 1CCC | [6 empty] | 2013-12-15
1566 | 29200000TL | 03483 | EGC041032 | P | 58007099 | 58 | EGTL Spares | Mtce | 76 | 76Z | RING:SPLIT,ASTM A743 GR CA40 | API CENTRIFUGAL PUMPS | Pumps-Other : &quot;EQUIPMENT: API CENTRIFUGAL PUMPS, 150-PC-007 A/B EGTL1-SLZ-MEC-DD-501763 PART 501.233&quot; | PC | 2 | 1 | 2 | NO | 10085.0605 | 1565705.64 | SULZER | 1813020 | 1813020 | 01 | 1 | 2BAB |  |  | B-102729-100-08 |  |  |  |  | 2012-01-06
1567 | 29200000TL | 03483 | EGC042028 | P | 58007102 | 58 | EGTL Spares | Mtce | 76 | 76Z | BUSHING:THROAT,76MM DIA | CARBON GMK703 | Pumps-Other : &quot;150-PC-007 A/B, EGTL1-SLZ-MEC-DD-501763 PART 466.211&quot; | PC | 2 | 0 | 0 | NO | 2811.7887 | 436530.19 | SULZER | 1813204 | 1813204 | 01 | 1 | 2BAB |  |  | B-102729-100-08 |  |  |  |  | 2012-01-06
1568 | 29200000TL | 03483 | EGC040026 | P | 58007103 | 58 | EGTL Spares | Mtce | 87 | 87B | SHIM:PUMP,1/32IN-1/8IN THK | 2 IN X 4 IN,PLASTIC, PACK | *OBS*Machinery-Misc- : &quot;150-PC-007 A/B EGTL1-SLZ-MEC-DD-501763 PART 592.34&quot; | PC | 2 | 0 | 0 | NO | 1029.1123 | 159769.68 | SULZER | 1813517 | 1813517 | 00 | 1 | 2BAB | 2BAB |  | B-102729-100-08 |  |  |  |  | 2012-01-06
1569 | 29200000TL | 03483 | EGC042028 | P | 58007104 | 58 | EGTL Spares | Mtce | 76 | 76Z | RING:CENTERING DRIVE END,CS | DE, API CENTRIFUGAL PUMPS | Pumps-Other : 150-PC-007 A/B, EGTL1-SLZ-MEC-DD-501763 PART 511.344 | PC | 1 | 0 | 0 | NO | 535.5217 | 83139.75 | SULZER | 2257993 | 2257993 | 01,22 | 1 | 2BAB |  |  | B-102729-100-08 |  |  |  |  | 2012-01-06 | 2026-01-07 |  | -1 | 1
1570 | 29200000TL | 03483 | EGC042028 | P | 58007105 | 58 | EGTL Spares | Mtce | 76 | 76Z | RING:CENTERING NON DRIVE END | CS, NDE, API CENTRIFUGAL PUMPS | Pumps-Other : &quot;150-PC-007 A/B EGTL1-SLZ-MEC-DD-501763 PART 511.34&quot; | PC | 2 | 0 | 0 | NO | 535.5217 | 83139.75 | SULZER | 2271350 | 2271350 | 01,22 | 1 | 2BAB |  |  | B-102729-100-08 |  |  |  |  | 2012-01-06
1571 | 29200000TL | 03483 | EGC042006 | P | 58007106 | 58 | EGTL Spares | Mtce | 56 | 56Z | NUT:SHAFT | CS,150-PC-007 A/B | *OBS*Fastener-Other : EGTL1-SLZ-MEC-DD-501763 PART 921.281 | PC | 2 | 1 | 2 | NO | 188.0915 | 29201.21 | SULZER | 2268707 | 2268707 | 01,21,22 | 1 | 2BAB | 2BAB |  | B-102729-100-08 |  |  |  |  | 2012-01-06
1572 | 29200000TL | 03483 | EGC042003 | P | 58007107 | 58 | EGTL Spares | Mtce | 76 | 76Z | RING:STATIONARY,208 MM,12-17% | CR N5 HF,150-PC-007 A/B | Pumps-Other : &quot;EQUIPMENT: API CENTRIFUGAL PUMPS EGTL1-SLZ-MEC-DD-501763 PART 502.201&quot; | PC | 3 | 1 | 3 | NO | 3066.9702 | 476147.12 | SULZER | 7504673 | 7504673 | 01 | 1 | 2BAB |  |  | B-102729-100-08 |  |  |  |  | 2012-01-06
1573 | 29200000TL | 03483 | EGC042024 | P | 58007111 | 58 | EGTL Spares | Mtce | 76 | 76Z | RING: WEAR,208 MM ID | ASTM A487 CA6NM CL B, IMPELLER | Pumps-Other : &quot;150-PC-007 A/B EGTL1-SLZ-MEC-DD-501763 PART 503.223&quot; | PC | 4 | 0 | 0 | NO | 2301.4256 | 357296.33 | SULZER | 7505366 | 7505366 | 01 | 1 | 2BAB |  |  | B-102729-100-08 |  |  |  |  | 2012-01-06
1574 | 29200000TL | 03483 | EGC042025 | P | 58007137 | 58 | EGTL Spares | Mtce | 76 | 76Z | GLAND:SPLIT,DIN 0.7040 ASME | SA536 GR 60-40-18 | Pumps-Other : &quot;174-PC-001 A/B/C EGTL1-SLZ-MEC-DD-741403 PART 452.01&quot; | PC | 1 | 0 | 1 | NO | 9113.4539 | 1414863.72 | SULZER | 104618423202 | 104618423202 | 01 | 1 | 2BAB |  |  | E0-104.619.819 |  |  |  |  | 2012-01-06 | 2016-07-16
1575 | 29200000TL | 03483 | EGC040020 | P | 58007147 | 58 | EGTL Spares | Mtce | 56 | 56Z | NUT: LOCK,SHAFT,CS 40,BS080M40 | API CENTRIFUGAL PUMPS | *OBS*Fastener-Other : &quot;183-PC-014 A/B/C EGTL1-SLZ-MEC-DD-831065 PRT 921.01 D102/M56 X 2&quot; | PC | 2 | 1 | 2 | NO | 3253.8636 | 505162.33 | SULZER | 204209907015 | 204209907015 | 01,21,22 | 1 | 2BAB | 2BAB |  | 1-104.421.816 |  |  |  |  | 2012-01-06
1576 | 29200000TL | 03483 | EGC041013 | P | 58007148 | 58 | EGTL Spares | Mtce | 56 | 56Z | RING: WEAR,279 MM ID | BS3468 GR F3 NI RESIST, CASE | *OBS*Fastener-Other : &quot;EQUIPMENT: API CENTRIFUGAL PUMPS 150-PC-009 A/B EGTL1-SLZ-MEC-DD-501765 PART 502.01&quot; | PC | 2 | 0 | 0 | NO | 8834.3118 | 1371526.9 | SULZER | 204212338003 | 204212338003 | 01 | 1 | 2BAB | 2BAB |  | 1-104.421.816 |  |  |  |  | 2012-01-06
1577 | 29200000TL | 03483 | EGC040020 | P | 58007149 | 58 | EGTL Spares | Mtce | 76 | 76Z | BUSHING:THROAT,152MM DIA | BS3468GR F3CAST IRON NI RESIST | Pumps-Other : &quot;150-PC-009 A/B EGTL1-SLZ-MEC-DD-501765 PART 540.01&quot; | PC | 2 | 0 | 0 | NO | 10112.6153 | 1569983.53 | SULZER | 204212339001 | 204212339001 | 01 | 1 | 2BAB |  |  | 1-104.421.816 |  |  |  |  | 2012-01-06
1578 | 29200000TL | 03483 | EGC040011 | P | 58007150 | 58 | EGTL Spares | Mtce | 76 | 76Z | RING:THRUST,89 MM | 420 SS ASTM A276 | Pumps-Other : &quot;EQUIPMENT: API CENTRIFUGAL PUMPS 150-PC-009 A/B EGTL1-SLZ-MEC-DD-501765 PART 474.01&quot; | PC | 2 | 0 | 0 | NO | 1204.0254 | 186924.94 | SULZER | 204212382003 | 204212382003 | 01 | 1 | 2BAB |  |  | 1-104.421.816 |  |  |  |  | 2012-01-06
1579 | 29200000TL | 03483 | EGC040011 | P | 58007152 | 58 | EGTL Spares | Mtce | 76 | 76Z | RING:THRUST,89MM | BS970 420S29 12%CR | Pumps-Other : &quot;EQUIPMENT: API CENTRIFUGAL PUMPS 183-PC-014 A/B EGTL1-SLZ-MEC-DD-831065 PART 474.01&quot; | PC | 3 | 1 | 3 | NO | 1136.9354 | 176509.22 | SULZER | 204213223007 | 204213223007 | 01 | 1 | 2BAB |  |  | 1-104.421.816 |  |  |  |  | 2012-01-06
1580 | 29200000TL | 03483 | EGC040020 | P | 58007156 | 58 | EGTL Spares | Mtce | 76 | 76Z | RING: RETAINING,THRUST,89 MM | BS970 420S29 12%CR | Pumps-Other : &quot;EQUIPMENT: API CENTRIFUGAL PUMPS 183-PC-014 A/B/C EGTL1-SLZ-MEC-DD-831065 PART 485.01&quot; | PC | 3 | 0 | 0 | NO | 3132.8621 | 486376.84 | SULZER | 204228578201 | 204228578201 | 01 | 1 | 2BAB |  |  | 1-104.421.816 |  |  |  |  | 2012-01-06
1581 | 29200000TL | 03483 | EGC042031 | P | 58007158 | 58 | EGTL Spares | Mtce | 76 | 76Z | RING:STALL,94 MM | ASTM A743 GR CA6NM 12/4 CR NI | Pumps-Other : &quot;EQUIPMENT: API CENTRIFUGAL PUMPS 150-PC-009 A/B EGTL1-SLZ-MEC-DD-501765 PART 505.01&quot; | PC | 3 | 0 | 0 | NO | 3277.8243 | 508882.23 | SULZER | 204229154001 | 204229154001 | 01 | 1 | 2BAB |  |  | 1-104.421.816 |  |  |  |  | 2012-01-06
1582 | 29200000TL | 03483 | EGC040013 | P | 58007167 | 58 | EGTL Spares | Mtce | 02 | 02A | FAN:CURVED DARAPACE WIDTH | ALUMINIUM MATERIAL | *OBS*HVAC-Other : &quot;183-PC-014 A/B/C EGTL1-SLZ-MEC-DD-831065 PART 831.01 &quot; | PC | 2 | 1 | 2 | NO | 1100.9944 | 170929.38 | SULZER | 204502488009 | 204502488009 | 01,22 | 1 | 2BAB | 2BAB |  | 1-104.421.816 |  |  |  |  | 2012-01-06
1583 | 29200000TL | 03483 | EGC042026 | P | 58007170 | 58 | EGTL Spares | Mtce | 02 | 02A | COVER:FAN,MILD STEEL | 183-PC-014 A/B/C,150-PC-009A/B | *OBS*HVAC-Other : EGTL1-SLZ-MEC-DD-831065 PART 832.01 | PC | 5 | 1 | 4 | NO | 287.5284 | 44638.79 | SULZER | 204502597001 | 204502597001 | 01 | 1 | 2BAB | 2BAB |  | 1-104.421.816 |  |  |  |  | 2012-01-06
1584 | 29200000TL | 03483 | EGC041018 | P | 58007175 | 58 | EGTL Spares | Mtce | 76 | 76Z | SPACER:SLEEVE,114MM DIA | BS970 080 M40,183-PC-014 A/B/C | Pumps-Other : &quot;150-PC-009 A/B EGTL1-SLZ-MEC-DD-831065 PART 525.01&quot; | PC | 5 | 0 | 0 | NO | 427.6986 | 66400.2 | SULZER | 204502635001 | 204502635001 | 00 | 1 | 2BAB |  |  | 1-104.421.816 |  |  |  |  | 2012-01-06
1585 | 29200000TL | 03483 | EGC042017 | P | 58007179 | 58 | EGTL Spares | Mtce | 50 | 50Z | COVER:BEARING,ASTM A216 GR WCB | 183-PC-014 A/B/C,150-PC-009A/B | Bearings & Accessories - All :EGTL1-SLZ-MEC-DD-831065 PART 360.01 | PC | 3 | 1 | 3 | NO | 849.407 | 131870.43 | SULZER | 204502650002 | 204502650002 | 01 | 1 | 2BAB |  |  | 1-104.421.816 |  |  |  |  | 2012-01-06
1586 | 29200000TL | 03483 | EGC042017 | P | 58007180 | 58 | EGTL Spares | Mtce | 76 | 76Z | RING:OIL,89MM ID | LUYTEX C321, SHAMBAN | Pumps-Other : &quot;EQUIPMENT: API CENTRIFUGAL PUMPS 150-PC-009 A/B EGTL1-SLZ-MEC-DD-501765 PART 644.01 OR 644.02&quot; | PC | 4 | 0 | 0 | NO | 715.2271 | 111039 | SULZER | 204502654001 | 204502654001 | 01 | 1 | 2BAB |  |  | 1-104.421.816 |  |  |  |  | 2012-01-06
1587 | 29200000TL | 03483 | EGC040011 | P | 58007181 | 58 | EGTL Spares | Mtce | 76 | 76Z | RING:OIL,89MM ID | LUYTEX C321, SHAMBAN | Pumps-Other : &quot;EQUIPMENT: API CENTRIFUGAL PUMPS 183-PC-014 A/B/C EGTL1-SLZ-MEC-DD-831065 PART 644.01 OR 644.02&quot; | PC | 3 | 0 | 0 | NO | 722.4153 | 112154.97 | SULZER | 204502657001 | 204502657001 | 01 | 1 | 2BAB |  |  | 1-104.421.816 |  |  |  |  | 2012-01-06
1588 | 29200000TL | 03483 | EGC042032 | P | 58007182 | 58 | EGTL Spares | Mtce | 76 | 76Z | RING:OIL,156 MM,LUYTEX C321 | 83-PC-014A/B/C,150-PC- | Pumps-Other : &quot;EGTL1-SLZ-MEC-DD-831065 PART 644.01 OR 644.02, EQUIPMENT: API CENTRIFUGAL PUMPS &quot; | PC | 5 | 1 | 4 | NO | 900.9225 | 139868.22 | SULZER | 204502659001 | 204502659001 | 01 | 1 | 2BAB |  |  | 1-104.421.816 |  |  |  |  | 2012-01-06
1589 | 29200000TL | 03483 | EGC040004 | P | 58007184 | 58 | EGTL Spares | Mtce | 54 | 54D | SEAL: LABYRINTH,116 MM (114.3) | SHAFT OD,22.86 MM WD,175 MM | *OBS*GS&P-Other : &quot;BRONZE, INPRO VBXXD 183-PC-014 TYPE: SHAFT MATERIAL: BRZ 183-PC-014 A/B/C EGTL1-SLZ-MEC-DD-831065 PART 430.01&quot; | PC | 4 | 1 | 3 | NO | 2301.4256 | 357296.33 | SULZER | 204502660061 | 204502660061 | 01,22 | 1 | 2BAB | 2BAB |  | 1-104.421.816 |  |  |  |  | 2012-01-06
1590 | 29200000TL | 03483 | EGC040013 | P | 58007185 | 58 | EGTL Spares | Mtce | 02 | 02A | FAN:CURVED DARAPACE WIDTH | 150-PC-009 A/B, ALUM 356.0 MAT | *OBS*HVAC-Other : EGTL1-SLZ-MEC-DD-501765 PART 831.01 | PC | 2 | 1 | 2 | NO | 1077.0337 | 167209.48 | SULZER | 205502488005 | 205502488005 | 01,22 | 1 | 2BAB | 2BAB |  | 1-104.421.816 |  |  |  |  | 2012-01-06
1591 | 29200000TL | 03483 | EGC042007 | P | 58007188 | 58 | EGTL Spares | Mtce | 76 | 76Z | RING:ADJUSTING,40 MM,1.4122 SS | SA-815 WP 430, 183-PX-019 A/B | Pumps-Other : EGTL1-SLZ-MEC-DD-831775 PART 182.0 | PC | 4 | 1 | 3 | NO | 2747.0948 | 426486.46 | SULZER | AFR.600336500.C2 | OSB102729700002 | 01 | 1 | 2BAB |  |  | D000665 |  |  |  |  | 2012-01-06
1592 | 29200000TL | 03483 | EGC042007 | P | 58007189 | 58 | EGTL Spares | Mtce | 76 | 76Z | RING:ADJUSTING,40 MM,1.4122 SS | SA-815 WP 430, 183-PX-019 A/B | Pumps-Other : &quot;EQUIPMENT: API CENTRIFUGAL PUMPS EGTL1-SLZ-MEC-DD-831775 PART 183.0&quot; | PC | 6 | 1 | 4 | NO | 2063.0167 | 320283.34 | SULZER | AFR.600336600.C2 | OSB102729700003 | 01 | 1 | 2BAB |  |  | D000665 |  |  |  |  | 2012-01-06
1593 | 29200000TL | 03483 | EGC042007 | P | 58007190 | 58 | EGTL Spares | Mtce | 76 | 76Z | SLEEVE:SHAFT,40MM DIA,1.4122SS | SA-815 WP430, 183-PX-019 A/B | Pumps-Other : EGTL1-SLZ-MEC-DD-831775 PART 061.0 | PC | 3 | 1 | 3 | NO | 3429.9748 | 532503.59 | SULZER | ASB.600024500.C2 | OSB102729700004 | 01 | 1 | 2BAB |  |  | D000665 |  |  |  |  | 2012-01-06
1594 | 29200000TL | 03483 | EGC042007 | P | 58007191 | 58 | EGTL Spares | Mtce | 76 | 76Z | SLEEVE:SHAFT,40MM DIA,1.4122SS | SA-815 WP430, 183-PX-019 A/B | Pumps-Other : EGTL1-SLZ-MEC-DD-831775 PART 062.0 | PC | 2 | 1 | 2 | NO | 3429.9748 | 532503.59 | SULZER | ASB.600090200.C2 | OSB102729700005 | 01 | 1 | 2BAB |  |  | D000665 |  |  |  |  | 2012-01-06
1595 | 29200000TL | 03483 | EGC042027 | P | 58007192 | 58 | EGTL Spares | Mtce | 87 | 87B | RING: WEAR, 110 MM,1.4027 | CAST IRON,STATIONARY | Engines - Parts : &quot;EQUIPMENT: API CENTRIFUGAL PUMPS ASTM A296 CL 40, 183-PX-019 A/B EGTL1-SLZ-MEC-DD-831775 PART 50.0&quot; | PC | 4 | 0 | 0 | NO | 2257.0984 | 350414.52 | SULZER | DRH.471665000.C6 | OSB102729700006 | 01 | 1 | 2BAB |  |  | D000665 |  |  |  |  | 2012-01-06
1596 | 29200000TL | 03483 | EGC042027 | P | 58007193 | 58 | EGTL Spares | Mtce | 87 | 87B | RING: WEAR,110 MM,1.4027 | (350 H B) CAST IRON,STATIONARY | Engines - Parts : &quot;EQUIPMENT: API CENTRIFUGAL PUMPS ASTM A296 CL40, 183-PX-019 A/B EGTL1-SLZ-MEC-DD-831775 PART 51.0&quot; | PC | 3 | 1 | 3 | NO | 3360.4888 | 521715.89 | SULZER | DRW.473441300.C7 | OSB102729700007 | 01 | 1 | 2BAB |  |  | D000665 |  |  |  |  | 2012-01-06
1597 | 29200000TL | 03483 | EGC007008 | P | 58007194 | 58 | EGTL Spares | Mtce | 54 | 54A | GASKET:SPIRAL WOUND | 316L FLEXICARB,316L FLEXICARB | Seals : &quot;ROUND, 150-PC-009 A/B , EGTL1-SLZ-MEC-DD-501765 PART 400.01 OR 400.02 , FILLER MATERIAL: FLEXICARB WINDING MATERIAL: 316L SS, API CENTRIFUGAL PUMPS&quot; | EA | 4 | 0 | 0 | NO | 148.5564 | 23063.38 | SULZER | FAFM3658642 |  | 01 | 1 | 2BAB | 1BBB |  | 1-104.421.816 |  |  |  |  | 2012-12-05
1598 | 29200000TL | 03483 | EGC041020 | P | 58007197 | 58 | EGTL Spares | Mtce | 54 | 54A | GASKET:FLANGE,NOVAPRESS 815 | 183-PX-019 A/B, API CENT PUMPS | Seals : EGTL1-SLZ-MEC-DD-831775 PART 341.0 | EA | 2 | 0 | 0 | NO | 49.1194 | 7625.79 | SULZER | FRP.049092002.P2 | OSB102729700008 | 01 | 1 | 2BAB | 1BBB |  | D000665 |  |  |  |  | 2012-01-06
1599 | 292000TLDE | 03483 | EG5008006 | S | 58007199 | 58 | EGTL Spares | Mtce | 54 | 54B | SEAL: MECHANICAL,116 MM,175 MM | ALLOY C276 SPRING,O-RING | Seals : CARTRIDGE,BALANCED,SGL ARRANGEMENT,SILICONE CARBIDE,SILICON CARBIDE ROT FACE,316 SS HARDWARE,FLUOROELASTOMER GASKET 183-PC-014 A/B/C NON DRIVE ENDJOHN CRANE TYPE 8B1E"JOHN CRANE Seal Drawing #G/C2969. | PC | 3 | 0 | 0 | YES | 7844.5334 | 11745541.3845 | JOHN CRANE | G/C2969 | G/C2969 | 01,22 | 1 | 2BAB |  |  | 1-104.421.816 |  |  |  |  | 2016-03-31 |  |  | 3 | 2
1600 | 29200000TL | 03483 | EG5008012 | P | 58007202 | 58 | EGTL Spares | Mtce | 54 | 54A | SEAL: MECHANICAL, 89.15 MM | 152.4 MM,ALLOY C-276 SPRING | Seals : CARTRIDGE,BALANCED,SINGLE ARRANGEMENT,SILICON CARBIDE,SILICON CARBIDE ROT FACE,316 STAINLESS STEEL HARDWARE,O-RING,PERFLUOROELASTOMER GASKET, DRIVE END 150-PC-009 A/BBOTXXJOHN CRANE Seal Drawing # G/C1118. | EA | 4 | 0 | 0 | NO | 40684 | 7942716.4633 | JOHN CRANE | G/C1118 | G/C1118 | 01,22 | 1 | 2BAB | 1BBB | [6 empty] | 2012-01-06 | 2018-06-01 | 2018-06-24
1601 | 29200000TL | 03483 | EGC042005 | P | 58007205 | 58 | EGTL Spares | Mtce | 76 | 76Z | SHELL:COUPLING BUSHING,40 MM D | 1.4122 SS SA815 WP340 | Pumps-Other : &quot;183-PX-019 A/B EGTL1-SLZ-MEC-DD-831775 PART 092.0&quot; | PC | 2 | 0 | 0 | NO | 1807.8352 | 280666.41 | SULZER | KPB.600336900.C2 | OSB102729700010 | 00 | 1 | 2BAB |  |  | D000665 |  |  |  |  | 2012-01-06
1602 | 29200000TL | 03483 | EGC041012 | P | 58007210 | 58 | EGTL Spares | Mtce | 56 | 56Z | SCREW:CYLINDER HEAD SOCKET | M6 DIA,STL LG,1 MM,SOCKET HD | *OBS*Fastener-BottWa : &quot;SS 316,1.4401/ ASTM A194,GR A4-70/8MA, 183-PX-019 A/B EGTL1-SLZ-MEC-DD-831775 PART 680.0&quot; | PC | 4 | 0 | 0 | NO | 21.5646 | 3347.91 | SULZER | OBI.000006012.R7 | OSB102729700014 | 02,21,22 | 1 | 2BAB | 2BAB |  | D000665 |  |  |  |  | 2012-01-06
1603 | 29200000TL | 03483 | EGC042005 | P | 58007213 | 58 | EGTL Spares | Mtce | 56 | 56Z | WASHER:LOCK,35 MM NOM,35 MM ID | 57 MM OD,1.25 MM THK,EXT TOOTH | *OBS*Fastener-BottWa : &quot;CARBON STEEL,ASATM A 576/DIN 1.0330,GR 1035, 1.0330 183-PX-019 A/B EGTL1-SLZ-MEC-DD-831775 PART 095.0&quot; | PC | 2 | 0 | 0 | NO | 56.3076 | 8741.76 | SULZER | OMB.000000007.S1 | OSB102729700017 | 01 | 1 | 2BAB | 2BAB |  | D000665 |  |  |  |  | 2012-01-06
1604 | 29200000TL | 03483 | EGC041012 | P | 58007214 | 58 | EGTL Spares | Mtce | 54 | 54D | O-RING:2.62MM WD,FKM VITON | 183-PX-019 A/B | *OBS*GS&P-O-Rings : &quot;EGTL1-SLZ-MEC-DD-831775 PART 171.1 31.42 X 2.62&quot; | PC | 2 | 1 | 2 | NO | 63.4958 | 9857.73 | SULZER | ORI.003142262.K6 | OSB102729700018 | 01 | 1 | 2BAB | 2BAB |  | D000665 |  |  |  |  | 2012-01-06
1605 | 29200000TL | 03483 | EGC041012 | P | 58007215 | 58 | EGTL Spares | Mtce | 54 | 54D | O-RING:39.35MM ID,2.62MM WD | FKM VITON, 183-PX-019 A/B | *OBS*GS&P-O-Rings : EGTL1-SLZ-MEC-DD-831775 PART 171.2 | PC | 2 | 1 | 2 | NO | 63.4958 | 9857.73 | SULZER | ORI.003935262.K6 | OSB102729700019 | 01 | 1 | 2BAB | 2BAB |  | D000665 |  |  |  |  | 2012-01-06
1606 | 29200000TL | 03483 | EGC041012 | P | 58007216 | 58 | EGTL Spares | Mtce | 65 | 65A | KEY:1.4401GR A4-70 SA194GR 8MA | 316 SS, 183-PX-019 A/B | Tools - Hand / Power :EGTL1-SLZ-MEC-DD-831775 PART 071.0 | PC | 2 | 0 | 0 | NO | 77.8723 | 12089.67 | SULZER | OSB.010008055.R7 | OSB102729700020 | 01,22 | 1 | 2BAB |  |  | D000665 |  |  |  |  | 2012-01-06
1607 | 29200000TL | 03483 | EGC041012 | P | 58007217 | 58 | EGTL Spares | Mtce | 65 | 65A | KEY:1.4401GR A4-70 SA194GR 8MA | 316 SS, 183-PX-019 A/B | Tools - Hand / Power :EGTL1-SLZ-MEC-DD-831775 PART 070.0 | PC | 2 | 0 | 0 | NO | 111.4173 | 17297.53 | SULZER | OSB.010008060.R7 | OSB102729700021 | 01,22 | 1 | 2BAB |  |  | D000665 |  |  |  |  | 2012-01-06
1608 | 29200000TL | 03483 | EGC041012 | P | 58007218 | 58 | EGTL Spares | Mtce | 65 | 65A | KEY:1.4401GR A4-70 SA194GR 8MA | 316 SS, 183-PX-019 A/B | Tools - Hand / Power :EGTL1-SLZ-MEC-DD-831775 PART 072.0 | PC | 2 | 1 | 2 | NO | 41.9312 | 6509.82 | SULZER | OSP.06006025.R7 | OSB102729700022 | 01,22 | 1 | 2BAB |  |  | D000665 |  |  |  |  | 2012-01-06
1609 | 29200000TL | 03483 | EGC041019 | P | 58007219 | 58 | EGTL Spares | Mtce | 54 | 54D | PACKING:NOVAPRESS 815,RND | 183-PX-019 A/B | Packing / Glands / Stuffing Boxes : EGTL1-SLZ-MEC-DD-831775 PART 112.0 | PC | 2 | 0 | 0 | NO | 221.6365 | 34409.07 | SULZER | PKG.555930200.P2 | OSB102729700023 | 01,22 | 1 | 2BAB |  |  | D000665 |  |  |  |  | 2012-01-06
1610 | 29200000TL | 03483 | EGC042031 | P | 58007221 | 58 | EGTL Spares | Mtce | 56 | 56Z | NUT:IMPELLER,316L SS,ASTM A276 | GR 316L SS, 150-PC-008 A/B | *OBS*Fastener-Other : EGTL1-SLZ-MEC-DD-501764 PART 922.01 | PC | 2 | 0 | 0 | NO | 4021.8043 | 624385.11 | SULZER | 751250C100Z0 | 751250C100Z0 | 01,21,22 | 1 | 2BAB | 2BAB |  | CS0569196 |  |  |  |  | 2012-01-06
1611 | 29200000TL | 03483 | EGC042019 | P | 58007222 | 58 | EGTL Spares | Mtce | 87 | 87B | RING: WEAR, 75 MM,ASTM A743 GR | CF8M / 316 HF, IMPELLER | Engines - Parts : &quot;150-PC-008 A/B EGTL1-SLZ-MEC-DD-501764 PART 502.01 OR 502.02&quot; | PC | 4 | 0 | 0 | NO | 757.1583 | 117548.82 | SULZER | 643975926M4299Z0 | 643975926M4299Z0 | 01 | 1 | 2BAB |  |  | CS0569196 |  |  |  |  | 2012-01-06
1612 | 29200000TL | 03483 | EGC041032 | P | 58007225 | 58 | EGTL Spares | Mtce | 56 | 56Z | RING: RETAINING,CIRCLIP,30MM X | 1.5MM,GR 80C6, E0-S.4650.013-X | Fasteners / Hardware : &quot;EQUIPMENT: API CENTRIFUGAL PUMPS 150-PC-011 A/B EGTL1-SLZ-MEC-DD-501767 PART 93201&quot; | PC | 3 | 1 | 3 | NO | 53.9116 | 8369.77 | SULZER | 17033100030 | 17033100030 | 01 | 1 | 2BAB |  |  | CS0569196-10 |  |  |  |  | 2012-01-06
1613 | 29200000TL | 03483 | EGC040027 | P | 58007226 | 58 | EGTL Spares | Mtce | 56 | 56Z | RING: RETAINING, CIRCLIP,58MM | 304 SS ASTM A276,183-PC-017 | Fasteners / Hardware : &quot;EQUIPMENT: API CENTRIFUGAL PUMPS 150-PC-010 A/B 150-PC-031 183-PC-004 EGTL1-SLZ-MEC-DD-831776 PART 932.01 OR 932.02&quot; | PC | 4 | 1 | 4 | NO | 53.9116 | 8369.77 | SULZER | 17033100032 | 17033100032 | 01 | 1 | 2BAB |  |  | CS0569196 |  |  |  |  | 2012-01-06 | 2017-06-24
1614 | 29200000TL | 03483 | EGC040027 | P | 58007227 | 58 | EGTL Spares | Mtce | 56 | 56Z | RING: RETAINING, CIRCLIP,58MM | 304 SS ASTM A276,150-PC-010A/B | Fasteners / Hardware : &quot;EQUIPMENT: API CENTRIFUGAL PUMPS 183-PC-015 EGTL1-SLZ-MEC-DD-501766 PART 932.01 OR 932.02&quot; | PC | 1 | 2 | 3 | NO | 77.8723 | 12089.67 | SULZER | 17033100042 | 17033100042 | 01 | 1 | 2BAB |  |  | CS0569196-02 |  |  |  |  | 2012-01-06 | 2024-10-25 |  |  |  | -1 | 1
1615 | 29200000TL | 03483 | EGC039010 | P | 58007229 | 58 | EGTL Spares | Mtce | 56 | 56Z | RING: RETAINING, CIRCLIP,194MM | 304SS ASTM A276,E1-S1810.158-X | Fasteners / Hardware : &quot;EQUIPMENT: API CENTRIFUGAL PUMPS 150-PC-010 A/B 183-PC-015 EGTL1-SLZ-MEC-DD-501766 PART 932.01 OR 932.02&quot; | PC | 8 | 2 | 4 | NO | 27.5548 | 4277.88 | SULZER | 17033200110 | 17033200110 | 01 | 1 | 2BAB |  |  | CS0569196-02 |  |  |  |  | 2012-01-06 | 2017-07-28
1616 | 29200000TL | 03483 | EGC042005 | P | 58007241 | 58 | EGTL Spares | Mtce | 76 | 76Z | SEAL: LABYRINTH,38MM SHAFT OD | 32MM WD,75MM,BRONZ ROT ELEMENT | Pumps-Other : &quot;VITON ELASTOMER, RING, E1-S1810.158-X INPRO SEAL OM32 150-PC-011 A/B EGTL1-SLZ-MEC-DD-501767 PART 42310 OR 42311 OR 42312 OR 42314&quot; | PC | 4 | 1 | 3 | NO | 1932.4308 | 300009.88 | SULZER | 104932053621 | 104932053621 | 01,22 | 1 | 2BAB |  |  | CS0569196-10 |  |  |  |  | 2012-01-06
1617 | 29200000TL | 03483 | EGC042024 | P | 58007242 | 58 | EGTL Spares | Mtce | 76 | 76Z | SEAL:LABYRINTH, 60 MM SHAFT OD | 32MM WD,120 MM,BRZ ROT ELEMENT | Pumps-Other : &quot;VITON ELASTOMER, RING INPRO SEAL OM32 150-PC-011 A/B EGTL1-SLZ-MEC-DD-501767 PART 42310 OR 42311 OR 42312 OR 42314&quot; | PC | 2 | 0 | 0 | NO | 2311.0099 | 358784.29 | SULZER | 104932053661 | 104932053661 | 01,22 | 1 | 2BAB |  |  | CS0569196-10 |  |  |  |  | 2012-01-06
1618 | 29300000TL | 03483 | EGC041032 | P | 58007253 | 58 | EGTL Spares | Mtce | 54 | 54B | RING: RETAINING,CIRCLIP,58 MM | SS 304 ASTM A276, 183-PC-003 | Fasteners / Hardware : &quot;EQUIPMENT: API CENTRIFUGAL PUMPS EGTL1-SLZ-MEC-DD-831772 PART 932.01 OR 932.02&quot; | PC | 1 | 0 | 0 |  | 88.54 | 33600.93 | SULZER | 174033100032 | 174033100032 | 01 | 1 | 2BAB | 1CCC |  | CS0569196 - 07 |  |  |  |  | 2019-11-16 |  | 2020-10-19
1619 | 29200000TL | 03483 | EGC042035 | P | 58007254 | 58 | EGTL Spares | Mtce | 56 | 56Z | NUT:IMPELLER,410 SS,ASTM A276 | 183-PC-017 | *OBS*Fastener-Other : EGTL1-SLZ-MEC-DD-831776 PART 922.01 | PC | 1 | 0 | 0 | NO | 4021.8043 | 624385.11 | SULZER | 6442751251C100Z0 | 6442751251C100Z0 | 01,21,22 | 1 | 2BAB | 2BAB |  | CS0569196 |  |  |  |  | 2012-01-06
1620 | 29200000TL | 03483 | EGC042031 | P | 58007255 | 58 | EGTL Spares | Mtce | 87 | 87B | RING: WEAR,245 MM | ASTM A743 GR CA15 11-13% CR | Engines - Parts : &quot;IMPELLER, 183-PC-003 EGTL1-SLZ-MEC-DD-831772 PART 503.01 OR 503.02&quot; | PC | 2 | 1 | 2 | NO | 909.3087 | 141170.18 | SULZER | 75925M8272Z0 | 75925M8272Z0 | 01 | 1 | 2BAB |  |  | CS0569196 - 07 |  |  |  |  | 2012-01-06
1621 | 29200000TL | 03483 | EGC042004 | P | 58007256 | 58 | EGTL Spares | Mtce | 87 | 87B | RING: WEAR,245MM,304L SS ASTM | A276 CF-3HF,IMPELLER183-PC-003 | Engines - Parts : EGTL1-SLZ-MEC-DD-831772 PART 503.01 OR 503.02 | PC | 1 | 0 | 0 | NO | 328.2622 | 100251.29 | SULZER | 7592MR6301Z0 | 7592MR6301Z0 | 01 | 1 | 2BAB |  |  | CS0569196 - 08 |  |  |  |  | 2012-01-06 | 2018-03-15
1622 | 29200000TL | 03483 | EGC042019 | P | 58007259 | 58 | EGTL Spares | Mtce | 87 | 87B | RING: WEAR,245 MM,ASTM A743 GR | CA15 11-13% CR, IMPELLER | Engines - Parts : &quot;150-PC-031 183-PC-004 EGTL1-SLA-MEC-DD-501768 PART 503.01&quot; | PC | 3 | 1 | 2 | NO | 983.7899 | 276870.0232 | SULZER | 644775926M3858Z0 | 644775926M3858Z0 | 01 | 1 | 2BAB |  |  | CS0569196 - 03 |  |  |  |  | 2012-01-06 | 2018-03-15 | 2018-08-08
1623 | 29200000TL | 03483 | EGC042004 | P | 58007260 | 58 | EGTL Spares | Mtce | 87 | 87B | RING: WEAR,245 MM,ASTM A743 GR | CA15(H)-11-13% CR H,STATIONARY | Engines - Parts : &quot;EQUIPMENT: API CENTRIFUGAL PUMPS 183-PC-003 EGTL1-SLZ-MEC-DD-831772 PART 502.01 OR 502.02&quot; | PC | 2 | 0 | 0 | NO | 5181.5024 | 804428.24 | SULZER | 7592MR3893Z0 | 7592MR3893Z0 | 01 | 1 | 2BAB |  |  | CS0569196 - 07 |  |  |  |  | 2012-01-06
1624 | 29200000TL | 03483 | EGC042019 | P | 58007261 | 58 | EGTL Spares | Mtce | 87 | 87B | RING: WEAR,245 MM,ASTM A743 GR | CA15 11-13% CR, IMPELLER | Engines - Parts : &quot;150-PC-010 A/B EGTL1-SLZ-MEC-DD-501766 PART 503.01&quot; | PC | 2 | 1 | 2 | NO | 627.7704 | 97461.36 | SULZER | 75925M3971Z0 | 75925M3971Z0 | 01 | 1 | 2BAB |  |  | CS0569196-02 |  |  |  |  | 2012-01-06
1625 | 29200000TL | 03483 | EGC042004 | P | 58007262 | 58 | EGTL Spares | Mtce | 87 | 87B | RING: WEAR,245 MM,ASTM A743 GR | CA15(H)-11-13% CR H,STATIONARY | Engines - Parts : &quot;EQUIPMENT: API CENTRIFUGAL PUMPS 150-PC-010 A/B EGTL1-SLZ-MEC-DD-501766 PART 502.01&quot; | PC | 2 | 1 | 2 | NO | 1073.4395 | 166651.49 | SULZER | 7592MR3972Z0 | 7592MR3972Z0 | 01 | 1 | 2BAB |  |  | CS0569196-02 |  |  |  |  | 2012-01-06
1626 | 29200000TL | 03483 | EGC042032 | P | 58007263 | 58 | EGTL Spares | Mtce | 87 | 87B | RING: WEAR,245 MM,ASTM A743 GR | CA15 11-13% CR, STATIONARY | Engines - Parts : &quot;EQUIPMENT: API CENTRIFUGAL PUMPS 150-PC-010 A/B EGTL1-SLZ-MEC-DD-501766 PART 502.01&quot; | PC | 1 | 0 | 0 | NO | 1469.9892 | 228215.83 | SULZER | 75925M4192Z0 | 75925M4192Z0 | 01 | 1 | 2BAB |  |  | CS0569196 - 09 |  |  |  |  | 2012-01-06
1627 | 29200000TL | 03483 | EGC042032 | P | 58007264 | 58 | EGTL Spares | Mtce | 87 | 87B | RING: WEAR,245 MM,ASTM A743 GR | CA15(H) 11-13% CR H,STATIONARY | Engines - Parts : &quot;EQUIPMENT: API CENTRIFUGAL PUMPS 150-PC-010 A/B EGTL1-SLZ-MEC-DD-501766 PART 502.01&quot; | PC | 1 | 0 | 0 | NO | 2170.8398 | 337022.88 | SULZER | 7592MR4193Z0 | 7592MR4193Z0 | 01 | 1 | 2BAB |  |  | CS0569196 - 09 |  |  |  |  | 2012-01-06
1628 | 29200000TL | 03483 | EGC042004 | P | 58007265 | 58 | EGTL Spares | Mtce | 87 | 87B | RING: WEAR,245 MM,ASTM A743 GR | CA15(H)11-13% CR H, STATIONARY | Engines - Parts : &quot;EQUIPMENT: API CENTRIFUGAL PUMPS 150-PC-010 A/B EGTL1-SLZ-MEC-DD-501766 PART 502.01&quot; | PC | 1 | 0 | 0 | NO | 711.6329 | 110481.01 | SULZER | 7592MR4298Z0 | 7592MR4298Z0 | 01 | 1 | 2BAB |  |  | CS0569196 |  |  |  |  | 2012-01-06
1629 | 29200000TL | 03483 | EGC042034 | P | 58007266 | 58 | EGTL Spares | Mtce | 87 | 87B | RING: WEAR,245 MM,ASTM A743 GR | CF8M(STELLITE6) 316 HF | Engines - Parts : &quot;STATIONARY, EQUIPMENT: API CENTRIFUGAL PUMPS 150-PC-008 A/B EGTL1-SLZ-MEC-DD-501764 PART 502.01 OR 502.02&quot; | PC | 2 | 0 | 0 | NO | 6281.2987 | 975171.62 | SULZER | 7592NR4298ZC | 7592NR4298ZC | 01 | 1 | 2BAB |  |  | CS0569196 |  |  |  |  | 2012-01-06
1630 | 29200000TL | 03483 | EGC042031 | P | 58007268 | 58 | EGTL Spares | Mtce | 87 | 87B | RING:WEAR,279 MM ID,ASTM A743 | GR, CA15 11-13% CR,IMPELLER | Engines - Parts : &quot;183-PC-017 EGTL1-SLZ-MEC-DD-831776 PART 503.01&quot; | PC | 1 | 0 | 0 | NO | 581.0471 | 90207.56 | SULZER | 7592M4299Z0 | 7592M4299Z0 | 01 | 1 | 2BAB |  |  | CS0569196 |  |  |  |  | 2012-01-06
1631 | 29200000TL | 03483 | EGC042019 | P | 58007271 | 58 | EGTL Spares | Mtce | 56 | 56Z | NUT:IMPELLER,316L SS | ASTM A276,GR 183-PC-015 | *OBS*Fastener-Other : EGTL1-SLZ-MEC-DD-831774 PART 922.01 | PC | 1 | 0 | 0 | NO | 894.9323 | 138938.24 | SULZER | 6448751253C100Z0 | 6448751253C100Z0 | 01,21,22 | 1 | 2BAB | 2BAB |  | CS0569196 - 09 |  |  |  |  | 2012-01-06
1632 | 29200000TL | 03483 | EGC042019 | P | 58007273 | 58 | EGTL Spares | Mtce | 56 | 56Z | NUT::IMPELLER,410 SS | ASTM A743,GR CA15, 150-PC-031 | *OBS*Fastener-Other : EGTL1-SLZ-MEC-DD-501768 PART 922.01 | PC | 1 | 0 | 0 | NO | 1574.2183 | 244397.39 | SULZER | 6442751251C100Z0 | 6442751251C100Z0 | 01,21,22 | 1 | 2BAB | 2BAB |  | CS0569196 - 03 |  |  |  |  | 2012-01-06
1633 | 29200000TL | 03483 | EGC042010 | P | 58007274 | 58 | EGTL Spares | Mtce | 76 | 76Z | LINER:BALANCE DRUM | ASTM A890 GR 3A,150-PC-011 A/B | Pumps-Other : EGTL1-SLZ-MEC-DD-501767 PART 60501 | PC | 2 | 0 | 0 | NO | 6147.1187 | 954340.18 | SULZER | 6441F20464376100 | 6441F20464376100 | 00 | 1 | 2BAB |  |  | CS0569196-10 |  |  |  |  | 2012-01-06
1634 | 29200000TL | 03483 | EGC042010 | P | 58007275 | 58 | EGTL Spares | Mtce | 87 | 87B | RING: WEAR,145 MM,ASTM A890 | GR 3A(HF)STATIONARY,150-PC-031 | Engines - Parts : &quot;EQUIPMENT: API CENTRIFUGAL PUMPS EGTL1-SLZ-MEC-DD-501768 PART 502.01&quot; | PC | 4 | 1 | 3 | NO | 4625.614 | 718126.57 | SULZER | 6441F20464724200 | 6441F20464724200 | 01 | 1 | 2BAB |  |  | CS0569196-10 |  |  |  |  | 2012-01-06
1635 | 29200000TL | 03483 | EGC040019 | P | 58007277 | 58 | EGTL Spares | Mtce | 87 | 87B | RING:WEAR, 130 MM,ASTM | A890 GR 3A,STATIONARY | Engines - Parts : &quot;EQUIPMENT: API CENTRIFUGAL PUMPS 150-PC-031 EGTL1-SLZ-MEC-DD-501768 PART 502.01&quot; | PC | 2 | 0 | 0 | NO | 2308.6138 | 358412.3 | SULZER | 6441F20464724600 | 6441F20464724600 | 01 | 1 | 2BAB |  |  | CS0569196-10 |  |  |  |  | 2012-01-06
1636 | 29200000TL | 03483 | EGC042020 | P | 58007278 | 58 | EGTL Spares | Mtce | 87 | 87B | RING:WEAR, 130 MM,ASTM | A890 GR 3A,STATIONARY | Engines - Parts : &quot;EQUIPMENT: API CENTRIFUGAL PUMPS 150-PC-011 A/B EGTL1-SLZ-MEC-DD-501767 PART 50206 OR 50207&quot; | PC | 4 | 0 | 0 | NO | 1895.2917 | 294244.04 | SULZER | 6441F20464724700 | 6441F20464724700 | 01 | 1 | 2BAB |  |  | CS0569196-10 |  |  |  |  | 2012-01-06
1637 | 29200000TL | 03483 | EGC042020 | P | 58007280 | 58 | EGTL Spares | Mtce | 87 | 87B | RING: WEAR,245MM,ASTM A890 | GR 3A HF, IMPELLER | Engines - Parts : &quot;150-PC-011 A/B EGTL1-SLZ-MEC-DD-501767 PART 50301 OR 50302 OR 50303&quot; | PC | 4 | 0 | 0 | NO | 4677.1295 | 726124.36 | SULZER | 6441F20464904900 | 6441F20464904900 | 01 | 1 | 2BAB |  |  | CS0569196-10 |  |  |  |  | 2012-01-06
1638 | 29200000TL | 03483 | EGC042004 | P | 58007281 | 58 | EGTL Spares | Mtce | 76 | 76Z | DRUM:BALANCE,ASTM A276 | S31803(HF),150-PC-011 A/B | Pumps-Other : EGTL1-SLZ-MEC-DD-501767 PART 60301 | PC | 2 | 1 | 2 | NO | 3388.0436 | 525993.77 | SULZER | 6441F20465214400 | 6441F20465214400 | 00 | 1 | 2BAB |  |  | CS0569196-10 |  |  |  |  | 2012-01-06
1639 | 29200000TL | 03483 | EGC042033 | P | 58007290 | 58 | EGTL Spares | Mtce | 76 | 76Z | SEAL: LABYRINTH,60 MM SHAFT OD | 32 MM WD,120 MMBRZ ROT ELEMENT | Pumps-Other : VITON ELASTOMER, RING INPRO SEAL OM32 | PC | 3 | 1 | 3 | NO | 4140.4097 | 642798.61 | SULZER | 64413E54370M8300 | 64413E54370M8300 | 01,22 | 1 | 2BAB |  |  | CS0569196-10 |  |  |  |  | 2012-01-06
1640 | 29200000TL | 03483 | EGC042005 | P | 58007294 | 58 | EGTL Spares | Mtce | 76 | 76Z | SEAL: LABYRINTH,60MM SHAFT OD | 32MM WD,120MM,BRZ ROT ELEMENT | Pumps-Other : &quot;VITON ELASTOMER,RING INPRO SEAL OM32 150-PC-031 EGTL1-SLZ-MEC-DD-501768 PART NO 423.01 OR 423.02&quot; | PC | 1 | 0 | 0 | NO | 1932.4308 | 300009.88 | SULZER | 104932053621 | 104932053621 | 01,22 | 1 | 2BAB |  |  | CS0569196 - 03 |  |  |  |  | 2012-01-06
1641 | 29200000TL | 03483 | EGC042033 | P | 58007296 | 58 | EGTL Spares | Mtce | 76 | 76Z | SEAL: LABYRINTH,58 MM SHAFT OD | 32 MM WD,120MM,BRZ ROT ELEMENT | Pumps-Other : &quot;VITON ELASTOMER, RING INPRO OM32 177-PC-001 A/B EGTL1-SLZ-MEC-DD-771769 PART 423.01 OR 423.02&quot; | PC | 2 | 0 | 0 | NO | 2681.2028 | 416256.74 | SULZER | 6443ISL43OM3260Z | 6443ISL43OM3260Z | 01,22 | 1 | 2BAB |  |  | CS0569196 - 04 |  |  |  |  | 2012-01-06
1642 | 29200000TL | 03483 | EGC042033 | P | 58007297 | 58 | EGTL Spares | Mtce | 76 | 76Z | SEAL: LABYRINTH,38 MM SHAFT OD | 32 MM WD,55 MM,BRZ ROT ELEMENT | Pumps-Other : &quot;VITON ELASTOMER, RING INPRO OM32 183-PC-003 EGTL1-SLZ-MEC-DD-831772 PART 423.01 OR 423.02&quot; | PC | 1 | 0 | 0 | NO | 1704.8041 | 264670.84 | SULZER | 6446ISL43OM3235Z | 6446ISL43OM3235Z | 01,22 | 1 | 2BAB |  |  | CS0569196 - 07 |  |  |  |  | 2012-01-06
1643 | 29200000TL | 03483 | EGC042021 | P | 58007300 | 58 | EGTL Spares | Mtce | 76 | 76Z | SEAL: LABYRINTH,60MM SHAFT OD | 32MM WD,120MM,BRZ ROT ELEMENT | Pumps-Other : &quot;VITON ELASTOMER, RING, 183-PC-004 EGTL1-SLZ-MEC-DD-831773 PART NO 423.01 OR 423.02&quot; | PC | 1 | 0 | 0 | NO | 1932.4308 | 300009.88 | SULZER | 104932053621 | 104932053621 | 01,22 | 1 | 2BAB |  |  | CS0569196 - 08 |  |  |  |  | 2012-01-06
1644 | 29200000TL | 03483 | EGC042005 | P | 58007301 | 58 | EGTL Spares | Mtce | 76 | 76Z | SEAL: LABYRINTH,38MM SHAFT OD | 32MM WD,75MM,BRZ ROT ELEMENT | Pumps-Other : &quot;VITON ELASTOMER,RING, INPRO SEAL OM32 183-PC-015 EGTL1-SLZ-MEC-DD-831774 PART 423.01 OR 423.02&quot; | PC | 2 | 0 | 1 | NO | 1856.8881 | 288292.2 | SULZER | 104932053651 | 104932053651 | 01,22 | 1 | 2BAB |  |  | CS0569196 - 09 |  |  |  |  | 2012-01-06 | 2017-07-28
1645 | 29200000TL | 03483 | EGC042024 | P | 58007302 | 58 | EGTL Spares | Mtce | 76 | 76Z | SEAL: LABYRINTH, 38MM SHAFT OD | 32MM WD,75MM,BRZ ROT ELEMENT | Pumps-Other : &quot;VITON ELASTOMER, RING, INPRO SEAL OM32 183-PC-015 EGTL1-SLZ-MEC-DD-831774 PART 423.01 OR 423.02&quot; | PC | 2 | 0 | 0 | NO | 2225.7099 | 345578.65 | SULZER | 104932053671 | 104932053671 | 01,22 | 1 | 2BAB |  |  | CS0569196 - 09 |  |  |  |  | 2012-01-06 | 2017-07-28
1646 | 29200000TL | 03483 | EGC042024 | P | 58007303 | 58 | EGTL Spares | Mtce | 76 | 76Z | SEAL: LABYRINTH, 38MM SHAFT OD | 32MM WD,55MM,BRZ ROT ELEMENT | Pumps-Other : &quot;VITON ELASTOMER,RING, INPRO SEAL OM32 183-PC-017 EGTL1-SLZ-MEC-DD-831776 PART 423.01 OR 423.02&quot; | PC | 1 | 0 | 0 | NO | 1704.8041 | 264670.84 | SULZER | 104932053601 | 104932053601 | 01,22 | 1 | 2BAB |  |  | CS0569196 |  |  |  |  | 2012-01-06
1647 | 29200000TL | 03483 | EGC042021 | P | 58007304 | 58 | EGTL Spares | Mtce | 76 | 76Z | SEAL: LABYRINTH, 38MM SHAFT OD | 32MM WD,55MM,BRZ ROT ELEMENT | Pumps-Other : &quot;VITON ELASTOMER, RING, INPRO SEAL OM32 183-PC-017 EGTL1-SLZ-MEC-DD-831776 PART 423.01 OR 423.02&quot; | PC | 1 | 0 | 0 | NO | 1932.4308 | 300009.88 | SULZER | 104932053621 | 104932053621 | 01,22 | 1 | 2BAB |  |  | CS0569196 |  |  |  |  | 2012-01-06
1648 | 292000TLDE | 03483 | EG1057010 | S | 58007309 | 58 | EGTL Spares | Mtce | 54 | 54B | SEAL: MECHANICAL,38 MM,90 MM | ALLOY C-276 SPRING,O-RING | Seals : CARTRIDGE,DUAL PRESSUSRE,DUAL SEAL ARRANGEMENT,ANTIMONY CARBON,SILICON CARBIDE ROT FACE,316 STAINLESS STEEL HARDWARE,PERFLUOROELASTOMER GASKETBDTIN183-PC-004JOHN CRANE Seal Drawing # G/C4743. | EA | 2 | 0 | 0 | YES | 3922.0918 | 5872508.759 | JOHN CRANE | G/C4743 | G/C4743 | 01,22 | 1 | 2BAB |  |  | CS0569196 - 08 |  |  |  |  | 2016-04-12 |  |  | 2 | 1
1649 | 29200000TL | 03483 | EG1057015 | P | 58007310 | 58 | EGTL Spares | Mtce | 54 | 54A | SEAL: MECHANICAL,48 MM,100 MM | ALLOY C-276 SPRING,O-RING | Seals : CARTRIDGE,BALANCED,SINGLE ARRANGEMENT,ANTIMONY CARBON,SILICON CARBIDE ROT FACE,316 STAINLESS STEEL HARDWARE,PERFLUOROELASTOMER GASKET, BSAIN183-PC-015JOHN CRANE Seal Drawing # G/C4964. | EA | 2 | 1 | 2 | NO | 12980.2853 | 2015138.4746 | JOHN CRANE | G/C4964 | G/C4964 | 01,22 | 1 | 2BAB | 1BBB | [6 empty] | 2012-01-06 |  | 2013-11-26
1650 | 29200000TL | 03483 | EG1057015 | P | 58007311 | 58 | EGTL Spares | Mtce | 54 | 54A | SEAL: MECHANICAL,38 MM,55.8 MM | ALLOY C-276 SPRING,O-RING | Seals : CARTRIDGE,BALANCED,SINGLE ARRANGEMENT,ANTIMONY CARBON,SILICON CARBIDE ROT FACE,316 STAINLESS STEEL HARDWARE,PERFLUOROELASTOMER GASKETBSAIN 183-PC-017 TYPE 1648 SEAL JOHN CRANE Seal Drawing # G/C4631. | EA | 2 | 0 | 0 | NO | 9665.2901 | 2119736.5047 | JOHN CRANE | G/C4631 | G/C4631 | 01,22 | 1 | 2BAB | 1BBB | [6 empty] | 2012-01-06 | 2017-07-14 | 2018-11-17
1651 | 29200000TL | 03483 | EGC040017 | P | 58007312 | 58 | EGTL Spares | Mtce | 56 | 56Z | NUT:GALV STL,DIN 1.0726,WN46 | GUK N40X1.5 LINKS | *OBS*Fastener-Other : &quot;171-PC-001 A/B EGTL1-SLZ-MEC-DD-711201 PART 92301 &quot; | PC | 4 | 0 | 0 | NO | 81.4664 | 12647.66 | SULZER | 15201830412 | 15201830412 | 01,21,22 | 1 | 2BAB | 2BAB |  | E1-S1810.158-X |  |  |  |  | 2012-01-06
1652 | 29200000TL | 03483 | EGC040034 | P | 58007313 | 58 | EGTL Spares | Mtce | 52 | 52Z | NUT: BEARING | GUK 50X1,5 LINKS | *OBS*Fastener-Other : "172-PC-010 A/B EGTL1-SLZ-MEC-DD-711202 PART 92301 " | EA | 1 | 0 | 0 | NO | 100.635 | 15623.58 | SULZER | 15201830472 | 15201830472 | 01,21,22 | 1 | 2BAB | 1BBB |  | E1-S1810.158-X |  |  |  |  | 2012-01-06 | 2017-01-09
1653 | 29200000TL | 03483 | EGC040034 | P | 58007314 | 58 | EGTL Spares | Mtce | 56 | 56Z | RING: RETAINING,CIRCLIP,194MM | 304 SS ASTM A276 | Fasteners / Hardware : &quot;EQUIPMENT: API CENTRIFUGAL PUMPS 171-PC-001 A/B EGTL1-SLZ-MEC-DD-711201 PART 93201 90X3&quot; | PC | 8 | 0 | 0 | NO | 14.3764 | 2231.94 | SULZER | 17033200090 | 17033200090 | 01 | 1 | 2BAB |  |  | E1-S1810.158-X |  |  |  |  | 2012-01-06
1654 | 29200000TL | 03483 | EGC040013 | P | 58007317 | 58 | EGTL Spares | Mtce | 54 | 54A | O-RING:EPDM 150 | API CENTRIFUGAL PUMPS | *OBS*GS&P-O-Rings : &quot;171-PC-001 A/B , 171-PC-020 A/B , EGTL1-SLZ-MEC-DD-711201 PART 41202&quot; | EA | 8 | 0 | 0 | NO | 71.8821 | 11159.7 | SULZER | 21702014009 | 5390009581 | 01 | 1 | 2BAB | 1BBB |  | E1-S1810.158-X |  |  |  |  | 2012-12-02
1655 | 29200000TL | 03483 | EGC040013 | P | 58007318 | 58 | EGTL Spares | Mtce | 54 | 54D | O-RING:SEAL API PC,EPDM 150 | ASTM D1418,21702016009 | SULZER PUMP CENTRIFUGAL PUMP INPRO SEAL , O RING PART NO 41202,MATERIAL NUMBER 00000002170201600, API CENTRIFUGAL PUMP,SERIAL NUMBER 207297/207298, ZA150-3250,102730-100 | PC | 3 | 0 | 0 | NO | 79.0703 | 12275.67 | SULZER | 41202 | 5390009583 | 01 | 1 | 2BAB | 2BAB |  | E1-S1810.158-X |  |  | 41202 |  | 2012-12-02 | 2017-01-09
1656 | 29200000TL | 03483 | EGC040013 | P | 58007319 | 58 | EGTL Spares | Mtce | 54 | 54D | O-RING:API PC,171-PC-020A/B | EPDM 150 ASTM D1418 | *OBS*GS&P-O-Rings : &quot;171-PC-001 A/B , 171-PC-020 A/B , EGTL1-SLZ-MEC-DD-711201 PART 41201, API CENTRIFUGAL PUMP&quot; | PC | 8 | 4 | 6 | NO | 91.0507 | 14135.62 | SULZER | 21702018509 | 5390009585 | 01 | 1 | 2BAB | 2BAB |  | E1-S1810.158-X |  |  |  |  | 2012-12-02
1657 | 29200000TL | 03483 | EGC041026 | P | 58007321 | 58 | EGTL Spares | Mtce | 87 | 87B | RING: WEAR,279 MM ID,ASTM A890 | GR3 A (CD6MN) STATIONARY | Engines - Parts : &quot;EQUIPMENT: API CENTRIFUGAL PUMPS 171-PC-010 A/B EGTL1-SLZ-MEC-DD-711202 PART 50201 OR 50202&quot; | PC | 3 | 0 | 0 | NO | 1194.4411 | 185436.98 | SULZER | 104063238011 | 104063238011 | 01 | 1 | 2BAB |  |  | E1-S1810.158-X |  |  |  |  | 2012-01-06 | 2017-01-10
1658 | 29200000TL | 03483 | EGC041024 | P | 58007322 | 58 | EGTL Spares | Mtce | 87 | 87B | RING: WEAR,279 MM ID,ASTM A48 | CL 35B, STATIONARY | Engines - Parts : &quot;EQUIPMENT: API CENTRIFUGAL PUMPS 171-PC-001 A/B EGTL1-SLZ-MEC-DD-711201 PART 50201 OR 50202&quot; | PC | 4 | 0 | 0 | NO | 1188.451 | 184507.01 | SULZER | 104063982011 | 104063982011 | 01 | 1 | 2BAB |  |  | E1-S1810.158-X |  |  |  |  | 2012-01-06 | 2017-01-09
1659 | 29200000TL | 03483 | EGC041010 | P | 58007323 | 58 | EGTL Spares | Mtce | 87 | 87B | RING: WEAR,279 MM ID,ASTM A743 | GR CA40, IMPELLER | Engines - Parts : &quot;171-PC-001 A/B EGTL1-SLZ-MEC-DD-711201 PART 50301 OR 50302&quot; | PC | 4 | 0 | 0 | NO | 1029.1123 | 159769.68 | SULZER | 104063983011 | 104063983011 | 01 | 1 | 2BAB |  |  | E1-S1810.158-X |  |  |  |  | 2012-01-06
1660 | 29200000TL | 03483 | EGC040024 | P | 58007324 | 58 | EGTL Spares | Mtce | 56 | 56Z | NUT:IMPELLER,316L SS,ASTM A479 | API CENTRIFUGAL PUMPS | *OBS*Fastener-Other : &quot;171-PC-001 A/B EGTL1-SLZ-MEC-DD-711201 PART 92201&quot; | PC | 2 | 0 | 0 | NO | 1701.21 | 264112.85 | SULZER | 104065687215Q01 | 104065687215Q01 | 01,21,22 | 1 | 2BAB | 2BAB |  | E1-S1810.158-X |  |  |  |  | 2012-01-06
1661 | 29200000TL | 03483 | EGC041012 | P | 58007325 | 58 | EGTL Spares | Mtce | 56 | 56Z | NUT:IMPELLER,316L SS,A479 | GR 316LSS,API CENTRIFUGAL PUMP | *OBS*Fastener-Other : "171-PC-010 A/B EGTL1-SLZ-MEC-DD-711202 PART 92201" | PC | 1 | 0 | 1 | NO | 2284.6531 | 354692.4 | SULZER | 104065691213Q01 | 104065691213Q01 | 01,21,22 | 1 | 2BAB | 2BAB |  | E1-S1810.158-X |  |  |  |  | 2012-01-06 | 2017-01-09
1662 | 29200000TL | 03483 | EGC041011 | P | 58007329 | 58 | EGTL Spares | Mtce | 76 | 76Z | BUSHING:ASTM A743 GR CA40 | 150-PC-002 A/B | Pumps-Other : EGTL1-SLZ-MEC-DD-501063 PART NO NOT SHOWN ON DRAWING | PC | 2 | 0 | 0 | NO | 2763.8672 | 429090.39 | SULZER | 104520372004Q01 | 104520372004Q01 | 01 | 1 | 2BAB |  |  | E 9-S.4620.019-X |  |  |  |  | 2012-01-06
1663 | 29200000TL | 03483 | EGC041020 | P | 58007336 | 58 | EGTL Spares | Mtce | 76 | 76Z | SEAL: LABYRINTH,38MM SHAFT OD | 32MM WD,55MM,BRZ ROT ELEMENT | Pumps-Other : "VITON ELASTOMER, RING, INPRO SEAL OM32 171-PC-010 A/B EGTL1-SLZ-MEC-DD-711202 PART 42302" | PC | 1 | 0 | 1 | NO | 1856.9546 | 288292.2 | SULZER | 104932053651 | 104932053651 | 01,22 | 1 | 2BAB |  |  | E1-S1810.158-X |  |  |  |  | 2012-01-06 | 2017-01-09
1664 | 29200000TL | 03483 | EGC041020 | P | 58007337 | 58 | EGTL Spares | Mtce | 76 | 76Z | SEAL: LABYRINTH,38MM SHAFT OD | 32MM WD,55MM,BRZ ROT ELEMENT | Pumps-Other : &quot;VITON ELASTOMER, RING INPRO SEAL OM32 171-PC-010 A/B EGTL1-SLZ-MEC-DD-711202 PART 42301&quot; | PC | 1 | 0 | 0 | NO | 2225.9494 | 345578.65 | SULZER | 104932053671 | 104932053671 | 01,22 | 1 | 2BAB |  |  | E1-S1810.158-X |  |  |  |  | 2012-01-06 | 2017-01-09
1665 | 29200000TL | 03483 | EGC041014 | P | 58007338 | 58 | EGTL Spares | Mtce | 54 | 54D | O-RING:FFKM | API CENTRIFUGAL PUMPS | *OBS*GS&P-O-Rings : &quot;150-PC-002 A/B , EGTL1-SLZ-MEC-DD-501063 PART 41209&quot; | PC | 4 | 0 | 0 | NO | 5774.5298 | 896495.75 | SULZER | 104943027616 | 703500390399 | 01 | 1 | 2BAB | 2BAB |  | E 9-S.4620.019-X |  |  |  |  | 2012-12-02
1666 | 29200000TL | 03483 | EGC040031 | P | 58007340 | 58 | EGTL Spares | Mtce | 76 | 76Z | RING:SEAL,272MM ID | NI/MICROFLON | Pumps-Other : 183-PC-013, EGTL1-SLZ-MEC-DD-831064 PART 41167, API CENTRIFUGAL PUMPS | PC | 3 | 0 | 0 | NO | 11152.9639 | 1844826.5492 | SULZER | 104943190721 | 965069-S-M127 | 01 | 1 | 2BAB |  |  | E0-S.4650.013-X |  |  |  |  | 2012-12-06 | 2022-02-14 | 2014-11-11
1667 | 29200000TL | 03483 | EGC041020 | P | 58007350 | 58 | EGTL Spares | Mtce | 56 | 56Z | NUT:SHAFT,STEEL | 150-PC-002 A/B | *OBS*Fastener-Other : EGTL1-SLZ-MEC-DD-501063 PART 92016 | PC | 2 | 0 | 0 | NO | 315.0833 | 48916.68 | SULZER | 104946205308 | 104946205308 | 01,21,22 | 1 | 2BAB | 2BAB |  | E 9-S.4620.019-X |  |  |  |  | 2012-01-06
1668 | 29200000TL | 03483 | EGC040021 | P | 58007354 | 58 | EGTL Spares | Mtce | 76 | 76Z | SPACER:SLEEVE,79MM DIA,A743 | GR CA6NM, 150-PC-002 A/B | Pumps-Other : EGTL1-SLZ-MEC-DD-501063 PART 52503 | PC | 2 | 0 | 0 | NO | 3394.0338 | 526923.75 | SULZER | 204646611001 | 204646611001 | 00 | 1 | 2BAB |  |  | E 9-S.4620.019-X |  |  |  |  | 2012-01-06
1669 | 29200000TL | 03483 | EGC040021 | P | 58007357 | 58 | EGTL Spares | Mtce | 76 | 76Z | SPACER:SLEEVE,79MM DIA | A743 GR CA6NM, 150-PC-002 A/B | Pumps-Other : EGTL1-SLZ-MEC-DD-501063 PART 52512 | PC | 2 | 0 | 0 | NO | 3487.4805 | 541431.35 | SULZER | 204647207001 | 204647207001 | 00 | 1 | 2BAB |  |  | E 9-S.4620.019-X |  |  |  |  | 2012-01-06
1670 | 29200000TL | 03483 | EGC040010 | P | 58007358 | 58 | EGTL Spares | Mtce | 76 | 76Z | BUSHING:INTERSTAGE,ASTM A743 | GR CA40, 183-PC-013 | Pumps-Other : EGTL1-SLZ-MED-DD-831064 PART 54101 | PC | 5 | 0 | 0 | NO | 1702.038 | 383704.9086 | SULZER | 204647211002 | 204647211002 | 01 | 1 | 2BAB |  |  | E 9-S.4620.019-X |  |  |  |  | 2012-01-06 | 2016-10-12 | 2017-01-17
1671 | 29200000TL | 03483 | EGC041024 | P | 58007359 | 58 | EGTL Spares | Mtce | 87 | 87B | RING: WEAR, 179 MM,ASTM A743 | GR CA40, STATIONARY | Engines - Parts : &quot;EQUIPMENT: API CENTRIFUGAL PUMPS 150-PC-002 A/B EGTL1-SLZ-MEC-DD-501063 PART 50206&quot; | PC | 6 | 0 | 0 | NO | 2122.9184 | 329583.08 | SULZER | 204647213002Q01 | 204647213002Q01 | 01 | 1 | 2BAB |  |  | E 9-S.4620.019-X |  |  |  |  | 2012-01-06
1672 | 29200000TL | 03483 | EGC041012 | P | 58007360 | 58 | EGTL Spares | Mtce | 87 | 87B | RING: WEAR, 79 MM ID,ASTM A743 | GR CA40, STATIONARY | Engines - Parts : &quot;EQUIPMENT: API CENTRIFUGAL PUMPS 150-PC-002 A/B EGTL1-SLZ-MEC-DD-501063 PART 50207&quot; | PC | 3 | 0 | 0 | NO | 2463.1604 | 382405.65 | SULZER | 204647275002Q01 | 204647275002Q01 | 01 | 1 | 2BAB |  |  | E 9-S.4620.019-X |  |  |  |  | 2012-01-06
1673 | 29200000TL | 03483 | EGC041012 | P | 58007361 | 58 | EGTL Spares | Mtce | 87 | 87B | RING: WEAR, 79 MM ID,ASTM A743 | GR CA40, STATIONARY | Engines - Parts : &quot;EQUIPMENT: API CENTRIFUGAL PUMPS 183-PC-013 EGTL1-SLZ-MEC-DD-831064 PART 50207&quot; | PC | 1 | 0 | 0 | NO | 2852.5 | 868586.25 | SULZER | 204647286002 | 204647286002 | 01 | 1 | 2BAB |  |  | E0-S.4650.013-X |  |  |  |  | 2012-01-06 | 2016-10-12 | 2016-12-07
1674 | 29200000TL | 03483 | EGC041014 | P | 58007364 | 58 | EGTL Spares | Mtce | 76 | 76Z | SLEEVE:CENTRIFUGAL PUMP,79 MM | A276T420/U4021QT700 | Pumps-Other : &quot;150-PC-002 A/B EGTL1-SLZ-MEC-DD-501063 PART 52030&quot; | PC | 2 | 0 | 0 | NO | 994.3692 | 154375.82 | SULZER | 204648593001 | 204648593001 | 01 | 1 | 2BAB |  |  | E 9-S.4620.019-X |  |  |  |  | 2012-01-06
1675 | 29200000TL | 03483 | EGC041026 | P | 58007369 | 58 | EGTL Spares | Mtce | 50 | 50Z | BUSHING:INTERSTAGE,ASTM A743 | GR CA40, 150-PC-002 A/B | Bearings & Accessories - All :EGTL1-SLZ-MEC-DD-501063 PART 54101 | PC | 8 | 0 | 0 | NO | 1253.1449 | 194550.74 | SULZER | 204648640002Q01 | 204648640002Q01 | 01 | 1 | 2BAB |  |  | E 9-S.4620.019-X |  |  |  |  | 2012-01-06
1676 | 29200000TL | 03483 | EGC041024 | P | 58007370 | 58 | EGTL Spares | Mtce | 76 | 76Z | SLEEVE:CENTRIFUGAL PUMP,66 MM | A276T420/U4021QT700 | Pumps-Other : &quot;183-PC-013 EGTL1-SLZ-MEC-DD-831064 PART 52001&quot; | PC | 1 | 0 | 0 | NO | 1491.5539 | 231563.74 | SULZER | 204648934002 | 204648934002 | 01 | 1 | 2BAB |  |  | E0-S.4650.013-X |  |  |  |  | 2012-01-06
1677 | 29200000TL | 03483 | EGC041034 | P | 58007380 | 58 | EGTL Spares | Mtce | 76 | 76Z | BUSHING:THROTTLING,ASTM A743 | GR CA40, 183-PC-013 | Pumps-Other : EGTL1-SLZ-MEC-DD-831064 PART 54204 | PC | 1 | 0 | 0 | NO | 5484.6052 | 851484.96 | SULZER | 204653085001 | 204653085001 | 01 | 1 | 2BAB |  |  | E0-S.4650.013-X |  |  |  |  | 2012-01-06
1678 | 29200000TL | 03483 | EGC041034 | P | 58007381 | 58 | EGTL Spares | Mtce | 76 | 76Z | BUSHING:CENTRE,ASTM A743 | GR CA40, 183-PC-013 | Pumps-Other : EGTL1-SLZZ-MEC-DD-831064 PART 54601 | PC | 1 | 0 | 0 | NO | 14761.45 | 4506670.685 | SULZER | 204653086001 | 204653086001 | 01 | 1 | 2BAB |  |  | E0-S.4650.013-X |  |  |  |  | 2012-01-06 | 2016-10-12 | 2016-12-30
1679 | 29200000TL | 03483 | EGC040031 | P | 58007382 | 58 | EGTL Spares | Mtce | 87 | 87B | RING: WEAR, 279 MM ID,ASTM A48 | CL 35B, STATIONARY | Engines - Parts : &quot;EQUIPMENT: API CENTRIFUGAL PUMPS 171-PC-020 A/B EGTL1-SLZ-MEC-DD-711203 PART 50201 OR 50202&quot; | PC | 4 | 0 | 0 | NO | 801.4855 | 124430.63 | SULZER | 104063893001001 | 104063893001001 | 01 | 1 | 2BAB |  |  | E1-S1810.158-X |  |  |  |  | 2012-01-06
1680 | 29200000TL | 03483 | EG1057015 | P | 58007387 | 58 | EGTL Spares | Mtce | 54 | 54A | SEAL: MECHANICAL,38 MM,75 MM | ALLOY C-276 SPRING,O-RING | Seals : CARTRIDGE,BALANCED,SINGLE ARRANGEMENT,RESIN IMPREGNATED CARBON,SELF SINTERED SILICON CARBIDE ROT FACE,316 STAINLESS STEEL HARDWARE,NITRILE RUBBER GASKET, BSTHN171-PC-001 A/BJOHN CRANE Seal Drawing # G/C3888SEAL TYPE GRD102730050. | EA | 3 | 0 | 0 | NO | 6129.8523 | 951641.4453 | JOHN CRANE | G/C3888 | G/C3888 | 01,22 | 1 | 2BAB | 1BBB |  | E1-S1810.158-X |  |  |  |  | 2012-01-06 |  | 2013-11-26
1681 | 29200000TL | 03483 | EG1060005 | P | 58007388 | 58 | EGTL Spares | Mtce | 54 | 54A | SEAL: MECHANICAL,48 MM,90 MM | ALLOY C-276 SPRING,O-RING | Seals : CARTRIDGE,BALANCED,SINGLE ARRANGEMENT,RESIN IMPREGNATED CARBON,SELF SINTERED SILICON CARBIDE ROT FACE,316 STAINLESS STEEL HARDWARE,MEDIUM NITRILE RUBBER GASKET, BSTHN171-PC-010"G/C3898. | EA | 2 | 0 | 0 | NO | 6652.3297 | 1032754.5179 | JOHN CRANE | G/C3898 | G/C3898 | 01,22 | 1 | 2BAB | 1BBB |  | E1-S1810.158-X |  |  |  |  | 2012-01-06 | 2017-01-09 | 2013-11-26
1682 | 29200000TL | 03483 | EG1060010 | P | 58007389 | 58 | EGTL Spares | Mtce | 54 | 54A | SEAL: MECHANICAL,38 MM,75 MM | ALLOY C-276 SPRING,O-RING | Seals : CARTRIDGE,BALANCED,SINGLE ARRANGEMENT,RESIN IMPREGNATED CARBON,SELF SINTERED SILICON CARBIDE ROT FACE,316 STAINLESS STEEL HARDWARE,MEDIUM NITRILE RUBBER GASKET,BSTHN171-PC-020"G/C3892. | EA | 3 | 0 | 0 | NO | 6129.8523 | 951641.4453 | JOHN CRANE | G/C3892 | G/C3892 | 01,22 | 1 | 2BAB | 1BBB |  | E1-S1810.158-X |  |  |  |  | 2012-01-06 |  | 2013-11-26
1683 | 29200000TL | 03483 | EGC041018 | P | 58007392 | 58 | EGTL Spares | Mtce | 87 | 87B | RING: WEAR,279MM ID,11-13CR | ASTM A743GR CA15, IMPELLER | Engines - Parts : &quot;183-PC-002 183-PC-001 A/B EGTL1-SLZ-MEC-DD-831771 PART 503.01 OR 503.02&quot; | EA | 4 | 0 | 0 | NO | 1783.8745 | 276946.51 | SULZER | 75925M3944Z0 | 75925M3944Z0 | 01 | 1 | 2BAB |  |  | CS0569196 - 05 |  |  |  |  | 2012-01-06 | 2016-05-09
1684 | 29200000TL | 03483 | EGC040018 | P | 58007393 | 58 | EGTL Spares | Mtce | 87 | 87B | RING: WEAR,279MM ID,11-13CR | ASTM A743 GR CA15(H)STATIONARY | Engines - Parts : &quot;EQUIPMENT: API CENTRIFUGAL PUMPS 183-PC-002 183-PC-001 A/B EGTL1-SLZ-MEC-DD-831771 PART 502.01 OR 502.02&quot; | EA | 7 | 0 | 0 | NO | 1421.7201 | 220776.03 | SULZER | 7592MR4332Z0 | 7592MR4332Z0 | 01 | 1 | 3 |  |  | CS0569196 - 05 |  |  |  |  | 2012-01-06 | 2016-04-18
1685 | 29200000TL | 03483 | EGC040017 | P | 58007394 | 58 | EGTL Spares | Mtce | 76 | 76Z | SEAL: LABYRINTH,48 MM SHAFT OD | 32MM WD,115 MM,BRZ ROT ELEMENT | Pumps-Other : &quot;VITON ELASTOMER, RING INPRO OM32 183-PC-002 EGTL1-SLZ-MEC-DD-831771 PART 423.01 OR 423.02&quot; | PC | 2 | 0 | 0 | NO | 3312.5674 | 514276.09 | SULZER | 6658ISL43OM3255Z | 6658ISL43OM3255Z | 01,22 | 1 | 3 |  |  | CS0569196 - 05 |  |  |  |  | 2012-01-06 | 2016-04-18
1686 | 29200000TL | 03483 | EGC040017 | P | 58007395 | 58 | EGTL Spares | Mtce | 76 | 76Z | SEAL: LABYRINTH,48 MM SHAFT OD | 32MM WD,115 MM,BRZ ROT ELEMENT | Pumps-Other : &quot;VITON ELASTOMER, RING INPRO 0M32 183-PC-002 EGTL1-SLZ-MEC-DD-831771 PART 423.01 OR 423.02&quot; | EA | 2 | 0 | 0 | NO | 2681.2028 | 416256.74 | SULZER | 6658ISL43OM3260Z | 6658ISL43OM3260Z | 01,22 | 1 | 3 |  |  | CS0569196 - 05 |  |  |  |  | 2012-01-06 | 2016-04-18
1687 | 29200000TL | 03483 | EG1060010 | P | 58007396 | 58 | EGTL Spares | Mtce | 54 | 54A | SEAL: MECHANICAL,58 MM,115 MM | ALLOY 718 (UNS NO7718) GASKET | Seals : CARTRIDGE,BALANCED,SINGLE ARRANGEMENT,CARBON,SILICON CARBIDE ROT FACE,316 STAINLESS STEEL HARDWARE,ALLOY C-2726 SPRING,BELLOWS,BSARN183-PC-002JOHN CRANE Seal Drawing # G/C4642. | EA | 1 | 0 | 0 | NO | 19760.4569 | 4710144.0058 | JOHN CRANE | G/C4642 | G/C4642 | 01,22 | 1 | 2BAB | 1BBB |  | CS0569196 - 06 |  |  |  |  | 2012-01-06 | 2024-09-08 | 2018-02-09 |  |  | -1 | 1
1688 | 29200000TL | 03483 | EG1060010 | P | 58007397 | 58 | EGTL Spares | Mtce | 54 | 54A | SEAL: MECHANICAL,58 MM,115 MM | ALLOY C-276 SPRING,STATIC SEAL | Seals : CARTRIDGE,BALANCED,SINGLE STATIONARY BELLOWS ARRANGEMENT,CARBON,SILICON CARBIDE ROT FACE,316 STAINLESS STEEL HARDWARE,FLEXIBLE GRAPHITE GASKE, BSARN183-PC-001 A/BJOHN CRANE Seal Drawing # G/C5941. | EA | 1 | 0 | 0 | NO | 20542.9075 | 3189184.881 | JOHN CRANE | G/C5941 | G/C5941 | 01,22 | 1 | 2BAB | 1BBB | [5 empty] | BNL3713 | 2012-01-06 | 2022-10-17 | 2013-11-26
1689 | 29200000TL | 03483 | EG1060010 | P | 58007398 | 58 | EGTL Spares | Mtce | 54 | 54A | SEAL: MECHANICAL,38 MM,55.8 MM | ALLOY C-276 SPRING,O-RING | Seals : CARTRIDGE,BALANCED,SINGLE ARRANGEMENT,ANTIMONY CARBON,SILICON CARBIDE ROT FACE,316 STAINLESS STEEL HARDWARE,FLUOROELASTOMER GASKETBSAFN150-PC-008 A/BJOHN CRANE Seal Drawing # G/C3549. | EA | 2 | 0 | 0 | NO | 10023.9851 | 1556200.8875 | JOHN CRANE | G/C3549 | G/C3549 | 01,22 | 1 | 2BAB | 1BBB | [6 empty] | 2012-01-06 | 2017-04-20 | 2013-11-26
1690 | 29200000TL | 03483 | EGC040033 | P | 58007399 | 58 | EGTL Spares | Mtce | 14 | 14C | THERMOMETER:DIAL, 0-100 DEG C | 60 MM STEM LG,1/4 IN DIAL DIA | Flow Measuring Instruments : &quot;1/2 IN NPT,EXTERNAL,BIMETAL,FOR LEFA OILSYSTEM MISC 150-PC-002 A/B EGTL1-SLZ-MEC-GA-501008&quot; | EA | 1 | 0 | 0 | NO | 214.29 | 65424.8799 | ASSHCRROFT THERMOMETER | 50-EL-L-060-E-280-0/100 | LOS102728050001 | 00 | 1 | 1BAA | 1BBB |  | EGTL1-SLZ-MEC-GA-501008 |  |  | 50-EL-L-060-E-280-0/100 |  | 2012-01-06 | 2017-05-08 | 2018-03-03
1691 | 29200000TL | 03483 | EGC040025 | P | 58007400 | 58 | EGTL Spares | Mtce | 14 | 14Z | TRANSMITTER:PRESSURE,40BAR INP | 5-100 MBAR OUTPUT,12VDC SUPPLY | Instruments - Other & Parts : &quot;1/4 IN NPT,150-PC-002 A/B EGTL1-SLZ-MEC-DD-501008 PART 8&quot; | PC | 1 | 0 | 0 | NO | 18418.5935 | 2859486.64 | LEFA | LOS102728050002 | LOS102728050002 | 05 | 1 | 1BAA |  |  | 700852/700855 |  |  |  |  | 2012-01-06
1692 | 29200000TL | 03483 | EGC040012 | P | 58007403 | 58 | EGTL Spares | Mtce | 66 | 66H | VALVE:RELIEF,SAFETY,9.0BAR SET | 1/2 IN,150 LBS RF FLANGE INLET | Valve-Safety Relief : &quot;1/2 IN,150 LBS RF FLANGE OUTLET,800 BAR,SS 316L BODY,SS 316L,SPRING LOADED OPERATED,-50 TO 150 DEGC,SS 316,150-PC-002 A/B EGTL1-SLZ-MEC-GA-501008&quot; | PC | 1 | 0 | 0 | NO | 5449.8622 | 846091.11 | LEFA | LOS102728050005 | LOS102728050005 | 02 | 1 | 2BAB |  |  | 700852/700855 |  |  |  |  | 2012-01-06
1693 | 29200000TL | 03483 | EGC041031 | P | 58007404 | 58 | EGTL Spares | Mtce | 66 | 66P | VALVE:FLOW,3/4 IN | 0.34 TO 19 BAR,3/4 IN NPT | Valve - Control : &quot;SS 316 BODY,SS 316,BACKPRESSURE REGULATOR OPERATED,-40 TO 450 DEG F,VITON MEMBRANE,BOLTED FLANGE,STRAIGH, INCL IMPULSE PIPE, MISC 150-PC-002 A/B EGTL1-SLZ-MEC-GA-501008&quot; | PC | 1 | 0 | 0 | NO | 17762.0702 | 2757561.4 | LEFA | LOS102728050006 | LOS102728050006 | 02 | 1 | 1BAA |  |  | 700852/700855 |  |  |  |  | 2012-01-06
1694 | 29200000TL | 03483 | EGC034022 | P | 58007405 | 58 | EGTL Spares | Mtce | 14 | 14C | THERMOMETER:RESISTANCE,-50 TO | 450 DEG C RANGE,1.0°C,225 MM | Flow Measuring Instruments : &quot;IMMERSION LENGTH X 1/2IN NPT CONNECTIONS, MISC 150-PC-002 A/B EGTL1-SLZ-MEC-GA-501008 PART 21&quot; | PC | 1 | 0 | 0 | NO | 16900.6829 | 2623831.02 | LEFA | LOS102728050007 | LOS102728050007 | 00 | 1 | 1BAA |  |  | 700852/700855 |  |  |  |  | 2012-01-06
1695 | 29200000TL | 03483 | EGC041019 | P | 58007410 | 58 | EGTL Spares | Mtce | 14 | 14Z | TRANSMITTER: PRESSURE | 160BAR INPUT,50-500MBAR OUTPUT | Instruments - Other & Parts : &quot;12VDC SUPPLY,1/4 IN NPT150-PC-002 A/B EGTL1-SLZ-MEC-GA-501008 PART 36, 150-PC-002 A/B &quot; | PC | 1 | 0 | 0 | NO | 17493.7103 | 2715898.53 | LEFA | LOS102728050012 | LOS102728050012 | 05 | 1 | 1BAA |  |  | 700852/700855 |  |  |  |  | 2012-01-06
1696 | 29200000TL | 03483 | EGC041031 | P | 58007411 | 58 | EGTL Spares | Mtce | 14 | 14Z | GAUGE:MANOMETER DURAGUAGE | 150-PC-002 A/B | *OBS*Gage&Parts-Pres : EGTL1-SLZ-MEC-DD-501063 PART NO BELOW NOT SHOWN ON DRAWING | PC | 2 | 0 | 0 | NO | 1483.1676 | 230261.77 | LEFA | LOS102728050013 | LOS102728050013 | 05 | 1 | 1BAA | 1BAA |  | 700852/700855 |  |  |  |  | 2012-01-06
1697 | 29200000TL | 03483 | EGC041031 | P | 58007414 | 58 | EGTL Spares | Mtce | 66 | 66H | VALVE: RELIEF,SAFETY,3.5 BARS | SET,3/4 IN,150 LB FLANGE INLET | Valve-Safety Relief : &quot;1 IN,150 LB FLANGE OUTLET,800 BAR,SS 316L BODY,SS 316L,SPRING LOADED OPERATED,-50 TO 150 DEG C,SS 316L,150-PC-002 A/B EGTL1-SLZ-MEC-DD-501008&quot; | PC | 1 | 0 | 0 | NO | 10279.1422 | 1595836.83 | LEFA | LOS102728050016 | LOS102728050016 | 02 | 1 | 1BAA |  |  | 700852/700855 |  |  |  |  | 2012-01-06
1698 | 29200000TL | 03483 | EGC041025 | P | 58007415 | 58 | EGTL Spares | Mtce | 14 | 14C | THERMOMETER:DIAL,0 TO 100DEG C | RANGE,222 MM STEM LG,1/4 IN | Flow Measuring Instruments : &quot;DIAL DIA,1/2 IN NPT,EXTERNAL,BIMETAL, MISC 150-PC-002 A/B EGTL1-SLZ-MEC-GA-501008&quot; | PC | 1 | 0 | 0 | NO | 2207.9789 | 342788.73 | LEFA | LOS102728050017 | LOS102728050017 | 00 | 1 | 1BAA |  |  | 700852/700855 |  |  |  |  | 2012-01-06
1699 | 29200000TL | 03483 | EGC040020 | P | 58007417 | 58 | EGTL Spares | Mtce | 54 | 54D | O-RING SET:API PC | MISC, 150-PC-002 A/B | *OBS*GS&P-O-Rings : EGTL1-SLZ-MEC-DD-501063 PART NO NOT SHOWN ON DRAWING | PC | 1 | 0 | 0 | NO | 1139.3315 | 176881.21 | LEFA | LOS102728050019 | LOS102728050019 | 01 | 1 | 2BAB | 2BAB |  | 700852/700855 |  |  |  |  | 2012-01-06
1700 | 29200000TL | 03483 | EGC039018 | S | 58007418 | 58 | EGTL Spares | Mtce | 54 | 54A | SPRING:CENTRIFUGAL PUMP | ALLOY C276,500 FRAME, MISC | Gaskets : &quot;0195890-30, 0186644-130 177-PC-001 A-M/B-M EGTL1-SLZ-MEC-DS-771932, 500 FRAME&quot; | PC | 2 | 0 | 0 | NO | 92.2419 | 14321.61 | SIEMENS | 52-157-400-001 | MOT102728100001 | 01 | 1 | 2BAB |  |  | 52410450403 |  |  |  |  | 2012-01-06
1701 | 29200000TL | 03483 | EGC041017 | P | 58007419 | 58 | EGTL Spares | Mtce | 76 | 76Z | RING:OIL,58MM,VITON | MISC, 177-PC-001A-M/B-M | Pumps-Other : &quot;EGTL1-SLZ-MEC-DS-771932 0195890-30, 0186644-130 EQUIPMENT: API CENTRIFUGAL PUMPS&quot; | PC | 6 | 0 | 0 | NO | 255.1815 | 39616.93 | SIEMENS | 52-255-001-001 | MOT102728100002 | 01 | 1 | 2BAB |  |  | 52410450403 |  |  |  |  | 2012-01-06
1702 | 29200000TL | 03483 | EG1012014 | P | 58007420 | 58 | EGTL Spares | Mtce | 50 | 50Z | BEARING:SLEEVE,BUSHING ASSY | 177-PC-001 A-M/B-M | Bearings & Accessories - All :&quot;183-PC-013-M EGTL1-SLZ-MEC-DS-771932&quot; | AS | 1 | 0 | 0 | NO | 12138.4929 | 1884501.02 | SIEMENS | 52-354-033-501 | MOT102728100003 | 01,21,22 | 1 | 2BAB |  |  | 52410450403 |  |  |  |  | 2012-01-06 | 2024-09-23 |  |  |  | -1 | 1
1703 | 29200000TL | 03483 | EGC041011 | P | 58007424 | 58 | EGTL Spares | Mtce | 56 | 56Z | COMPOUND: SEALING | 177-PC-001 A-M/B-M | Fasteners / Hardware : EGTL1-SLZ-MEC-DS-771932 | PC | 2 | 1 | 2 | NO | 219.2405 | 34037.08 | SIEMENS | 53-688-487-001 | MOT102728100005 | 01 | 1 | 2BAB |  |  | 52410450403 |  |  |  |  | 2012-01-06
1704 | 29200000TL | 03483 | EGC041035 | P | 58007425 | 58 | EGTL Spares | Mtce | 53 | 53A | CAP:END | 174-PC-001 A-M/B-M/C-M | Fittings - Pipe - Carbon Steel :EGTL1-SLZ-MEC-DS-741381 | PC | 2 | 1 | 2 | NO | 3698.3348 | 574166.47 | SIEMENS | 58-351-300-004 | MOT102731050001 | 01 | 1 | 2BAB |  |  | 58410600405 |  |  |  |  | 2012-01-06
1705 | 29200000TL | 03483 | EG1057005 | P | 58007426 | 58 | EGTL Spares | Mtce | 50 | 50Z | BEARING:BALL,STEEL | 174-PC-001A-M/B-M/C-M | Bearings & Accessories - All :EGTL1-SLZ-MEC-DS-741381, STEEL | PC | 3 | 0 | 0 | NO | 1004.6267 | 307856.7774 | SIEMENS | 5SKF 6234 M/C3 | 5SKF 6234 M/C3 | 01,21,22 | 1 | 2BAB |  |  | 58410600405 |  |  |  |  | 2012-01-06 | 2019-04-26 | 2019-08-11
1706 | 29200000TL | 03483 | EGC040011 | P | 58007427 | 58 | EGTL Spares | Mtce | 14 | 14Z | GAUGE:OIL | 150-PC-002 A-M/B-M | *OBS*Gage&Parts-LiqL : EGTL1-SLZ-MEC-DS-501051 | PC | 2 | 1 | 2 | NO | 4776.5664 | 741561.94 | SIEMENS | 58-259-629-501 | MOT102731050003 | 05 | 1 | 2BAB | 2BAB |  | 58410600405 |  |  |  |  | 2012-01-06
1707 | 29200000TL | 03483 | EG1057005 | P | 58007428 | 58 | EGTL Spares | Mtce | 50 | 50Z | BEARING:BALL | 174-PC-001A-M/B-M/C-M | Bearings & Accessories - All :EGTL1-SLZ-MEC-DS-741381 | PC | 2 | 1 | 2 | NO | 1457.16 | 446529.5866 | SIEMENS | SKF 7330 BCBM | SKF 7330 BCBM | 01,21,22 | 1 | 2BAB |  |  | 58410600405 |  |  |  |  | 2012-01-06 | 2019-04-19 | 2019-05-21
1708 | 29200000TL | 03483 | EGC021015 | P | 58007490 | 58 | EGTL Spares | Mtce | 51 | 51C | SOCKET: ELECTRICAL,RELAY,PIN | 11 CONTACT, PC STAG - DIN RAIL | Electric Components - Motor / Generator :P&B, TYPE KU, SAME AS MAGNECRAFT 70-463-1, USE 27E893, 10952-05, POTTER & BRUMFIELD PART NO SHOWN BELOW | EA | 1 | 0 | 0 | NO | 12.0046 | 1864.68 | POWELL | 27E893 | 27E893 | 01,10,22 | 1 | 2CAC |  |  | 1095205000.MTL |  |  |  |  | 2012-03-07
1709 | 29200000TL | 03483 | EGC045009 | P | 58007502 | 58 | EGTL Spares | Mtce | 66 | 66G | STEM: VALVE 1.164 IN DIA | 1-7/8 IN LG,416 HT SS/316 SS | Valve-Plug : PLUG, BAL (CONTROL VALVES) | EA | 1 | 0 | 0 | NO | 1295.0001 | 201035.81 | FISHER CONTROLS | 20A4103X052 |  | 01,02,22 | 1 |  | 2BBC |  | FORM 5081 |  |  |  |  | 2012-01-06
1710 | 29200000TL | 03483 | EGC003033 | P | 58007503 | 58 | EGTL Spares | Mtce | 66 | 66G | STEM: VALVE 5.098 IN DIA | 5.19 IN LG,420 HT SS/316 SS | Valve-Plug : PLUG, CAV III (CONTROL VALVES) | EA | 1 | 0 | 1 | NO | 13421 | 4106826 | FISHER CONTROLS | 20B7504X032 |  | 01,02,22 | 1 | 1AXX |  |  | FORM 5081 |  |  |  |  | 2012-01-06 | 2017-11-06 | 2018-10-09
1711 | 29200000TL | 03483 | EG1008017 | P | 58007504 | 58 | EGTL Spares | Mtce | 66 | 66Z | SEAT: VALVE 3 IN, 2-3/16 IN | S44004/HT 2A6 | Valve - Actuator & Positioner: RING, NOTCHFLO, (CONTROL VALVES) | EA | 1 | 0 | 0 | NO | 712.5024 | 110616 | FISHER CONTROLS | 20C1449X012 |  | 01,22 | 1 |  | 1BBB |  | D103211X012 |  |  |  |  | 2012-01-06
1712 | 29200000TL | 03483 | EG1023001 | P | 58007511 | 58 | EGTL Spares | Mtce | 66 | 66G | ASSEMBLY:PLUG,STEM,RING & CAGE | 1 IN, 17-4 SS/NIT50/ALLOY 6 | Valve-Plug : CONTROL VALVES | EA | 1 | 0 | 0 | NO | 10837.5008 | 1682522 | FISHER CONTROLS | 21B5551X062 |  | 01,22 | 1 |  | 2BBB |  | D100397X012 |  |  |  |  | 2012-01-06
1713 | 29300000TL | 03483 | EG1025005 | S | 58007514 | 58 | EGTL Spares | Mtce | 66 | 66Z | RING: BACK-UP 4-3/8 IN | PEEK/CARBON 30A8 | Valve - Actuator & Positioner: ANTI-EXTRUSION (CONTROL VALVES) | EA | 1 | 0 | 1 | YES | 1197.33 | 490487.8731 | FISHER CONTROLS | 21B9341X012 |  | 01,22 | 1 | 1AXX | 1BBB |  | FORM 5081 |  |  |  |  | 2019-11-01 |  | 2021-08-03
1714 | 29200000TL | 03483 | EG1008017 | P | 58007519 | 58 | EGTL Spares | Mtce | 66 | 66G | PLUG: VALVE 2 IN | S41600 FGS 2B8 | Valve-Plug : CONTROL VALVES | EA | 1 | 0 | 0 | NO | 936.7472 | 145430 | FISHER CONTROLS | 22B4236X012 |  | 01,02,22 | 1 |  |  |  | FORM 5299 |  |  |  |  | 2012-01-06
1715 | 29200000TL | 03483 | EG1008010 | P | 58007520 | 58 | EGTL Spares | Mtce | 66 | 66Z | RING: BACK-UP 1 IN | PEEK/CARBON 30A8 | Valve - Actuator & Positioner: ANTI-EXTRUSION (CONTROL VALVES) | EA | 2 | 0 | 0 | NO | 352.57 | 107657.2495 | FISHER CONTROLS | 22B5757X012 |  | 01,22 | 1 |  | 1BBB |  | D103211X012 |  |  |  |  | 2012-01-06 | 2017-04-28 | 2017-04-29
1716 | 29200000TL | 03483 | EG1002012 | P | 58007522 | 58 | EGTL Spares | Mtce | 66 | 66Z | SEAT: VALVE 1 IN, | 3/8 IN, S41600 FGS 2B8 | Valve - Actuator & Positioner: RING (CONTROL VALVES) | EA | 2 | 0 | 0 | NO | 267.0016 | 41452 | FISHER CONTROLS | 22B6021X012 |  | 01,22 | 1 |  | 1BBB |  | FORM 5299 |  |  |  |  | 2012-01-06
1717 | 29200000TL | 03483 | EG1008017 | P | 58007523 | 58 | EGTL Spares | Mtce | 76 | 76Z | CAGE: VALVE GLOBE, 1 IN, | 1 IN X 3/4 IN, S17400 H1075 | Pumps-Other : QO (CONTROL VALVES) | EA | 2 | 0 | 0 | NO | 462.7504 | 71842 | FISHER CONTROLS | 22B6047X012 |  | 02,21,22 | 1 |  |  |  | FORM 5299 |  |  |  |  | 2012-01-06 | 2025-06-09 |  | -1 | 1
1718 | 29200000TL | 03483 | EG1002012 | P | 58007524 | 58 | EGTL Spares | Mtce | 66 | 66Z | SEAT: VALVE 3 IN, | 2-7/8 IN,316 SS 20B64/COCRA | Valve - Actuator & Positioner: RING (CONTROL VALVES) | EA | 1 | 0 | 0 | NO | 882.0032 | 136931 | FISHER CONTROLS | 22B6095X012 |  | 01,22 | 1 |  | 1BBB |  | FORM 5299 |  |  |  |  | 2012-01-06
1719 | 29200000TL | 03483 | EG1008017 | P | 58007525 | 58 | EGTL Spares | Mtce | 66 | 66Z | SEAT: VALVE 3 IN | 2-1/2 IN, S44004/HT 2A6 | Valve - Actuator & Positioner: RING (CONTROL VALVES) | EA | 1 | 0 | 0 | NO | 1376.2512 | 213663 | FISHER CONTROLS | 22B6096X012 |  | 01,22 | 1 | 1AXX | 1BBB |  | FORM 5299 |  |  |  |  | 2012-01-06 | 2019-10-24
1720 | 292000TLDE | 03483 | EG1025016 | P | 58007531 | 58 | EGTL Spares | Mtce | 76 | 76F | VALVE: GLOBE 6 IN NPS, CAGE | 6 IN, 300# ETCAVIII(2 STAGE) | NPS 6, 300# ETCAVIII (2 STAGE) (WITHOUT ACT.) WITH PROCESS LEVEL CHEVRON, ASSY, CAVIII (CONTROL VALVES) (5-3/8 IN X 4 IN, S17400 H1075) | EA | 1 | 0 | 0 | NO | 0 | 0 | EMERSON / FISHER CONTROLS | 0017883584/23A5804X012 |  | 02,21,22 | 1 | 1AXX | 0AAA |  | EGTL1-MGN-INS-DS-830306 |  |  |  |  | 2025-10-20 |  |  | 1 | 1
1721 | 29200000TL | 03483 | EG1008002 | P | 58007532 | 58 | EGTL Spares | Mtce | 66 | 66P | SEAT: VALVE 4 IN | 2-7/8 IN, ALLOY 6B 31A2 | Valve - Control : RING (CONTROL VALVES) | EA | 1 | 1 | 2 | NO | 8027.355 | 1454199.8927 | FISHER CONTROLS | 23A5813X042 |  | 01,22 | 1 |  |  |  | FORM 5081 |  |  |  |  | 2012-01-06 | 2020-10-19 | 2015-05-18
1722 | 29300000TL | 03483 | EG1002019 | P | 58007537 | 58 | EGTL Spares | Mtce | 66 | 66Z | SEAT: VALVE 3 IN, | 2-7/8 IN, SA564 S17400 H900 | Valve - Actuator & Positioner: RING (CONTROL VALVES) | EA | 1 | 0 | 1 | YES | 1996.25 | 829222.2875 | FISHER CONTROLS | 23A9450X012 |  | 01,22 | 1 |  | 1BBB |  | FORM 5081 |  |  |  |  | 2019-11-01 |  | 2021-12-23
1723 | 29200000TL | 03483 | EG1025003 | P | 58007538 | 58 | EGTL Spares | Mtce | 66 | 66G | STEM: VALVE 2-3/8 IN DIA, | 4-3/32 IN LG,420 HT SS/316 SS | Valve-Plug : PLUG, CAV III (CONTROL VALVES) | EA | 2 | 0 | 0 | NO | 3367.4976 | 522804 | FISHER CONTROLS | 23A9452X012 |  | 01,02,22 | 1 |  | 2BBB |  | FORM 5081 |  |  |  |  | 2012-01-06
1724 | 29300000TL | 03483 | EGC042002 | P | 58007539 | 58 | EGTL Spares | Mtce | 76 | 76F | CAGE: VALVE GLOBE, 3 IN, | 2-7/8 IN X 3 IN,S17400 H1075 | Pump - Centrifugal - Parts : ASSY, CAVIII (CONTROL VALVES) | EA | 1 | 0 | 1 | YES | 14346.45 | 6256773.774 | FISHER CONTROLS | 23A9453X022 |  | 02,21,22 | 1 |  |  |  | FORM 5081 |  |  |  |  | 2019-11-01 |  | 2022-03-08
1725 | 29200000TL | 03483 | EG1022002 | P | 58007542 | 58 | EGTL Spares | Mtce | 66 | 66Z | SEAT: VALVE 6 IN | 4-3/8 IN, S41600 FGS 2B8 | Valve - Actuator & Positioner: RING (CONTROL VALVES) | EA | 1 | 0 | 0 | NO | 2190.0032 | 339998 | FISHER CONTROLS | 23B0095X012 |  | 01,22 | 1 | 1AXX | 1BBB |  | FORM 5299 |  |  |  |  | 2012-01-06 | 2021-02-07
1726 | 29200000TL | 03483 | EG1002012 | P | 58007545 | 58 | EGTL Spares | Mtce | 66 | 66Z | SEAT: VALVE 2 IN | 1 IN, S41600 FGS 2B8 | Valve - Actuator & Positioner: RING (CONTROL VALVES) | EA | 2 | 0 | 0 | NO | 589.5008 | 91520 | FISHER CONTROLS | 23B0176X012 |  | 01,22 | 1 |  | 1BBB |  | FORM 5299 |  |  |  |  | 2012-01-06
1727 | 29200000TL | 03483 | EG1003011 | P | 58007548 | 58 | EGTL Spares | Mtce | 66 | 66Z | SEAT: VALVE 3 IN | 3-7/16 IN, 410/416HT SS 20B64 | Valve - Actuator & Positioner: RING (CONTROL VALVES) | EA | 2 | 0 | 0 | NO | 282.7504 | 43897 | FISHER CONTROLS | 23B6127X012 |  | 01,22 | 1 |  | 1BBB |  | FORM 5081 |  |  |  |  | 2012-01-06
1728 | 29200000TL | 03483 | EG1010012 | P | 58007552 | 58 | EGTL Spares | Mtce | 50 | 50Z | BEARING:CONTROL VALVE,2 IN | ROTARY, VEE-BALL SERIES | Bearings & Accessories - All :ALLOY 6B/SILVER/METAL (CONTROL VALVES) | EA | 1 | 0 | 0 | NO | 527.7595 | 81929.38 | FISHER CONTROLS | 23B6683X012 |  | 01,21,22 | 1 |  |  |  | FORM 5290 |  |  |  |  | 2012-01-06
1729 | 29200000TL | 03483 | EG1008010 | P | 58007553 | 58 | EGTL Spares | Mtce | 66 | 66F | SEAT: VALVE 2 IN | 1-1/2 IN, S44004/HT 2A6 | Valve - Parts & Accessories :LINER (CONTROL VALVES) | EA | 1 | 0 | 0 | NO | 3337.5008 | 518147 | FISHER CONTROLS | 23B7146X012 |  | 01,22 | 1 |  | 2BBB |  | FORM 5299 |  |  |  |  | 2012-01-06
1730 | 29200000TL | 03483 | EGC045009 | P | 58007554 | 58 | EGTL Spares | Mtce | 66 | 66F | SEAT: VALVE 2 IN | 1-1/2 IN, R30006 FMS 31A1 | Valve - Parts & Accessories :LINER (CONTROL VALVES) | EA | 1 | 0 | 0 | NO | 4001.3626 | 621171.53 | FISHER CONTROLS | 23B7146X022 |  | 01,22 | 1 |  | 2BBC |  | FORM 5299 |  |  |  |  | 2012-01-06
1731 | 29200000TL | 03483 | EG1003006 | P | 58007555 | 58 | EGTL Spares | Mtce | 66 | 66Z | SEAT: VALVE 8 IN | 4-3/8 INCH,316 SS 20B64/COCRA | Valve - Actuator & Positioner: RING (CONTROL VALVES) | EA | 1 | 0 | 0 | NO | 2550.0032 | 395888 | FISHER CONTROLS | 23B8103X012 |  | 01,22 | 1 |  | 1BBB |  | FORM 2376 |  |  |  |  | 2012-01-06
1732 | 29200000TL | 03483 | EG1024002 | P | 58007556 | 58 | EGTL Spares | Mtce | 54 | 54D | SEAL:C,7 IN, N07718 HT 19B5 | CONTROL VALVES | *OBS*GS&P-O-Rings : | EA | 1 | 0 | 0 | NO | 1119.7488 | 173841 | FISHER CONTROLS | 23B9182X012 |  | 01,22 | 1 |  | 2BAB |  | D100390X012 |  |  |  |  | 2012-01-06
1733 | 29200000TL | 03483 | EG1022006 | P | 58007558 | 58 | EGTL Spares | Mtce | 66 | 66G | STEM: VALVE 1-5/8 IN DIA | 2-23/32 IN LG,420 HT SS/316 SS | Valve-Plug : G&P, PLUG, CAV III, (CONTROL VALVES) | EA | 1 | 0 | 0 | NO | 3652.5024 | 567051 | FISHER CONTROLS | 24A3038X022 |  | 01,02,22 | 1 |  |  |  | FORM 5081 |  |  |  |  | 2012-01-06
1734 | 29200000TL | 03483 | EG1003006 | P | 58007559 | 58 | EGTL Spares | Mtce | 66 | 66Z | SEAT: VALVE 1 IN | 1 IN,S17400 H900 | Valve - Actuator & Positioner: RING (CONTROL VALVES) | EA | 2 | 0 | 0 | NO | 1396.34 | 345715.1846 | FISHER CONTROLS | 24A5231X012 |  | 01,22 | 1 |  | 1BBB |  | FORM 5081 |  |  |  |  | 2012-01-06 | 2018-05-16 | 2018-05-17
1735 | 29200000TL | 03483 | EG1021002 | P | 58007560 | 58 | EGTL Spares | Mtce | 66 | 66G | STEM: VALVE 9/16 IN DIA | 2-15/16 IN LG,420 HT SS/316 SS | Valve-Plug : PLUG, CAV III (CONTROL VALVES) | EA | 2 | 0 | 0 | NO | 2708.8478 | 828763.2709 | FISHER CONTROLS | 24A5265X022 |  | 01,02,22 | 1 |  |  |  | FORM 5081 |  |  |  |  | 2012-01-06 | 2018-05-16 | 2018-05-17
1736 | 29200000TL | 03483 | EGC013010 | P | 58007561 | 58 | EGTL Spares | Mtce | 66 | 66P | STEM: VALVE 2-1/4 IN DIA | 5-3/32 IN LG, 316 SS | Valve - Control : PLUG, ASSY, #6 (CONTROL VALVES) | EA | 1 | 1 | 2 | NO | 4070.4447 | 736571.4099 | FISHER CONTROLS | 24A5292X032 |  | 01,02,22 | 1 |  |  |  | FORM 5081 |  |  |  |  | 2012-01-06 | 2020-10-19 | 2015-05-18
1737 | 29200000TL | 03483 | EG1003006 | P | 58007562 | 58 | EGTL Spares | Mtce | 76 | 76F | CAGE: VALVE GLOBE,1 IN, | 1 IN X 1 IN, S17400 H1075 | Pump - Centrifugal - Parts : ASSY, CAVIII (CONTROL VALVES) | EA | 2 | 0 | 0 | NO | 8448.455 | 2112608.9753 | FISHER CONTROLS | 24A5558X012 |  | 02,21,22 | 1 |  |  |  | FORM 5081 |  |  |  |  | 2012-01-06 | 2018-05-16 | 2018-05-17
1738 | 29200000TL | 03483 | EGC036030 | P | 58007563 | 58 | EGTL Spares | Mtce | 76 | 76F | CAGE: 2 IN GLOBE VALVE | 410/416 SS 20B64,WHISPER III,A | Pump - Centrifugal - Parts : | EA | 2 | 0 | 0 | NO | 792 | 122958 | FISHER | 24A5707X012 |  | 02,21,22 | 1 | 1BAA |  |  | FORM 5084 |  |  |  |  | 2012-03-07
1739 | 29200000TL | 03483 | EGC045001 | P | 58007565 | 58 | EGTL Spares | Mtce | 66 | 66Z | SEAT: VALVE 3 IN | 2-5/16 IN,S41600 FGS 2B8 | Valve - Actuator & Positioner: RING (CONTROL VALVES) | EA | 3 | 0 | 0 | NO | 1463.1624 | 227141.33 | FISHER CONTROLS | 24B3904X012 |  | 01,22 | 1 | 1AXX | 1BBB |  | FORM 5081 |  |  |  |  | 2012-01-06
1740 | 29200000TL | 03483 | EG1008004 | P | 58007566 | 58 | EGTL Spares | Mtce | 66 | 66Z | SEAT: VALVE 3 IN | 2-5/16 IN, 316 SS 20B64/COCRA | Valve - Actuator & Positioner: RING (CONTROL VALVES) | EA | 2 | 0 | 0 | NO | 1709.25 | 265361.0625 | FISHER CONTROLS | 24B4908X012 |  | 01,22 | 1 | 1AXX | 1BBB |  | FORM 5081 |  |  |  |  | 2012-01-06
1741 | 29200000TL | 03483 | EG1023014 | P | 58007567 | 58 | EGTL Spares | Mtce | 66 | 66G | PLUG: VALVE 3 IN | S41600 FGS 2B8 | Valve-Plug : ANTI-EXTRUSION (CONTROL VALVES) | EA | 3 | 0 | 0 | NO | 2002.4992 | 310888 | FISHER CONTROLS | 24B8811X012 |  | 01,02,22 | 1 | 1AXX |  |  | FORM 5081 |  |  |  |  | 2012-01-06
1742 | 29200000TL | 03483 | EGC042016 | P | 58007568 | 58 | EGTL Spares | Mtce | 76 | 76F | CAGE: VALVE GLOBE,2 IN, | 1-5/16 IN X 1-1/8 IN, ALLOY 6 | Pump - Centrifugal - Parts : WHISPER III, A1 (CONTROL VALVES) | EA | 2 | 1 | 2 | NO | 6634.1773 | 1029889.69 | FISHER CONTROLS | 25A0709X072 |  | 02,21,22 | 1 |  |  |  | D100397X012 |  |  |  |  | 2012-01-06
1743 | 29200000TL | 03483 | EG1002019 | P | 58007570 | 58 | EGTL Spares | Mtce | 66 | 66F | ASSEMBLY:SEAT RING RETAINER & | BUSHING,1 IN,316 SS/COCRA | Valve - Parts & Accessories :CONTROL VALVES | EA | 2 | 0 | 0 | NO | 385.5008 | 59849 | FISHER CONTROLS | 25A6683X072 |  | 01,22 | 1 | 1AXX |  |  | D100401X012 |  |  |  |  | 2012-01-06
1744 | 29300000TL | 03483 | EG1008003 | P | 58007571 | 58 | EGTL Spares | Mtce | 66 | 66F | ASSEMBLY:SEAT RING RETAINER & | BUSHING,1 IN,MONEL/K-MONEL | Valve - Parts & Accessories :CONTROL VALVES | EA | 1 | 0 | 1 | YES | 1115.09 | 423176.655 | FISHER CONTROLS | 25A6683X172 |  | 01,22 | 1 | 1AXX | 1BAA |  | D100401X012 |  |  |  |  | 2019-11-01 |  | 2020-05-02
1745 | 29200000TL | 03483 | EG1023009 | P | 58007574 | 58 | EGTL Spares | Mtce | 66 | 66F | ASSEMBLY:SEAT RING RETAINER & | BUSHING,2 IN,CB7CU-1/17-4 HT | Valve - Parts & Accessories :CONTROL VALVES | EA | 1 | 0 | 0 | NO | 407.2528 | 63226 | FISHER CONTROLS | 25A6687X092 |  | 01,22 | 1 | 1AXX | 2BBB |  | D100401X012 |  |  |  |  | 2012-01-06 | 2025-09-09 |  | -1 | 1
1746 | 29200000TL | 03483 | EG1023009 | P | 58007575 | 58 | EGTL Spares | Mtce | 66 | 66F | ASSEMBLY:SEAT RING RETAINER & | BUSHING,2 IN,316 SS | Valve - Parts & Accessories :CONTROL VALVES | EA | 1 | 0 | 0 | NO | 639.7488 | 99321 | FISHER CONTROLS | 25A6687X112 |  | 01,22 | 1 |  | 2BBB |  | D100401X012 |  |  |  |  | 2012-01-06
1747 | 29200000TL | 03483 | EG1025005 | P | 58007577 | 58 | EGTL Spares | Mtce | 66 | 66Z | SEAT: VALVE 2 IN, 1/2 IN | 316 SS 20B64/COCRA | Valve - Actuator & Positioner: RING (CONTROL VALVES) | EA | 2 | 0 | 0 | NO | 846.985 | 258982.8481 | FISHER CONTROLS | 25A6699X012 |  | 01,22 | 1 | 1AXX | 1BBB |  | D100401X012 |  |  |  |  | 2012-01-06 | 2017-06-13 | 2018-04-20
1748 | 29200000TL | 03483 | EGC042016 | P | 58007578 | 58 | EGTL Spares | Mtce | 76 | 76F | ASSEMBLY:CAGE & BAFFLE | 1 1/2 IN, 17-4 SS H1075 | Pump - Centrifugal - Parts : WIII/D3 (CONTROL VALVES) | EA | 1 | 0 | 0 | NO | 4912.8165 | 762665.63 | FISHER CONTROLS | 26A8429X012 |  | 01,22 | 1 |  | 2BBC |  | D100397X012 |  |  |  |  | 2012-01-06
1749 | 29200000TL | 03483 | EG1013010 | P | 58007579 | 58 | EGTL Spares | Mtce | 66 | 66P | SEAT: VALVE 1-1/2 IN | 3/4 IN, S41600 FGS 2B8 | Valve - Control : RING, WHIS III (CONTROL VALVES) | EA | 1 | 0 | 1 | NO | 860.4922 | 262450.125 | FISHER CONTROLS | 26A8430X012 |  | 01,22 | 1 |  |  |  | D100397X012 |  |  |  |  | 2012-01-06 | 2016-12-13 | 2013-10-24
1750 | 29200000TL | 03483 | EGC042016 | P | 58007580 | 58 | EGTL Spares | Mtce | 66 | 66G | PLUG: VALVE 4 IN 316 SS | 20B64/COCRA, CONTROL VALVES | Valve-Plug : BAL | EA | 1 | 0 | 0 | NO | 4132.7662 | 641570.63 | FISHER CONTROLS | 27A3939X012 |  | 02,22 | 1 |  | 2BBC |  | FORM 5081 |  |  |  |  | 2012-01-06
1751 | 29200000TL | 03483 | EG1022001 | P | 58007581 | 58 | EGTL Spares | Mtce | 66 | 66G | STEM: VALVE 3/4 IN DIA | 4-1/16 IN LG,416 HT SS/316 SS | Valve-Plug : PLUG, ASSY (CONTROL VALVES) | EA | 1 | 0 | 1 | NO | 2760 | 428490 | FISHER CONTROLS | 27A3944X042 |  | 01,02,22 | 1 | 1AXX |  |  | D100390X012 |  |  |  |  | 2012-01-06 | 2024-12-12 |  |  |  | -1 | 1
1752 | 29300000TL | 03483 | EGC002030 | P | 58007582 | 58 | EGTL Spares | Mtce | 66 | 66G | STEM: VALVE 6-1/16 IN DIA | 4-1/16 IN LG,316 SS COCR-A/316 | Valve-Plug : SS, PLUG, HI-TEMP (CONTROL VALVES) | EA | 1 | 0 | 1 | YES | 6171.13 | 2561450.9291 | FISHER CONTROLS | 27A3953X092 |  | 01,02,22 | 1 | 1AXX | 2BBC |  | D100390X012 |  |  |  |  | 2019-11-01 |  | 2021-10-16
1753 | 29200000TL | 03483 | EG1023016 | P | 58007584 | 58 | EGTL Spares | Mtce | 66 | 66G | PLUG: VALVE 6 IN, S41600 FGS | 2B8, CONTROL VALVES | Valve-Plug : | EA | 2 | 0 | 0 | NO | 3195 | 496023.75 | FISHER CONTROLS | 27B1135X022 |  | 01,02,22 | 1 |  | 2BBB |  | FORM 5081 |  |  |  |  | 2012-01-06
1754 | 29200000TL | 03483 | EG1002012 | P | 58007585 | 58 | EGTL Spares | Mtce | 66 | 66Z | RING: BACK-UP 2 3/16 IN | PEEK/CARBON 30A8 | Valve - Actuator & Positioner: ANTI-EXTRUSION (CONTROL VALVES) | EA | 2 | 0 | 0 | NO | 246.0032 | 38192 | FISHER CONTROLS | 27B1174X012 |  | 01,22 | 1 |  | 1BBB |  | D103211X012 |  |  |  |  | 2012-01-06
1755 | 29200000TL | 03483 | EG1023001 | P | 58007586 | 58 | EGTL Spares | Mtce | 56 | 56Z | PLUG | STEM, S20910 FMS20B2 | Fasteners / Hardware : | EA | 1 | 0 | 0 | NO | 3352.5 | 520475.63 | FISHER | 27B6539X152 |  | 01 |  |  | 2BBB | [6 empty] | 2013-05-01
1756 | 29200000TL | 03483 | EGC027016 | P | 58007588 | 58 | EGTL Spares | Mtce | 66 | 66Z | SEAT: VALVE 8 IN,7 IN,316 SS | 20B64/COCRA, CONTROL VALVES | Valve - Actuator & Positioner: RING | EA | 2 | 0 | 0 | NO | 4466.5242 | 693427.8775 | FISHER CONTROLS | 27B6583X012 |  | 01,22 | 1 |  | 1BBB |  | D100390X012 |  |  |  |  | 2012-01-06
1757 | 29200000TL | 03483 | EG1025003 | P | 58007589 | 58 | EGTL Spares | Mtce | 66 | 66Z | SEAT: VALVE 6 IN, 5-3/8 IN | S41600 FGS 2B8, CONTROL VALVES | Valve - Actuator & Positioner: RING | EA | 2 | 0 | 0 | NO | 2384.9984 | 370271 | FISHER CONTROLS | 27B6626X012 |  | 01,22 | 1 |  | 1BBB |  | FORM 5081 |  |  |  |  | 2012-01-06
1758 | 29200000TL | 03483 | EG1023014 | P | 58007591 | 58 | EGTL Spares | Mtce | 66 | 66G | PLUG: VALVE, 6 IN, S42000 HT | CONTROL VALVES | Valve-Plug : CAVITROL III | EA | 1 | 0 | 0 | NO | 5722.5 | 888418.125 | FISHER CONTROLS | 28A1014X012 |  | 01,02,22 | 1 | 1AXX | 2BBB |  | FORM 2376 |  |  |  |  | 2012-01-06
1759 | 29200000TL | 03483 | EG1023005 | P | 58007592 | 58 | EGTL Spares | Mtce | 66 | 66G | PLUG: VALVE 4 IN, S41600 FGS | 2B8, CONTROL VALVES | Valve-Plug : BAL | EA | 2 | 0 | 0 | NO | 1980 | 307395 | FISHER CONTROLS | 28B0753X012 |  | 01,02,22 | 1 |  |  |  | FORM 5081 |  |  |  |  | 2012-01-06
1760 | 29200000TL | 03483 | EGC042016 | P | 58007593 | 58 | EGTL Spares | Mtce | 66 | 66Z | SEAT: VALVE 4 IN,6-7/16 IN | S41600 FGS 2B8, CONTROL VALVES | Valve - Actuator & Positioner: RING | EA | 2 | 0 | 0 | NO | 1176.0758 | 182574 | FISHER CONTROLS | 28B0755X012 |  | 01,22 | 1 |  | 1BBB |  | FORM 5081 |  |  |  |  | 2012-01-06
1761 | 29200000TL | 03483 | EG1003011 | P | 58007594 | 58 | EGTL Spares | Mtce | 66 | 66Z | SEAT: VALVE 4 IN, R30006 FMS | 31A1, CONTROL VALVES | Valve - Actuator & Positioner: RING | EA | 2 | 0 | 0 | NO | 539.2528 | 83719 | FISHER CONTROLS | 29A3667X022 |  | 01,22 | 1 |  | 1BBB |  | FORM 5326 |  |  |  |  | 2012-01-06
1762 | 29200000TL | 03483 | EG1022012 | P | 58007597 | 58 | EGTL Spares | Mtce | 66 | 66Z | SEAT: VALVE 8 IN, 8 IN,R30006 | FMS 31A1, CONTROL VALVES | Valve - Actuator & Positioner: RING, WHISPER | EA | 1 | 0 | 0 | NO | 4207.4976 | 653214 | FISHER CONTROLS | 29A9704X022 |  | 01,22 | 1 | 1AXX | 1BBB |  | FORM 5081 |  |  |  |  | 2012-01-06 | 2025-11-26 |  | -1 | 1
1763 | 29200000TL | 03483 | EG1008010 | P | 58007598 | 58 | EGTL Spares | Mtce | 66 | 66Z | BUSHING:VALVE SEAL,SIZE 80-100 | C95400, CONTROL VALVES | *OBS*GS&P-O-Rings : | EA | 1 | 0 | 0 | NO | 278.3655 | 43217.635 | FISHER CONTROLS | 2H873014042 |  | 02,22 | 1 | 1AXX | 1BBB |  | FORM 5109 |  |  |  |  | 2012-01-06 | 2019-12-23
1764 | 29200000TL | 03483 | EG1022004 | P | 58007599 | 58 | EGTL Spares | Mtce | 66 | 66F | STEM: VALVE 1/2 IN, 15 IN LG | 316 SS/TUNG CARB | Valve - Parts & Accessories :PLUG, M-FORM (CONTROL VALVES) | EA | 1 | 0 | 0 | NO | 294.0032 | 45644 | FISHER CONTROLS | 2J8191X0022 |  | 01,02,22 | 1 |  |  |  | FORM 5177 |  |  |  |  | 2012-01-06
1765 | 29200000TL | 03483 | EGC034018 | P | 58007601 | 58 | EGTL Spares | Mtce | 76 | 76F | CAGE: VALVE GLOBE, 1-1/2 IN | 1-7/8 IN, CB7CU-1 H900 | Pump - Centrifugal - Parts : QO (CONTROL VALVES) | EA | 1 | 0 | 0 | NO | 267.0016 | 41452 | FISHER CONTROLS | 2U219233272 |  | 02,21,22 | 1 |  |  |  | D100401X012 |  |  |  |  | 2012-01-06
1766 | 29200000TL | 03483 | EGC034018 | P | 58007602 | 58 | EGTL Spares | Mtce | 76 | 76F | CAGE: VALVE GLOBE,1-1/2 IN | 1-7/8 INCH,R30006 FMS 31A1 | Pump - Centrifugal - Parts : EQ% (CONTROL VALVES) | EA | 2 | 0 | 0 | NO | 3757.5008 | 583352 | FISHER CONTROLS | 2U219539102 |  | 02,21,22 | 1 |  |  |  | D100397X012 |  |  |  |  | 2012-01-06
1767 | 29200000TL | 03483 | EG1022013 | P | 58007604 | 58 | EGTL Spares | Mtce | 76 | 76F | CAGE: VALVE GLOBE, 8 IN, | 8 IN X 3 IN, CB7CU-1 H900 | Pump - Centrifugal - Parts : QO (CONTROL VALVES) | EA | 1 | 0 | 0 | NO | 1700.9984 | 264080 | FISHER CONTROLS | 2U506333272 |  | 02,21,22 | 1 |  |  |  | FORM 5081 |  |  |  |  | 2012-01-06
1768 | 29200000TL | 03483 | EG1022009 | P | 58007607 | 58 | EGTL Spares | Mtce | 76 | 76Z | CAGE: VALVE GLOBE, 4 IN, | 4-3/8 IN, 316 SS/ENC HT | Pumps-Other : EQ% (CONTROL VALVES) REBUILD KIT REQUIRED QA CODE: 01A AND 07 | EA | 1 | 0 | 0 | NO | 1616.885 | 395418.815 | FISHER CONTROLS | 2U741348932 |  | 01A, 07 | 1 | 1AXX |  |  | FORM 5081 |  |  |  |  | 2012-01-06 | 2025-09-09 |  | -1 | 1
1769 | 29200000TL | 03483 | EG1002019 | P | 58007608 | 58 | EGTL Spares | Mtce | 76 | 76F | CAGE: VALVE GLOBE, 1 IN, | 1-5/16 IN X 3/4 IN,316 SS/ENC | Pump - Centrifugal - Parts : HT, WHISPER I, (CONTROL VALVES) | EA | 1 | 0 | 0 | NO | 1647.7488 | 255813 | FISHER CONTROLS | 2V503048932 |  | 02,21,22 | 1 |  | 2BAB |  | FORM 5081 |  |  |  |  | 2012-01-06
1770 | 29200000TL | 03483 | EG1023004 | P | 58007609 | 58 | EGTL Spares | Mtce | 76 | 76F | CAGE: VALVE GLOBE, 2 IN, | 2-5/16 IN X 1-1/8 IN, 316 | Pump - Centrifugal - Parts : SS/ENC HT, WHISPER I, (CONTROL VALVES) | EA | 1 | 0 | 0 | NO | 2602.4992 | 404038 | FISHER CONTROLS | 2V503248932 |  | 02,21,22 | 1 |  |  |  | FORM 5081 |  |  |  |  | 2012-01-06
1771 | 29300000TL | 03483 | EG1022007 | S | 58007610 | 58 | EGTL Spares | Mtce | 76 | 76F | CAGE: VALVE GLOBE,1 IN | 1-5/16 IN X 3/4 IN,316 SS/ENC | Pump - Centrifugal - Parts : HT, UPPER, (CONTROL VALVES) | EA | 1 | 0 | 1 | YES | 1526.43 | 680741.9871 | FISHER CONTROLS | 30A3319X022 |  | 02,21,22 | 1 |  | 2BBB |  | FORM 5033 |  |  |  |  | 2019-11-01 |  | 2022-03-21
1772 | 29200000TL | 03483 | EG1003018 | P | 58007613 | 58 | EGTL Spares | Mtce | 66 | 66G | PLUG: VALVE 4 IN | 316 SS 20B64/COCRA | Valve-Plug : ANTI-EXTRUSION (CONTROL VALVES) | EA | 1 | 0 | 0 | NO | 2376.87 | 728415.58 | FISHER CONTROLS | 31B2162X012 |  | 02,22 | 1 | 1AXX | 1CCC |  | FORM 5081 |  |  |  |  | 2012-01-06 | 2019-09-25
1773 | 29200000TL | 03483 | EG1003018 | P | 58007614 | 58 | EGTL Spares | Mtce | 66 | 66G | PLUG:VALVE VALVE STYLE:EZ | VALVE SIZE:2 IN MATL:ASTM A582 | S41600 HT FGS 2B8 38 FISHER VALVE PLUG: VALVE 2 IN PLUG ANTI-EXTRUSION 316 20B64/COCRA (FISHER 31B2163X012) | EA | 2 | 1 | 2 | NO | 1195.5629 | 365615.1027 | FISHER CONTROL | 31B2163X012 |  | 07 |  |  | 1CCC |  |  |  |  | 2 IN/CL300/EZ-31B2163X012 |  | 2018-01-22 | 2018-05-06
1774 | 29200000TL | 03483 | EG1023014 | P | 58007615 | 58 | EGTL Spares | Mtce | 76 | 76F | CAGE: VALVE :GLOBE, 6 IN, | 5-3/8 IN X 3 IN,S41600 FGS 2B8 | Pump - Centrifugal - Parts : WHISPER III, B3 (CONTROL VALVES) | EA | 1 | 0 | 0 | NO | 4522.5 | 702118.125 | FISHER CONTROLS | 31B4283X012 |  | 02,21,22 | 1 |  | 2BBB |  | FORM 5081 |  |  |  |  | 2012-01-06
1775 | 29200000TL | 03483 | EG1022016 | P | 58007617 | 58 | EGTL Spares | Mtce | 76 | 76F | CAGE: VALVE GLOBE, 2 IN, | 1-1/2 IN X 1-1/2 IN, S17400 | Pump - Centrifugal - Parts : H1075, EQ% (CONTROL VALVES) | EA | 1 | 0 | 0 | NO | 2962.4992 | 459928 | FISHER CONTROLS | 32B4234X012 |  | 02,21,22 | 1 |  |  |  | FORM 5299 |  |  |  |  | 2012-01-06
1776 | 29200000TL | 03483 | EGC045016 | P | 58007618 | 58 | EGTL Spares | Mtce | 76 | 76F | CAGE: VALVE GLOBE, 2 IN, | 1-1/2 IN X 1-1/2 IN, S17400 | Pump - Centrifugal - Parts : DBL 1150, EQ% (CONTROL VALVES) | EA | 1 | 0 | 0 | NO | 3618.493 | 561734.85 | FISHER CONTROLS | 32B4234X032 |  | 02,21,22 | 1 |  | 2BBC |  | FORM 5299 |  |  |  |  | 2012-01-06
1777 | 29200000TL | 03483 | EG1025010 | P | 58007619 | 58 | EGTL Spares | Mtce | 76 | 76F | CAGE: VALVE GLOBE, 2 IN, | 1-7/8 IN X 1-1/2 IN, S17400 | Pump - Centrifugal - Parts : H1075, LINEAR, (CONTROL VALVES) | EA | 2 | 0 | 0 | NO | 1090.4992 | 169300 | FISHER CONTROLS | 32B6025X012 |  | 02,21,22 | 1 | 1AXX | 2BBB |  | FORM 5299 |  |  |  |  | 2012-01-06
1778 | 29200000TL | 03483 | EGC045009 | P | 58007620 | 58 | EGTL Spares | Mtce | 76 | 76F | CAGE: VALVE GLOBE, 3 IN, | 2-1/2 IN X 2-1/2 IN, S17400 | Pump - Centrifugal - Parts : H1075, ASSY, CAVIII (CONTROL VALVES) | EA | 1 | 0 | 0 | NO | 10277.4209 | 1595466.825 | FISHER CONTROLS | 32B8252X012 |  | 02,21,22 | 1 | 1AXX | 2BBC |  | FORM 5299 |  |  |  |  | 2012-01-06
1779 | 292000TLDE | 03483 | EG1008002 | P | 58007621 | 58 | EGTL Spares | Mtce | 76 | 76F | CAGE: VALVE GLOBE, 4 IN, | 3-7/16 IN X 3 IN, S17400 | Pump - Centrifugal - Parts : H1075, ASSY, CAVIII (CONTROL VALVES) | EA | 1 | 0 | 0 | NO | 0 | 0 | FISHER CONTROLS | 32B9331X012 |  | 02,21,22 | 1 |  |  |  | FORM 5299 |  |  |  |  | 2025-10-20 |  |  | 1 | 1
1780 | 29200000TL | 03483 | EG1021013 | P | 58007623 | 58 | EGTL Spares | Mtce | 66 | 66G | ASSEMBLY:PLUG,STEM,RING & CAGE | 1 IN, 440C/17-4 SS | Valve-Plug : CONTROL VALVES | EA | 1 | 0 | 0 | NO | 8992.5024 | 1396086 | FISHER CONTROLS | 33B0985X012 |  | 01,22 | 1 |  |  |  | FORM 5299 |  |  |  |  | 2012-01-06
1781 | 29200000TL | 03483 | EG1022010 | P | 58007625 | 58 | EGTL Spares | Mtce | 66 | 66G | STEM: VALVE 3 IN DIA | 2.91 IN LG, 416 SS/316 SS, | Valve-Plug : PLUG, ASSY (CONTROL VALVES) | EA | 2 | 0 | 0 | NO | 1149 | 178382.25 | FISHER CONTROLS | 33B6105X062 |  | 01,02,22 | 1 |  |  |  | FORM 5081 |  |  |  |  | 2012-01-06
1782 | 29200000TL | 03483 | EGC002030 | P | 58007627 | 58 | EGTL Spares | Mtce | 66 | 66G | STEM: VALVE 8.080 IN DIA | 4.88 IN LG, 416 SS/316 SS | Valve-Plug : PLUG, ASSY (CONTROL VALVES) | EA | 1 | 0 | 0 | NO | 2490.1604 | 386572.5 | FISHER CONTROLS | 33B6119X022 |  | 01,02,22 | 1 | 1AXX |  |  | FORM 5081 |  |  |  |  | 2012-01-06 | 2025-05-08 |  | -1 | 1
1783 | 29200000TL | 03483 | EG1024015 | S | 58007628 | 58 | EGTL Spares | Mtce | 66 | 66G | PLUG: VALVE 8 IN, S17400 | H900, CONTROL VALVES | Valve-Plug : ANTI-EXTRUSION | EA | 1 | 0 | 0 | NO | 2010 | 312052.5 | FISHER CONTROLS | 33B6138X012 |  | 01,02,22 | 1 |  | 2BBB |  | FORM 2376 |  |  |  |  | 2012-01-06
1784 | 29200000TL | 03483 | EG1023014 | P | 58007629 | 58 | EGTL Spares | Mtce | 66 | 66Z | SEAT: VALVE 12 IN | 5-3/8 INCH, S41600 FGS 2B8 | Valve - Actuator & Positioner: RING (CONTROL VALVES) | EA | 2 | 0 | 0 | NO | 1166.25 | 181060.3125 | FISHER CONTROLS | 33B6148X012 |  | 01,22 | 1 |  | 1BBB |  | FORM 2376 |  |  |  |  | 2012-01-06
1785 | 29200000TL | 03483 | EG1017001 | P | 58007631 | 58 | EGTL Spares | Mtce | 66 | 66P | SEAL:BALL, 2 IN, ALLOY 6 | CONTROL VALVES | Valve - Control : | EA | 1 | 0 | 0 | NO | 450.14 | 69879.7336 | FISHER CONTROLS | 33B6676X032 |  | 01,22 | 1 |  |  |  | FORM 5290 |  |  |  |  | 2012-01-06 | 2014-08-25 | 2014-09-09
1786 | 29200000TL | 03483 | EG1008004 | P | 58007632 | 58 | EGTL Spares | Mtce | 66 | 66G | PLUG: VALVE 1 IN | 316 SS 20B64/COCRA | Valve-Plug : ANTI-EXTRUSION (CONTROL VALVES) | EA | 3 | 0 | 0 | NO | 2040 | 316710 | FISHER CONTROLS | 34B0204X012 |  | 02,22 | 1 |  | 2BBB |  | FORM 5081 |  |  |  |  | 2012-01-06
1787 | 29200000TL | 03483 | EG1025011 | P | 58007634 | 58 | EGTL Spares | Mtce | 66 | 66G | PLUG: VALVE 2-1/2 IN | 316 SS 20B64/COCRA | Valve-Plug : ANTI-EXTRUSION (CONTROL VALVES) | EA | 2 | 0 | 0 | NO | 5280 | 819720 | FISHER CONTROLS | 34B0214X012 |  | 02,22 | 1 |  | 2BAB |  | FORM 5081 |  |  |  |  | 2012-01-06
1788 | 29200000TL | 03483 | EGC043008 | P | 58007635 | 58 | EGTL Spares | Mtce | 66 | 66G | PLUG: VALVE 6 IN | 316 SS 20B64/COCRA | Valve-Plug : ANTI-EXTRUSION (CONTROL VALVES) | EA | 1 | 0 | 0 | NO | 4526.8698 | 702751.275 | FISHER CONTROLS | 34B0216X012 |  | 02,22 | 1 | 1AXX | 2BBC |  | FORM 5081 |  |  |  |  | 2012-01-06 | 2025-11-26 |  | -1 | 1
1789 | 29200000TL | 03483 | EG1023005 | P | 58007636 | 58 | EGTL Spares | Mtce | 66 | 66G | PLUG: VALVE 4 IN | 316 SS 20B64/COCRA | Valve-Plug : ANTI-EXTRUSION (CONTROL VALVES) | EA | 1 | 0 | 0 | NO | 3645 | 565886.25 | FISHER CONTROLS | 34B1010X012 |  | 02,22 | 1 |  |  |  | FORM 5299 |  |  |  |  | 2012-01-06
1790 | 29200000TL | 03483 | EGC019028 | P | 58007639 | 58 | EGTL Spares | Mtce | 66 | 66G | ASSEMBLY:PLUG/RETAINER, 6 IN, | 316 SS/COCRA, CONTROL VALVES | Valve-Plug : | EA | 1 | 0 | 0 | NO | 8333.0367 | 1293620.625 | FISHER CONTROLS | 34B3619X022 |  | 01,22 | 1 |  | 2BBC |  | FORM 5299 |  |  |  |  | 2012-01-06
1791 | 29200000TL | 03483 | EG1022005 | P | 58007642 | 58 | EGTL Spares | Mtce | 66 | 66G | STEM: VALVE 2 7/8 IN DIA | 4.12 IN LG,316 SS COCR-A/ | Valve-Plug : /NITRILE, PLUG, ASSY (CONTROL VALVES) | EA | 1 | 0 | 0 | NO | 3915 | 607803.75 | FISHER CONTROLS | 34B5699X022 |  | 01,02,22 | 1 |  |  |  | FORM 5299 |  |  |  |  | 2012-01-06
1792 | 29200000TL | 03483 | EG1053036 | P | 58007643 | 58 | EGTL Spares | Mtce | 66 | 66G | STEM: VALVE 9.724 IN DIA | 8.12 IN LG,420 HT SS/NITRILE | Valve-Plug : 50, ASSY, PLUG, (CONTROL VALVES) | EA | 1 | 0 | 0 | NO | 5573.25 | 865247.0625 | FISHER CONTROLS | 35A3924X0F2 |  | 22 | 1 | 1BAA |  |  | FORM 5109 |  |  |  |  | 2012-01-06
1793 | 29200000TL | 03483 | EG1025010 | P | 58007645 | 58 | EGTL Spares | Mtce | 56 | 56Z | PLUG: VALVE :CONTROL | 316 20B64/COCRA | Fasteners / Hardware : | EA | 1 | 0 | 0 | NO | 5925 | 919856.25 | FISHER | 36A5442X042 |  | 02 |  |  | 2BBB | [6 empty] | 2013-05-01
1794 | 29200000TL | 03483 | EGC019008 | P | 58007646 | 58 | EGTL Spares | Mtce | 66 | 66G | STEM: VALVE 3 IN, 2.589 IN DIA | 3-9/16 INCH LG,S44004/S20910 | Valve-Plug : LUG, CAV III (CONTROL VALVES) | EA | 1 | 0 | 0 | NO | 5175.3334 | 803418.75 | FISHER CONTROLS | 37A4305X062 |  | 22 | 1 | 1BAA |  |  | FORM 5299 |  |  |  |  | 2012-01-06
1795 | 29200000TL | 03483 | EG1008004 | P | 58007647 | 58 | EGTL Spares | Mtce | 66 | 66G | PLUG: VALVE 3 IN | 316 SS 20B64/COCRA | Valve-Plug : ANTI-EXTRUSION (CONTROL VALVES) | EA | 2 | 0 | 0 | NO | 3607.5 | 560064.375 | FISHER CONTROLS | 37B1089X012 |  | 02,22 | 1 | 1AXX | 2BBB |  | FORM 5081 |  |  |  |  | 2012-01-06
1796 | 29200000TL | 03483 | EG1025010 | P | 58007648 | 58 | EGTL Spares | Mtce | 76 | 76F | CAGE: VALVE GLOBE, 2 IN, | 1-7/8 IN X 1-1/2 IN, S17400 | Pump - Centrifugal - Parts : H1075, LINEAR (CONTROL VALVES) | EA | 2 | 0 | 0 | NO | 878.25 | 136348.3125 | FISHER CONTROLS | 37B2839X012 |  | 02,21,22 | 1 |  | 2BBB |  | FORM 5299 |  |  |  |  | 2012-01-06
1797 | 29200000TL | 03483 | EG1003006 | P | 58007649 | 58 | EGTL Spares | Mtce | 76 | 76F | CAGE: VALVE GLOBE, 2 IN | 1-7/8 IN X 1-1/2 IN, F22/ | Pump - Centrifugal - Parts : NITRIDE, LINEAR (CONTROL VALVES) | EA | 3 | 0 | 0 | NO | 2782.4997 | 431983.0833 | FISHER CONTROLS | 37B2839X022 |  | 02,21,22 | 1 | 1AXX | 2BAB |  | FORM 5299 |  |  |  |  | 2012-01-06
1798 | 29200000TL | 03483 | EGC042002 | P | 58007650 | 58 | EGTL Spares | Mtce | 66 | 66G | ASSEMBLY:PLUG,RETAINER,20 IN | S41600 FGS 2B8 | Valve-Plug : CONTROL VALVES | EA | 1 | 0 | 0 | NO | 1563.8507 | 242772.19 | FISHER CONTROLS | 37B3203X042 |  | 01,22 | 1 |  |  |  | FORM 5299 |  |  |  |  | 2012-01-06
1799 | 29200000TL | 03483 | EGC031002 | P | 58007651 | 58 | EGTL Spares | Mtce | 66 | 66P | PLUG: VALVE 6 IN | 316 SS 20B64/COCRA | Valve - Control : ANTI-EXTRUSION (CONTROL VALVES) | EA | 1 | 0 | 1 | NO | 11808 | 3618443.52 | FISHER CONTROLS | 37B3760X012 |  | 02,22 | 1 | 1AXX |  |  | FORM 5299 |  |  |  |  | 2012-01-06 | 2019-03-17 | 2019-04-24
1800 | 29200000TL | 03483 | EG1025010 | P | 58007654 | 58 | EGTL Spares | Mtce | 76 | 76F | CAGE: VALVE GLOBE, 6 IN, | 5-3/8 IN, STL 20B14/ENC | Pump - Centrifugal - Parts : RETAINER (CONTROL VALVES) | EA | 2 | 0 | 0 | NO | 6007.5 | 932664.375 | FISHER CONTROLS | 37B6625X012 |  | 02,21,22 | 1 |  | 2BBB |  | FORM 5081 |  |  |  |  | 2012-01-06
1801 | 29200000TL | 03483 | EG1022003 | P | 58007655 | 58 | EGTL Spares | Mtce | 76 | 76Z | CAGE: VALVE GLOBE, 2 IN, | 1-1/4 IN X 3/4 INCH,316-A FMS | Pumps-Other : 20B64, UPPER (CONTROL VALVES) | EA | 2 | 0 | 0 | NO | 2730.0032 | 423833 | FISHER CONTROLS | 37B8580X022 |  | 02,21,22 | 1 |  |  |  | FORM 5299 |  |  |  |  | 2012-01-06
1802 | 29200000TL | 03483 | EGC043032 | P | 58007658 | 58 | EGTL Spares | Mtce | 76 | 76F | CAGE: VALVE GLOBE, 4 IN, | 3-7/16 IN, STL 20B14/ENC | Pump - Centrifugal - Parts : RETAINER (CONTROL VALVES) | EA | 2 | 0 | 0 | NO | 10148.1537 | 1575399.38 | FISHER CONTROLS | 38B0757X012 |  | 02,21,22 | 1 |  |  |  | FORM 5081 |  |  |  |  | 2012-01-06
1803 | 29200000TL | 03483 | EG1008008 | P | 58007659 | 58 | EGTL Spares | Mtce | 66 | 66G | PLUG: VALVE 4 IN, S41600 FGS | 2B8, CONTROL VALVES | Valve-Plug : ANTI-EXTRUSION | EA | 2 | 0 | 0 | NO | 1782.8714 | 276772.9615 | FISHER CONTROLS | 38B0787X012 |  | 01,02,22 | 1 |  | 2BBB |  | FORM 5081 |  |  |  |  | 2012-01-06
1804 | 29200000TL | 03483 | EGC010019 | P | 58007660 | 58 | EGTL Spares | Mtce | 66 | 66G | ASSEMBLY:PLUG,RETAINER,8 IN | 316 SS 20B64/COCRA | Valve-Plug : CONTROL VALVES | EA | 1 | 0 | 0 | NO | 7763.4946 | 1205282.54 | FISHER CONTROLS | 38B7014X012 |  | 01,22 | 1 |  |  |  | D100390X012 |  |  |  |  | 2012-01-06
1805 | 292000TLDE | 03483 | EG1053012 | P | 58007661 | 58 | EGTL Spares | Mtce | 76 | 76F | CAGE: VALVE GLOBE, 12 IN, | 10 IN X 4 IN, CA6NM/HT | Pump - Centrifugal - Parts : EQ% (CONTROL VALVES) | EA | 1 | 0 | 0 | NO | 0 | 0 | FISHER CONTROLS | 39A7435X012 |  | 02,21,22 | 1 | 1AXX |  |  | FORM 5152 |  |  |  |  | 2025-10-20 |  |  | 1 | 1
1806 | 29200000TL | 03483 | EGC041002 | P | 58007662 | 58 | EGTL Spares | Mtce | 66 | 66Z | RING:O-SEAT, 12 IN, 17-4 SS | H1075 20B64, CONTROL VALVES | Valve - Actuator & Positioner: | EA | 1 | 0 | 0 | NO | 5482.8532 | 851158.125 | FISHER CONTROLS | 39A9039X022 |  | 01,22 | 1 | 1AXX | 1BBB |  | FORM 5109 |  |  |  |  | 2012-01-06
1807 | 29200000TL | 03483 | EGC029001 | P | 58007663 | 58 | EGTL Spares | Mtce | 76 | 76F | CAGE: VALVE GLOBE, 8 IN, | 7 IN X 6 IN, 316L SS/R31233 | Pump - Centrifugal - Parts : LEVEL X (CONTROL VALVES) | EA | 2 | 1 | 2 | NO | 3772.743 | 585680.63 | FISHER CONTROLS | 39B6689X012 |  | 02,21,22 | 1 |  |  |  | D100390X012 |  |  |  |  | 2012-01-06
1808 | 29200000TL | 03483 | EG1022003 | P | 58007664 | 58 | EGTL Spares | Mtce | 76 | 76F | CAGE: VALVE GLOBE, 3 IN | 2-3/16 IN X 5/8 IN, 17-4 SS | Pump - Centrifugal - Parts : H900 20B64, NOTCHFLO (CONTROL VALVES) | EA | 1 | 0 | 0 | NO | 1084.5024 | 168369 | FISHER CONTROLS | 40C1447X012 |  | 02,21,22 | 1 |  | 2BBB |  | D103211X012 |  |  |  |  | 2012-01-06
1809 | 29200000TL | 03483 | EG1025008 | P | 58007665 | 58 | EGTL Spares | Mtce | 66 | 66G | PLUG: VALVE 3 IN, S44004/HT | 2A6, CONTROL VALVES | Valve-Plug : NOTCHFLO | EA | 3 | 0 | 0 | NO | 4496.8333 | 1323093.3767 | FISHER CONTROLS | 40C1451X012 |  | 01,02,22 | 1 |  | 2BBB |  | D103211X012 |  |  |  |  | 2012-01-06
1810 | 29200000TL | 03483 | EG1020016 | P | 58007666 | 58 | EGTL Spares | Mtce | 66 | 66P | ASSEMBLY:CAGE & BAFFLE, 3 IN | 316 SS/ENC, CONTROL VALVES | Valve - Control : WHIS III | EA | 1 | 0 | 1 | NO | 9013.96 | 1399327.1504 | FISHER CONTROLS | 40C3900X0A2 |  | 01,22 | 1 | 1AXX |  |  | FORM 5081 |  |  |  |  | 2012-01-06 | 2013-12-19 | 2014-01-08
1811 | 29300000TL | 03483 | EGC042002 | P | 58007668 | 58 | EGTL Spares | Mtce | 76 | 76F | CAGE: VALVE GLOBE, 3 IN, | 2-7/8 IN X 2 IN, F22/NITRIDE | Pump - Centrifugal - Parts : EQ% (CONTROL VALVES) | EA | 2 | 1 | 2 | YES | 3380.94 | 1301915.4705 | FISHER CONTROLS | 42B8240X022 |  | 02,21,22 | 1 |  |  |  | FORM 5299 |  |  |  |  | 2019-11-01 |  | 2021-05-13
1812 | 292000TLDE | 03483 | EG1052016 | P | 58007669 | 58 | EGTL Spares | Mtce | 76 | 76Z | CAGE: VALVE GLOBE, 12 IN, | 8 IN X 6 IN, 17-4 SS H1075 | Pumps-Other : 20B64, LEVEL A3 (CONTROL VALVES) | EA | 1 | 0 | 0 | NO | 0 | 0 | FISHER CONTROLS | 42B8447X012 |  | 02,21,22 | 1 | 1AXX |  |  | FORM 2376 |  |  |  |  | 2025-10-20 |  |  | 1 | 1
1813 | 29200000TL | 03483 | EG1023005 | P | 58007671 | 58 | EGTL Spares | Mtce | 76 | 76F | CAGE: VALVE GLOBE, 4 IN, | 3-5/8 IN X 2 IN, 316 SS/CR CT | Pump - Centrifugal - Parts : EQ%, CTD BORE (CONTROL VALVES) | EA | 1 | 0 | 0 | NO | 5452.5 | 846500.625 | FISHER CONTROLS | 42B9321X012 |  | 02,21,22 | 1 |  |  |  | FORM 5299 |  |  |  |  | 2012-01-06
1814 | 29200000TL | 03483 | EG1052016 | P | 58007673 | 58 | EGTL Spares | Mtce | 66 | 66P | CAGE: VALVE GLOBE, 6 IN, | 5-3/8 IN X 3 IN,S17400 H1075 | Valve - Control : EQ% (CONTROL VALVES) | EA | 1 | 0 | 0 | NO | 8007.71 | 2886779.455 | FISHER CONTROLS | 43B0261X012 |  | 02,21,22 | 1 | 1AXX |  |  | FORM 5299 |  |  |  |  | 2012-01-06 | 2019-10-11 | 2019-12-10
1815 | 29300000TL | 03483 | EGC041002 | P | 58007674 | 58 | EGTL Spares | Mtce | 66 | 66P | CAGE: VALVE GLOBE, 6 IN, | 5-3/8 IN X 3 IN,S17400 DBL | Valve - Control : 1150, EQ% (CONTROL VALVES) | EA | 1 | 0 | 1 | YES | 8737.32 | 3315812.94 | FISHER CONTROLS | 43B0261X032 |  | 02,21,22 | 1 | 1AXX |  |  | FORM 5299 |  |  |  |  | 2019-11-13 |  | 2019-03-30
1816 | 29200000TL | 03483 | EG1052016 | P | 58007675 | 58 | EGTL Spares | Mtce | 76 | 76F | CAGE: VALVE GLOBE, 8 IN, | 8 IN X 3 IN, CB7CU-1 H1075 | Pump - Centrifugal - Parts : WHISPER I (CONTROL VALVES) | EA | 2 | 0 | 0 | NO | 1839.5429 | 2830412.637 | FISHER CONTROLS | 44B5964X012 |  | 02,21,22 | 1 | 1AXX |  |  | FORM 2376 |  |  |  |  | 2012-01-06 | 2024-08-13 | 2018-06-17 |  |  | 0 | 2
1817 | 29200000TL | 03483 | EGC012019 | P | 58007677 | 58 | EGTL Spares | Mtce | 76 | 76F | CAGE: VALVE GLOBE, 6 IN, | 5-3/8 IN X 3 IN, F22/COCR-A/ | Pump - Centrifugal - Parts : NITRILE, WHIS III, A1, CHA (CONTROL VALVES) | EA | 3 | 0 | 0 | NO | 7671.9121 | 1191064.35 | FISHER CONTROLS | 47B5226X012 |  | 02,21,22 | 1 |  |  |  | FORM 5299 |  |  |  |  | 2012-01-06
1818 | 292000TLDE | 03483 | EGC002018 | P | 58007678 | 58 | EGTL Spares | Mtce | 66 | 66G | STEM: VALVE 8 IN DIA | 5.47 IN LG, 17-4/316 SS | Valve-Plug : PLUG, DIVERTER (CONTROL VALVES) | EA | 1 | 0 | 0 | NO | 0 | 0 | FISHER CONTROLS |  |  | 01,02,22 | 1 | 1AXX |  |  | FORM 2376 |  |  |  |  | 2025-10-20 |  |  | 1 | 1
1819 | 29200000TL | 03483 | EG1054018 | P | 58007679 | 58 | EGTL Spares | Mtce | 76 | 76F | ASSEMBLY:CAGE,RETAINER & RING | 20 IN, 410/17-4/316 SS | Pump - Centrifugal - Parts : #6 (CONTROL VALVES | EA | 1 | 0 | 0 | NO | 14820.75 | 2300921.438 | FISHER CONTROLS |  | GE28162X042 | 01,22 | 1 |  | 2BBB |  | FORM 2376 |  |  |  |  | 2012-01-06
1820 | 29200000TL | 03483 | EG1053012 | P | 58007680 | 58 | EGTL Spares | Mtce | 76 | 76Z | ASSEMBLY:CAGE & RING,12 INCH | 17-4 SS, CONTROL VALVES | Pumps-Other : | EA | 2 | 0 | 0 | NO | 18807 | 2919786.75 | FISHER CONTROLS | 48B9924X022 |  | 01,22 | 1 | 1AXX |  |  | FORM 2376 |  |  |  |  | 2012-01-06
1821 | 29200000TL | 03483 | EGC002005 | P | 58007684 | 58 | EGTL Spares | Mtce | 76 | 76F | CAGE: VALVE GLOBE, 6 IN, | 5-3/8 IN X 3 IN, F22/COCR-A/ | Pump - Centrifugal - Parts : NITRILE, WHIS III, C3, HFS (CONTROL VALVES) | EA | 1 | 0 | 0 | NO | 7565.3161 | 1174515.32 | FISHER CONTROLS | 49B7955X012 |  | 02,21,22 | 1 |  |  |  | FORM 5299 |  |  |  |  | 2012-01-06
1822 | 29200000TL | 03483 | EG1010004 | P | 58007685 | 58 | EGTL Spares | Mtce | 66 | 66F | SPRING: VALVE 10 IN, 29.88 IN | 316 SS, CONTROL VALVES | Valve - Parts & Accessories : | EA | 7 | 0 | 0 | NO | 37.7198 | 5856 | FISHER CONTROLS | 75B0029X012 |  | 01,22 | 1 | 1AXX |  |  | FORM 5343 |  |  |  |  | 2012-01-06
1823 | 29200000TL | 03483 | EG1022002 | P | 58007686 | 58 | EGTL Spares | Mtce | 66 | 66P | RING:SEAL,10 IN,PTFE 17F31 | CONTROL VALVES | Valve - Control : | EA | 7 | 0 | 0 | NO | 189.0129 | 29342.3586 | FISHER CONTROLS | 75B0312X012 |  | 01,22 | 1 | 1AXX |  |  | FORM 5343 |  |  |  |  | 2012-01-06 |  | 2013-10-24
1824 | 29200000TL | 03483 | EG1010004 | P | 58007687 | 58 | EGTL Spares | Mtce | 65 | 65A | PIN: TAPER 0.471 DEG | 3.25 IN LG, SA479 S20910 | *OBS*Tools - Other : S20910 FMS20B21 (CONTROL VALVES) | EA | 6 | 3 | 6 | NO | 135.0092 | 20958.8275 | FISHER CONTROLS | 75B0333X012 | 75B0333X012 | 01,22 | 1 | 1AXX | 1AXX |  | 5344 |  |  |  |  | 2012-01-06 | 2025-05-01 |  | -6 | 2
1825 | 29200000TL | 03483 | EG1002021 | P | 58007688 | 58 | EGTL Spares | Mtce | 50 | 50Z | BEARING:VALVE,10 IN,GLOBE, A41 | (CL300) SERIES,PTFE/PEEK LINED | Bearings & Accessories - All :CONTROL VALVES | EA | 12 | 0 | 0 | NO | 69.3847 | 10771.2849 | FISHER CONTROLS | 75B1077X012 | 75B1077X012 | 01,21,22 | 1 | 1AXX |  |  | 5344 |  |  |  |  | 2012-01-06
1826 | 29200000TL | 03483 | EGC013003 | P | 58007690 | 58 | EGTL Spares | Mtce | 54 | 54D | O-RING: 1/4 IN ID, 7/16 IN OD | 3/32 IN WD, NITRILE-DS52-1 | *OBS*GS&P-O-Rings : CONTROL VALVE | EA | 3 | 0 | 0 | NO | 4.5003 | 698.6276 | FISHER CONTROLS | GC070173X02 |  | 01,22 | 1 |  | 2BAB |  | TANK BLANKETING |  |  |  |  | 2012-01-06
1827 | 29300000TL | 03483 | EG1023009 | S | 58007692 | 58 | EGTL Spares | Mtce | 66 | 66F | DIAPHRAGM: VALVE 12.25 IN DIA | FEP FMS 17F12, CONTROL VALVES | Valve - Parts & Accessories :MAIN | EA | 1 | 0 | 1 | YES | 74.34 | 30880.0926 | FISHER CONTROLS | GC070234X72 |  | 22 | 1 | 1BAA |  |  | TANK BLANKETING |  |  |  |  | 2019-11-01 |  | 2021-11-23
1828 | 29300000TL | 03483 | EGC013003 | P | 58007695 | 58 | EGTL Spares | Mtce | 54 | 54A | GASKET:BONNET, 2-1/4 IN PTFE | FMS 17F3, RING, CONTROL VALVES | Gaskets : | EA | 2 | 1 | 2 | YES | 26.76 | 11049.204 | FISHER CONTROLS | GC070429X32 |  | 01,22 | 1 |  |  |  | TANK BLANKETING |  |  |  |  | 2019-11-01 |  | 2021-11-23
1829 | 29200000TL | 03483 | EG1029014 | P | 58007698 | 58 | EGTL Spares | Mtce | 66 | 66Z | RING: PISTON 18-1/4 IN, IRON/ | INC X750, CONTROL VALVES | Valve - Actuator & Positioner: | EA | 1 | 0 | 0 | NO | 2934.1999 | 455505.1853 | FISHER CONTROLS | GE00832X012 |  | 01,22 | 1 | 1AXX | 1BBB |  | FORM 5057 |  |  |  |  | 2012-01-06
1830 | 29200000TL | 03483 | EGC043010 | P | 58007699 | 58 | EGTL Spares | Mtce | 54 | 54C | CAGE: VALVE GLOBE, 1-1/2 IN, | 3/4 IN X 1-1/8 IN, 17-4 SS | Pump - Centrifugal - Parts : "H1075 20B64, WHISPER III, C3 (CONTROL VALVE) | EA | 1 | 0 | 0 | NO | 599.9073 | 182971.73 | FISHER CONTROLS | GE00894X012 |  | 02,21,22 | 1 |  | 1BBB |  | D100397X012 |  |  |  |  | 2012-01-06 | 2016-12-13
1831 | 29200000TL | 03483 | EGC043001 | P | 58007700 | 58 | EGTL Spares | Mtce | 76 | 76F | CAGE: VALVE GLOBE, 4 IN, | 4-3/8 IN X 2 IN,CF8M/CRCT 2E1 | Pump - Centrifugal - Parts : EQ% (CONTROL VALVES) | EA | 1 | 0 | 0 | NO | 3096.5398 | 480737.81 | FISHER CONTROLS | GE04423X012 |  | 02,21,22 | 1 |  |  |  | D100390X012 |  |  |  |  | 2012-01-06
1832 | 29200000TL | 03483 | EGC043007 | P | 58007701 | 58 | EGTL Spares | Mtce | 66 | 66G | PLUG: VALVE 3 IN, | 316 SS 20B64/COCRA | Valve-Plug : ANTI-EXTRUSION (CONTROL VALVES) | EA | 1 | 0 | 0 | NO | 2612.3536 | 405567.9 | FISHER CONTROLS | GE04889X012 |  | 02,22 | 1 |  |  |  | FORM 5081 |  |  |  |  | 2012-01-06
1833 | 29200000TL | 03483 | EG1025003 | P | 58007702 | 58 | EGTL Spares | Mtce | 76 | 76F | CAGE: VALVE GLOBE, 4 IN, | 3-7/16 IN X 3 IN, 410 SS/HT | Pump - Centrifugal - Parts : LEVEL Y (CONTROL VALVES) | EA | 3 | 0 | 0 | NO | 3697.7519 | 574038.9988 | FISHER CONTROLS | GE06644X012 |  | 02,21,22 | 1 |  |  |  | FORM 5081 |  |  |  |  | 2012-01-06
1834 | 29200000TL | 03483 | EG1023015 | P | 58007703 | 58 | EGTL Spares | Mtce | 76 | 76F | CAGE: VALVE GLOBE, 6 IN, | 5-3/8 IN X 3 IN, 410 SS/HT | Pump - Centrifugal - Parts : LEVEL Y (CONTROL VALVES) | EA | 4 | 0 | 0 | NO | 5055 | 784788.75 | FISHER CONTROLS | GE06650X012 |  | 02,21,22 | 1 |  |  |  | FORM 5081 |  |  |  |  | 2012-01-06
1835 | 29200000TL | 03483 | EG1024016 | S | 58007704 | 58 | EGTL Spares | Mtce | 76 | 76F | CAGE: VALVE GLOBE, 8 IN, | 7 IN X 6 IN ,410 SS/HT | Pump - Centrifugal - Parts : LEVEL Z (CONTROL VALVES) | EA | 4 | 1 | 2 | NO | 6367.5 | 988554.375 | FISHER CONTROLS | GE06660X012 |  | 02,21,22 | 1 | 1AXX |  |  | FORM 5081 |  |  |  |  | 2012-01-06
1836 | 29200000TL | 03483 | EGC020011 | P | 58007705 | 58 | EGTL Spares | Mtce | 66 | 66G | PLUG: VALVE 1 IN, S41000 NACE | CONTROL VALVES | Valve-Plug : NOTCHFLO | EA | 1 | 0 | 0 | NO | 4215.2715 | 654378.75 | FISHER CONTROLS | GE07198X022 |  | 01,02,22 | 1 |  |  |  | D103211X012 |  |  |  |  | 2012-01-06
1837 | 29200000TL | 03483 | EGC020011 | P | 58007706 | 58 | EGTL Spares | Mtce | 76 | 76F | CAGE: VALVE GLOBE, 1 IN, 1 IN | X 3/8 IN, 17-4 SS DH115020B64 | Pump - Centrifugal - Parts : NOTCHFLO (CONTROL VALVES) | EA | 1 | 0 | 0 | NO | 2895.1865 | 449448.75 | FISHER CONTROLS | GE07199X022 |  | 02,21,22 | 1 |  | 2BBC |  | D103211X012 |  |  |  |  | 2012-01-06
1838 | 29200000TL | 03483 | EG1003013 | P | 58007707 | 58 | EGTL Spares | Mtce | 66 | 66Z | SEAT: VALVE 2 IN, 3/8 IN, | S17400 DBL/CARB,CONTROL VALVES | Valve - Actuator & Positioner: RING | EA | 1 | 0 | 0 | NO | 156.0106 | 24219.0896 | FISHER CONTROLS | GE07394X012 |  | 01,22 | 1 |  | 1BBB |  | FORM 1777 |  |  |  |  | 2012-01-06
1839 | 29200000TL | 03483 | EG1008010 | P | 58007709 | 58 | EGTL Spares | Mtce | 66 | 66Z | SEAT: VALVE 1 IN, 1 IN, | S31600/COCR-A, CONTROL VALVES | Valve - Actuator & Positioner: RING, NOTCHFLO | EA | 1 | 0 | 0 | NO | 1287.8377 | 199923.9272 | FISHER CONTROLS | GE12817X012 |  | 01,22 | 1 |  | 1BBB |  | D103211X012 |  |  |  |  | 2012-01-06
1840 | 29200000TL | 03483 | EGC043003 | P | 58007710 | 58 | EGTL Spares | Mtce | 66 | 66Z | SEAT: VALVE 2 IN, 1-1/4 IN | S31600/COCR-A, CONTROL VALVES | Valve - Actuator & Positioner: RING | EA | 2 | 0 | 0 | NO | 993.1448 | 154185.73 | FISHER CONTROLS | GE13847X012 |  | 01,22 | 1 |  | 1BBB |  | FORM 5299 |  |  |  |  | 2012-01-06
1841 | 29200000TL | 03483 | EG1008009 | P | 58007711 | 58 | EGTL Spares | Mtce | 76 | 76Z | CAGE: VALVE GLOBE,2 IN | 1-1/4 IN X 3/4 INCH, S31600/ | Pumps-Other : COCRAENC, MIDDLE (CONTROL VALVES) | EA | 2 | 0 | 0 | NO | 2337.9092 | 362937.0303 | FISHER CONTROLS | GE13875X012 |  | 02,21,22 | 1 |  | 2BBB |  | FORM 5299 |  |  |  |  | 2012-01-06
1842 | 29200000TL | 03483 | EGC002005 | P | 58007712 | 58 | EGTL Spares | Mtce | 66 | 66G | PLUG:VALVE 12 IN, 410 SS/416HT | SS 20B64, CONTROL VALVES | Valve-Plug : BAL, FLAT BTM | EA | 1 | 0 | 0 | NO | 3103.296 | 481786.7 | FISHER CONTROLS | GE15083X012 |  | 01,02,22 | 1 | 1AXX |  |  | FORM 2376 |  |  |  |  | 2012-01-06
1843 | 29200000TL | 03483 | EGC024026 | P | 58007713 | 58 | EGTL Spares | Mtce | 66 | 66G | PLUG: VALVE 2 IN, 316 SS | 20B64/COCRA, CONTROL VALVES | Valve-Plug : | EA | 1 | 0 | 0 | NO | 1047.8214 | 162663.7893 | FISHER CONTROLS | GE17624X022 |  | 02,22 | 1 |  |  |  | FORM 5299 |  |  |  |  | 2012-01-06
1844 | 29200000TL | 03483 | EGC043007 | P | 58007714 | 58 | EGTL Spares | Mtce | 66 | 66G | STEM: VALVE 3-7/16 IN DIA | 4.06 IN LG, 440C HT/NIT 50 | Valve-Plug : PLUG, CAV III (CONTROL VALVES) | EA | 1 | 0 | 0 | NO | 1953.2598 | 303243.59 | FISHER CONTROLS | GE19315X022 |  | 22 | 1 | 1BAA |  |  | FORM 5299 |  |  |  |  | 2012-01-06
1845 | 29200000TL | 03483 | EG1053030 | S | 58007715 | 58 | EGTL Spares | Mtce | 66 | 66G | STEM:VALVE GLOBE,18-1/4 IN DIA | 25.5 IN LG,CF8M/COCR/XM-19 | Valve-Plug : CONTROL VALVES. | AS | 1 | 0 | 0 | NO | 22385.2747 | 3475090.045 | FISHER | GE20470X0A2 |  | 22 | 1 | 1BBA |  |  | FORM 5057 |  |  |  |  | 2012-12-13
1846 | 292000TLDE | 03483 | EG1052036 | P | 58007716 | 58 | EGTL Spares | Mtce | 66 | 66F | ASSEMBLY:CAGE,BAFFLE AND RING | 12 INCH, 17-4 SS | Valve - Parts & Accessories : | EA | 1 | 0 | 0 | YES | 15576.6549 | 23322769.6 | FISHER | GE22759X0A2 |  | 01,22 | 1 | 1BAA |  |  | FORM 2376 |  |  |  |  | 2016-03-31 |  |  | 1 | 1
1847 | 29200000TL | 03483 | EG1053036 | P | 58007718 | 58 | EGTL Spares | Mtce | 66 | 66G | STEM: CONTROL VALVE | 4.460 IN DIA, 10 IN LG | Valve-Plug : CA6MN HT/NITRILE 50, PLUG ASSY | EA | 1 | 0 | 0 | NO | 4844.25 | 752069.8125 | FISHER | GE25548X0A2 |  | 22 | 1 | 1BAA |  |  | FORM 5329 |  |  |  |  | 2012-03-07
1848 | 29200000TL | 03483 | EGC004029 | P | 58007719 | 58 | EGTL Spares | Mtce | 76 | 76F | ASSEMBLY:CAGE & BAFFLE,6 IN | 17-4 SS H1075 20B64 | Pump - Centrifugal - Parts : WHIS III (CONTROL VALVES) | EA | 2 | 1 | 2 | NO | 8602.0001 | 1335460.51 | FISHER CONTROLS | GE25729X012 |  | 01,22 | 1 | 1AXX |  |  | FORM 5299 |  |  |  |  | 2012-01-06
1849 | 29200000TL | 03483 | EGC043003 | P | 58007720 | 58 | EGTL Spares | Mtce | 66 | 66G | ASSEMBLY:PLUG,RETAINER,5 3/8IN | S41600 FGS 2B8, CONTROL VALVES | Valve-Plug : | EA | 2 | 0 | 0 | NO | 489.441 | 75985.71 | FISHER CONTROLS | GE25772X012 |  | 01,22 | 1 | 1AXX |  |  | FORM 5299 |  |  |  |  | 2012-01-06
1850 | 29200000TL | 03483 | EGC043007 | P | 58007721 | 58 | EGTL Spares | Mtce | 76 | 76Z | CAGE: VALVE GLOBE, 2 IN | 1-1/4 IN X 3/4 IN,COATED | Pumps-Other : S31600/COCRAENC, LOWER (CONTROL VALVES) | EA | 2 | 0 | 0 | NO | 2608.6003 | 404985.19 | FISHER CONTROLS | GE28563X012 |  | 02,21,22 | 1 |  | 2BBC |  | FORM 5299 |  |  |  |  | 2012-01-06
1851 | 29200000TL | 03483 | EGC043007 | P | 58007722 | 58 | EGTL Spares | Mtce | 66 | 66G | STEM: VALVE 1-1/4 IN DIA | 8.23 IN LG, 316 SS/NIT50 | Valve-Plug : PLUG, ASSY, 3 STG, #6 (CONTROL VALVES) | EA | 2 | 0 | 0 | NO | 4275.1017 | 663709.54 | FISHER CONTROLS | GE28587X0A2 |  | 01,02,22 | 1 |  |  |  | FORM 5299 |  |  |  |  | 2012-01-06
1852 | 292000TLDE | 03483 | EG1053FLR | P | 58007723 | 58 | EGTL Spares | Mtce | 76 | 76F | ASSEMBLY:CAGE,RETAINER & RING | 8 IN,316L SS/CRCT/316 SS | Pump - Centrifugal - Parts : #6 (CONTROL VALVES) | EA | 1 | 0 | 0 | YES | 5422.6859 | 8119333.35 | FISHER CONTROLS | GE28942X032 |  | 01,22 | 1 | 1AXX |  |  | FORM 5057 |  |  |  |  | 2016-03-31 |  |  | 1 | 1
1853 | 29200000TL | 03483 | EGC043010 | P | 58007724 | 58 | EGTL Spares | Mtce | 66 | 66G | PLUG: VALVE 3 IN, S41600 FGS | 2B8, CONTROL VALVES | Valve-Plug : M-FORM | EA | 1 | 0 | 0 | NO | 649.335 | 100809.26 | FISHER CONTROLS | GE29138X012 |  | 01,02,22 | 1 |  |  |  | FORM 5299 |  |  |  |  | 2012-01-06
1854 | 29200000TL | 03483 | EGC013003 | P | 58007725 | 58 | EGTL Spares | Mtce | 66 | 66Z | SEAT: VALVE 3 IN, 3/4 IN | S41600 FGS 2B8, CONTROL VALVES | Valve - Actuator & Positioner: RING | EA | 1 | 0 | 0 | NO | 516.7852 | 80225.7343 | FISHER CONTROLS | GE29160X012 |  | 01,22 | 1 |  | 1BBB |  | FORM 5299 |  |  |  |  | 2012-01-06
1855 | 29200000TL | 03483 | EG1008011 | P | 58007726 | 58 | EGTL Spares | Mtce | 66 | 66Z | KIT: REPAIR | FOR CONTROL VALVE | Valve-Other : CONTAINS O-RING(6 NOS),WASHER,THRUST | EA | 1 | 0 | 0 | NO | 35.7825 | 5554.8656 | FISHER CONTROLS | R1061X00602 |  | 01,22 | 1 | 1AXX |  |  | FORM 5290 |  |  |  |  | 2012-01-06
1856 | 29200000TL | 03483 | EG1025002 | P | 58007727 | 58 | EGTL Spares | Mtce | 66 | 66Z | KIT:REPAIR,FOR CONTROL VALVE | CONTAINS RING,WIPER,TYPE D | Valve-Other : BEARING,O-RING (2 NOS),DIAPHRAGM | EA | 2 | 0 | 0 | NO | 69.7548 | 10828.7276 | FISHER | R1098X00302 |  | 01,22 | 1 | 1BAA |  |  | FORM 5084 |  |  |  |  | 2012-03-07
1857 | 29200000TL | 03483 | EG1008012 | P | 58007731 | 58 | EGTL Spares | Mtce | 66 | 66Z | KIT: REPAIR | FOR CONTROL VALVE | Valve-Other : CONTAINS O-RING PN 1C334206992,O-RING PN 1H862606992,O-RING PN 1H862706992,BOOT PN 1H872106992,SNAP RING PN 1H875027022,SNAP RING PN 1H875127022 | EA | 2 | 0 | 0 | NO | 355.3752 | 82630.8475 | FISHER CONTROLS | R585CX00062 |  | 01,22 | 1 | 1AXX | 2BBB |  | FORM 5163 |  |  |  |  | 2012-01-06 | 2019-12-23 | 2018-12-28
1858 | 29200000TL | 03483 | EG1010004 | P | 58007734 | 58 | EGTL Spares | Mtce | 66 | 66P | KIT:SOFT GOODS | FOR CONTROL VALVE | Valve - Control : CONTAINS VALVE PLUG PN 15A6207X012,STEM PLUG PN 15A6205X012,PLUG ASSY PN 15A6207X022,DIAPHRAGM ASSY PN 15A6216X022,DIAPHRAGM PN 15A6209X012,DIAPHRAGM HD PN 15A6212X012,DIAPHRAGM HD PN 1B798328982,PUSH NUT PN 15A6214X012,GASKET TO | EA | 2 | 1 | 2 | NO | 96.7566 | 15020.4931 | FISHER CONTROLS | R6353X00012 | R6353X00012 | 01,22 | 1 | 1AXX |  |  | 5781 |  |  |  |  | 2012-01-06 | 2019-09-09
1859 | 29200000TL | 03483 | EGC013003 | P | 58007735 | 58 | EGTL Spares | Mtce | 66 | 66Z | KIT:REPAIR,FOR CONTROL VALVE | CONTROL VALVES | Valve-Other : &quot;CONTAINS 10A3800X012 O-RING,10A7779X012 O-RING,14A5675X012 RING,PISTON,14A5685X012 GASKET,TO 302F/150C,14A5686X012 O-RING,18B3438X012 O-RING, 1E472706992 O-RING 1K786806992 RING, BACK-UP SCARF 24A5673X0&quot; | EA | 1 | 0 | 0 | NO | 77.2553 | 11993.1069 | FISHER |  |  | 01,22 | 1 | 1BAA |  |  | FORM 5084 |  |  |  |  | 2012-03-07
1860 | 29200000TL | 03483 | EGC013005 | P | 58007736 | 58 | EGTL Spares | Mtce | 66 | 66Z | KIT:REPAIR | FOR CONTROL VALVE | Valve-Other : CONTAINS 1E395046172 ORIFICE,1E395146172 PLUG,VALVE,1E395537022 SPRING,VALVE PLUG,1E395836012 DIAPHRAGM,1E396104022 GASKET | EA | 2 | 0 | 0 | NO | 141.0096 | 21890.331 | FISHER CONTROLS | R95HX000062 |  | 01,22 | 1 | 1AXX |  |  | D100390X012 |  |  |  |  | 2012-01-06 | 2019-07-29
1861 | 29200000TL | 03483 | EGC014008 | P | 58007744 | 58 | EGTL Spares | Mtce | 66 | 66Z | KIT:REPAIR | FOR CONTROL VALVE | Valve-Other : &quot;CONTAINS 11B0720X022 GASKET,13B8412X012 SCREW,CAP,HEX SOCKET,1A3756X0012 WASHER,PLAIN,TYPE A,1A3816K0012 SCREW,CAP,HEX HD,22B4509X012 SPRING,WAVE,28B0268X012 RADIAL SEAL, 34B3365X012 SEAL,METAL SLEEVE 3&quot; | EA | 1 | 0 | 0 | NO | 1047.0713 | 162547.3514 | FISHER CONTROLS | RV150X0HD62 |  | 01,22 | 1 | 1AXX |  |  | FORM 5290 |  |  |  |  | 2012-01-06
1862 | 29200000TL | 03483 | EG1023009 | P | 58007745 | 58 | EGTL Spares | Mtce | 66 | 66Z | KIT:REPAIR | FOR CONTROL VALVE | Valve-Other : CONTAINS 11B0672X052 GASKET,11B4671X012 WASHER,PLAIN,TYPE A,13B8413X012 SCREW,CAP,HEX SOCKET,13B8414X012 SCREW,CAP,HEX SOCKET,24B4761X012 SPRING,WAVE,28B0265X012 RADIAL SEAL, 34B4767X032 SEAL,BALL, 34B47 | EA | 1 | 0 | 0 | NO | 663.0452 | 102931.1308 | FISHER CONTROLS | RV150XHDAE2 |  | 01,22 | 1 |  |  |  | FORM 5290 |  |  |  |  | 2012-01-06
1863 | 29200000TL | 03483 | EGC013005 | P | 58007747 | 58 | EGTL Spares | Mtce | 66 | 66Z | POPPET: VALVE 1-1/2 IN, BRASS/ | NITRILE, CONTROL VALVES | Valve-Other : ASSY | EA | 1 | 0 | 0 | NO | 27.0019 | 4191.7655 | FISHER CONTROLS | T12430000A2 |  | 22 | 1 | 1BAA |  |  | FORM 5329 |  |  |  |  | 2012-01-06
1864 | 29200000TL | 03483 | EGC013005 | P | 58007748 | 58 | EGTL Spares | Mtce | 54 | 54D | O-RING: 11 IN ID, 11-3/8 IN OD | 3/16 IN WD, FKM/FGS 13H1 | *OBS*GS&P-O-Rings : CONTROL VALVES | EA | 1 | 0 | 0 | NO | 83.2557 | 12924.6103 | FISHER CONTROLS | V110436X012 |  | 01,22 | 1 |  | 2BAB |  | FORM 5338 |  |  |  |  | 2012-01-06
1865 | 29200000TL | 03483 | EG1002012 | P | 58007749 | 58 | EGTL Spares | Mtce | 54 | 54D | O-RING | VALVE SEAL | FOR FISHER POSI SEAL 20? Butterfly valve.For | EA | 2 | 1 | 2 | NO | 324.675 | 98863.5375 | FISHER CONTROLS | V111370X012 |  | 01,22 | 1 |  | 2BAB |  | FORM 5291 |  |  |  |  | 2012-01-06 | 2016-10-22 | 2016-11-24
1866 | 29200000TL | 03483 | EG1002019 | P | 58007750 | 58 | EGTL Spares | Mtce | 54 | 54D | O-RING: 18 IN ID, 18-3/8 IN OD | 3/16 IN WD, FKM/FGS 13H1 | *OBS*GS&P-O-Rings : For 18? Butterfly valve | EA | 2 | 0 | 0 | NO | 427.32 | 130119.6404 | FISHER CONTROLS | V111365X012 |  | 01,22 | 1 |  | 1BBB |  | FORM 5291 |  |  |  |  | 2012-01-06 | 2016-10-24 | 2016-10-31
1867 | 29200000TL | 03483 | EG1025005 | P | 58007751 | 58 | EGTL Spares | Mtce | 54 | 54A | RING:SEAL | PTFE,FGS 13H2 | Seals : | EA | 1 | 1 | 2 | NO | 1399.1892 | 373349.5245 | FISHER | 23B6128X022 |  | 01 |  |  | 1BBB | [5 empty] | KGISL198 | 2013-05-01 | 2024-04-11 | 2018-06-17 |  |  | -1 | 1
1868 | 29200000TL | 03483 | EG1025009 | P | 58007752 | 58 | EGTL Spares | Mtce | 14 | 14C | RING:SEAL,18 IN, PTFE/FGS 13H2 | CONTROL VALVES | Flow Measuring Instruments : | EA | 2 | 1 | 2 | NO | 1317.9801 | 401324.5471 | FISHER CONTROLS | V111635X012 |  | 01,22 | 1 |  |  |  | FORM 5291 |  |  |  |  | 2012-01-06 | 2016-10-22 | 2016-11-22
1869 | 29200000TL | 03483 | EG1055016 | P | 58007753 | 58 | EGTL Spares | Mtce | 14 | 14C | RING:SEAL,30 IN, PTFE FGS 13H2 | CONTROL VALVES | Flow Measuring Instruments : | EA | 1 | 0 | 0 | NO | 1671.0127 | 328354 | FISHER CONTROLS | V113353X012 |  | 01,22 | 1 | 1AXX |  |  | FORM 5338 |  |  |  |  | 2012-01-06 | 2016-04-17
1870 | 29200000TL | 03483 | EG1002017 | S | 58007754 | 58 | EGTL Spares | Mtce | 54 | 54D | O-RING:27.25 IN ID,27.65 IN OD | 0.210 IN WD, FKM/FGS 13H1 | *OBS*GS&P-O-Rings : CONTROL VALVES | EA | 1 | 0 | 0 | NO | 380.9984 | 59150 | FISHER CONTROLS | V113523X022 |  | 01,22 | 1 | 1AXX | 2BAB |  | FORM 5338 |  |  |  |  | 2012-01-06
1871 | 29200000TL | 03483 | EG1025011 | P | 58007755 | 58 | EGTL Spares | Mtce | 54 | 54D | PACKING: RING SET | CONTROL VALVES | Packing / Glands / Stuffing Boxes : 5 RINGS ,GR 17D29 WITHOUT ZN,SQ,5 IN X 6 1/2 IN X 3/4 IN | EA | 2 | 0 | 0 | NO | 1260.215 | 384981.58 | FISHER CONTROLS | V115155X012 |  | 01,22 | 1 | 1AXX |  |  | FORM 5338 |  |  |  |  | 2012-01-06 | 2019-11-11 | 2016-06-28
1872 | 29300000TL | 03483 | EG1008017 | P | 58007756 | 58 | EGTL Spares | Mtce | 50 | 50Z | BEARING:THRUST,36 IN,ROTARY | A11 (CL300) SERIES,316 SS/ | Bearings & Accessories - All :NITRIDE T2 (CONTROL VALVES) REBUILD KIT REQUIRED QA CODE: 01A AND 07 | EA | 2 | 0 | 1 | YES | 862.33 | 327275.7303 | FISHER CONTROLS | V116148X012 |  | 01A, 07 | 1 | 1AXX |  |  | FORM 5338 |  |  |  |  | 2019-11-01 |  | 2020-08-03
1873 | 29200000TL | 03483 | EG1025012 | S | 58007757 | 58 | EGTL Spares | Mtce | 54 | 54D | PACKING: RING SET | CONTROL VALVES | Packing / Glands / Stuffing Boxes : 5 NOS RINGS, PTFE FMS 17D7,V-RING,4-1/2 IN X 6 INCH | EA | 2 | 0 | 0 | NO | 1365 | 418263.3 | FISHER CONTROLS | V121593X012 |  | 01,22 | 1 | 1AXX |  |  | FORM 5338 |  |  |  |  | 2012-01-06 | 2018-09-17 | 2019-02-07
1874 | 29200000TL | 03483 | EG1002019 | P | 58007760 | 58 | EGTL Spares | Mtce | 54 | 54A | GASKET:3-15/16 IN OD X 1/16 IN | THK, GARLOCK 3300, RING | Gaskets : CONTROL VALVES | EA | 2 | 1 | 2 | NO | 75.7488 | 11760 | FISHER CONTROLS | V139619X022 |  | 01,22 | 1 |  |  |  | FORM 5338 |  |  |  |  | 2012-01-06
1875 | 29200000TL | 03483 | EGC018016 | P | 58007761 | 58 | EGTL Spares | Mtce | 66 | 66Z | ASSEMBLY:12 IN, 316 SS/TEFZEL | CONTROL VALVES | Valve - Actuator & Positioner: PHOENIX III | EA | 1 | 0 | 0 | NO | 3112.7005 | 483215.625 | FISHER CONTROLS | V143160X012 |  | 01,22 | 1 |  | 1BBB |  | FORM 5338 |  |  |  |  | 2012-01-06
1876 | 29200000TL | 03483 | EG1008004 | P | 58007762 | 58 | EGTL Spares | Mtce | 54 | 54A | GASKET: 5.75 IN OD X 1/16 IN | THK, GARLOCK 3300, RING | Gaskets : CONTROL VALVES | EA | 2 | 0 | 0 | NO | 95.6329 | 14847 | FISHER CONTROLS | V148908X022 |  | 01,22 | 1 | 1AXX |  |  | FORM 5338 |  |  |  |  | 2012-01-06
1877 | 29200000TL | 03483 | EG1022011 | P | 58007763 | 58 | EGTL Spares | Mtce | 54 | 54A | GASKET:6-1/8 IN OD X 1/16 IN | THK, GRAPH 17F28, RING | Gaskets : CONTROL VALVES | EA | 1 | 0 | 0 | NO | 116.6312 | 18107 | FISHER CONTROLS | V148909X012 |  | 01,22 | 1 | 1AXX |  |  | FORM 5338 |  |  |  |  | 2012-01-06 | 2019-11-11
1878 | 29200000TL | 03483 | EGC043007 | P | 58007765 | 58 | EGTL Spares | Mtce | 66 | 66Z | RETAINER:GASKET, 18 IN, CF3M | FMS 20B58, CONTROL VALVES | Valve - Actuator & Positioner: | EA | 2 | 1 | 2 | NO | 1276.1498 | 198122.25 | FISHER CONTROLS | V149135X062 |  | 01,22 | 1 |  | 1BBB |  | FORM 5338 |  |  |  |  | 2012-01-06
1879 | 29200000TL | 03483 | EGC041009 | P | 58007766 | 58 | EGTL Spares | Mtce | 14 | 14C | RING:SEAL, 12 IN, 316-A | FMS 20B64, CONTROL VALVES | Flow Measuring Instruments : | EA | 1 | 0 | 0 | NO | 3040.96 | 931902.19 | FISHER CONTROLS | V149262X012 |  | 01,22 | 1 |  | 1BAA |  | FORM 5338 |  |  |  |  | 2012-01-06 | 2026-01-04 |  | -1 | 1
1880 | 29200000TL | 03483 | EG1002012 | P | 58007767 | 58 | EGTL Spares | Mtce | 64 | 64B | KEY | VALVE SEAL, SQUARE | Power Transmission Equipment & Replacement Parts : G10180; FOR FISHER POSI SEAL VALVE SERIAL NUMBER 18292380. | EA | 2 | 0 | 0 | NO | 23.4783 | 3645 | FISHER CONTROLS | V161463X012 |  | 01,22 | 1 |  | 2CBC |  | FORM 5291 |  |  |  |  | 2012-01-06
1881 | 29200000TL | 03483 | EG6007CON | P | 58007769 | 58 | EGTL Spares | Mtce | 66 | 66F | BODY: VALVE 20 IN, FLG | CLASS 300, CF3M FMS 20B58 | Valve - Parts & Accessories :SGL (CONTROL VALVES) | EA | 2 | 0 | 0 | NO | 7384.2256 | 1146327.188 | FISHER CONTROLS | V167566X102 |  | 22 | 1 | 1BAA |  |  | FORM 5291 |  |  |  |  | 2012-01-06
1882 | 29200000TL | 03483 | EG1002017 | P | 58007771 | 58 | EGTL Spares | Mtce | 50 | 50Z | BEARING:THRUST, 20 IN, A31A | TYPE 8532 (CL300) SERIES,PEEK/ | Bearings & Accessories - All :CARBON 30A8 (CONTROL VALVES) | EA | 2 | 0 | 0 | NO | 370.4992 | 57520 | FISHER CONTROLS | V168183X012 |  | 01,21,22 | 1 |  |  |  | FORM 5291 |  |  |  |  | 2012-01-06
1883 | 29200000TL | 03483 | EG1002020 | P | 58007772 | 58 | EGTL Spares | Mtce | 50 | 50Z | BEARING | ROTARY VALVE | Bearings & Accessories - All :SN: 18292380; PEEK CARBN 30A8 FOR FISHER POSI SEAL VALVE. | EA | 4 | 2 | 4 | NO | 234.766 | 36445.0723 | FISHER CONTROLS | V168187X012 |  | 01,21,22 | 1 |  | 2CBC |  | FORM 5291 |  |  |  |  | 2012-01-06 |  | 2013-10-24
1884 | 29200000TL | 03483 | EG1003018 | P | 58007773 | 58 | EGTL Spares | Mtce | 50 | 50Z | BEARING:ROTARY, 20 IN, A11 | (CL600) SERIES,PEEK/CARBON | Bearings & Accessories - All :30A8 (CONTROL VALVES) | EA | 2 | 1 | 2 | NO | 300.7472 | 46691 | FISHER CONTROLS | V168188X012 |  | 01,21,22 | 1 |  |  |  | FORM 5291 |  |  |  |  | 2012-01-06
1885 | 29200000TL | 03483 | EG1052033 | P | 58007774 | 58 | EGTL Spares | Mtce | 66 | 66F | ASSEMBLY:DISC & SHAFT, 18 IN | 17-4PH SS CF3M, CONTROL VALVES | Valve - Parts & Accessories : | EA | 1 | 0 | 0 | NO | 8313.752 | 1290710 | FISHER CONTROLS | V169011X512 |  | 01,22 | 1 |  | 2BBB |  | FORM 5291 |  |  |  |  | 2012-01-06
1886 | 29200000TL | 03483 | EG1008010 | P | 58007775 | 58 | EGTL Spares | Mtce | 64 | 64B | KEY:CONTROL VALVE | G10180 | Power Transmission Equipment & Replacement Parts : G10180 | EA | 2 | 0 | 0 | NO | 51.8969 | 8057 | FISHER CONTROLS | V169412X012 |  | 01,22 | 1 |  |  |  | FORM 5291 |  |  |  |  | 2012-01-06
1887 | 29300000TL | 03483 | EG1012006 | P | 58007777 | 58 | EGTL Spares | Mtce | 50 | 50Z | BEARING:ROTARY, 36 IN, A11 | (CL300) SERIES,316 SS/NITRIDE | BEARING AND THRUST BEARING FOR FISHER CONTROLS 36 IN A11 VALVE 300 RF SINGLE FLANGE WITH ACTUTOR BETTIS G5032-SR4T2 (CONTROL VALVES) NOTE: QA CODE: 01A & 07 REPLACED QA CODE: 21 & 22 | EA | 2 | 0 | 1 | YES | 1204.29 | 457058.0743 | FISHER CONTROLS | V174912X042 |  | 01A, 07 | 1 | 1AXX |  |  | EGTL1-PUF-INS-GA-303462 |  |  |  |  | 2019-11-01 |  | 2020-08-03
1888 | 29200000TL | 03483 | EGC022026 | P | 58007778 | 58 | EGTL Spares | Mtce | 66 | 66Z | SEAT: 6IN CONTROL VALVE | 4-3/8 IN, S30300, RING, COND A | Valve - Actuator & Positioner: | EA | 2 | 0 | 0 | NO | 32.9984 | 5123 | FISHER | 0B042235032 |  | 01,22 | 1 | 1BAA | 1BBB |  | FORM 5447 |  |  |  |  | 2012-03-07
1889 | 29200000TL | 03483 | EGC034018 | P | 58007779 | 58 | EGTL Spares | Mtce | 66 | 66Z | SEAT: VALVE 3/32 IN, S30300 | CONTROL VALVES | Valve - Actuator & Positioner: RING, COND A | EA | 2 | 0 | 0 | NO | 37.5008 | 5822 | FISHER CONTROLS | 0R044135032 |  | 01,22 | 1 |  | 1BBB |  | FORM 5468 |  |  |  |  | 2012-01-06
1890 | 29200000TL | 03483 | EGC013005 | P | 58007780 | 58 | EGTL Spares | Mtce | 54 | 54D | O-RING:1-1/16 IN ID, 1-1/4 IN | OD, 3/32 IN WD, NITRILE-DS52-1 | *OBS*GS&P-O-Rings : CONTROL VALVES | EA | 3 | 0 | 0 | NO | 3.7488 | 582 | FISHER CONTROLS | 10A0042X052 |  | 01,22 | 1 |  | 2BAB |  | TANK BLANKET |  |  |  |  | 2012-01-06
1891 | 29200000TL | 03483 | EG1022005 | P | 58007783 | 58 | EGTL Spares | Mtce | 54 | 54A | GASKET: 9.88 INX 11.00 IN X | 0.03 IN, FMS 17F49, RING | Gaskets : OXY (CONTROL VALVES) | EA | 2 | 1 | 2 | NO | 236.2512 | 36678 | FISHER CONTROLS | 10A3265X092 |  | 01,22 | 1 | 1AXX |  |  | FOEM 2376 |  |  |  |  | 2012-01-06
1892 | 29200000TL | 03483 | EG1022005 | P | 58007784 | 58 | EGTL Spares | Mtce | 54 | 54A | GASKET:CONTROL VALVE,8.69 IN X | 9.19 IN X 0.03 IN,FMS 17F49 | Gaskets : RING, OXY | EA | 2 | 0 | 0 | NO | 224.2512 | 34815 | FISHER CONTROLS | 10A3266X062 |  | 01,22 | 1 | 1AXX |  |  | FOEM 2376 |  |  |  |  | 2012-01-06
1893 | 29200000TL | 03483 | EG1003013 | P | 58007785 | 58 | EGTL Spares | Mtce | 66 | 66F | BUSHING: VALVE,DU,1-3/4 IN | 1-15/16 IN X 1 IN,316 SS | Valve - Parts & Accessories :LINED, ACTUATOR, 183-FV-502, 183-FV-503, 183-FV-508, FISCAL METERING SKID | EA | 4 | 0 | 0 | NO | 30.0812 | 4669.96 | FISHER | 10A3848X012 | AG0442M-V-S04D | 02,22 | 1 | 2AAB |  |  | EGTL1-DAN-INS-GA-830010 |  |  |  |  | 2013-03-01
1894 | 29200000TL | 03483 | EG1003012 | P | 58007790 | 58 | EGTL Spares | Mtce | 66 | 66Z | RING: BACK-UP 3 IN, 316-A | FMS 20B64, CONTROL VALVES | Valve - Actuator & Positioner: | EA | 2 | 1 | 2 | NO | 258.7504 | 40171 | FISHER CONTROLS | 10A4208X022 |  | 01,22 | 1 | 1AXX | 1BBB |  | FORM 5081 |  |  |  |  | 2012-01-06 | 2018-05-06
1895 | 29300000TL | 03483 | EG1009010 | P | 58007794 | 58 | EGTL Spares | Mtce | 66 | 66Z | RING: RETAINING EXTERNAL | 1.12 IN, 18-8 20B15 SPGT | Valve - Actuator & Positioner: CONTROL VALVES | EA | 1 | 0 | 1 | YES | 250 | 387322.5 | FISHER CONTROLS | 10A4211X012 |  | 01,22 | 1 | 1AXX | 1BBB |  | FORM 5081 |  |  |  |  | 2019-11-01 | 2025-01-31 | 2025-02-23 | -1 | 1
1896 | 29200000TL | 03483 | EG1002019 | P | 58007795 | 58 | EGTL Spares | Mtce | 14 | 14C | RING: SPRING RADIAL,1-23/32 IN | X 1-31/32 IN X 1/8 IN,C276/ | Flow Measuring Instruments : PTFE/25% CG (CONTROL VALVES) | EA | 1 | 0 | 0 | NO | 67.84 | 13330.8941 | FISHER CONTROLS | 10A4216X032 |  | 01,22 | 1 |  |  |  | FORM 5299 |  |  |  |  | 2012-01-06 | 2025-04-09 | 2016-03-19 | -1 | 1
1897 | 29200000TL | 03483 | EG1002019 | P | 58007798 | 58 | EGTL Spares | Mtce | 14 | 14C | RING: RADIAL SPRING,4-3/32 IN | X 4-15/32 IN X 3/16 IN,C276/ | Flow Measuring Instruments : PTFE/25% CG (CONTROL VALVES) | EA | 1 | 0 | 0 | NO | 172.37 | 42871.56 | FISHER CONTROLS | 10A4223X032 |  | 01,22 | 1 | 1AXX | 1CCC |  | FORM 5081 |  |  |  |  | 2012-01-06 | 2021-04-16
1898 | 29300000TL | 03483 | EG1010006 | P | 58007799 | 58 | EGTL Spares | Mtce | 66 | 66Z | RING: BACK-UP 6 IN, 410/416HT | SS 20B64, CONTROL VALVES | Valve - Actuator & Positioner: | EA | 2 | 1 | 2 | YES | 644.27 | 265651.8491 | FISHER CONTROLS | 10A4224X012 |  | 01,22 | 1 | 1AXX | 1BBB |  | FORM 5081 |  |  |  |  | 2019-11-01 |  | 2022-05-02
1899 | 29200000TL | 03483 | EG1024014 | P | 58007800 | 58 | EGTL Spares | Mtce | 66 | 66P | RING: BACK-UP 6 IN, 316-A | FMS 20B64, CONTROL VALVES | Valve - Actuator & Positioner: | EA | 1 | 0 | 0 | NO | 813 | 126218.25 | FISHER CONTROLS | 10A4224X022 |  | 01,22 | 1 | 1AXX | 1BAA |  | FORM 5081 |  |  |  |  | 2012-01-06 | 2019-09-25
1900 | 29200000TL | 03483 | EG1002018 | P | 58007801 | 58 | EGTL Spares | Mtce | 66 | 66Z | RING: RETAINING EXTERNAL | 4 IN, 18-8 20B15 SPGT | Valve - Actuator & Positioner: CONTROL VALVES | EA | 1 | 0 | 0 | NO | 65.42 | 20040.8936 | FISHER CONTROLS | 10A4225X012 |  | 01,22 | 1 | 1AXX | 1BBB |  | FORM 5081 |  |  |  |  | 2012-01-06 | 2021-07-08 | 2019-02-09
1901 | 29200000TL | 03483 | EG1022005 | P | 58007807 | 58 | EGTL Spares | Mtce | 66 | 66F | STEM: VALVE, 3/4 IN, 21/32 IN | DIA, 13 IN LG, S31600 B G&P | Valve - Parts & Accessories :PLUG (CONTROL VALVES) | EA | 1 | 0 | 0 | NO | 364.5 | 56588.625 | FISHER CONTROLS | 10A9265X122 |  | 01,02,22 | 1 |  | 2BBB |  | FORM 2376 |  |  |  |  | 2012-01-06
1902 | 29200000TL | 03483 | EG1021013 | P | 58007808 | 58 | EGTL Spares | Mtce | 66 | 66F | STEM: VALVE, 3/4 IN, 21/32 IN | DIA, 13 INCH LG, S31600 B G&P | Valve - Parts & Accessories :PLUG (CONTROL VALVES) | EA | 2 | 0 | 0 | NO | 383.25 | 59499.5625 | FISHER CONTROLS | 10A9265X422 |  | 01,02,22 | 1 | 1AXX | 2BBB |  | FORM 2376 |  |  |  |  | 2012-01-06
1903 | 29200000TL | 03483 | EGC035032 | P | 58007809 | 58 | EGTL Spares | Mtce | 66 | 66F | STEM: VALVE, 3/4 IN, 21/32 IN | DIA, 13 INCH LG, N07718 HT | Valve - Parts & Accessories :PLUG (CONTROL VALVES) | EA | 1 | 0 | 0 | NO | 1883.4469 | 292405.13 | FISHER CONTROLS | 10A9265XDP2 |  | 22 | 1 | 1BAA |  |  | FORM 5163 |  |  |  |  | 2012-01-06
1904 | 29200000TL | 03483 | EG1026006 | P | 58007810 | 58 | EGTL Spares | Mtce | 54 | 54D | O-RING:3-1/8 IN ID, 3-5/16 IN | OD, 3/32 IN WD,NITRILE DS52-2 | *OBS*GS&P-O-Rings : CONTROL VALVES | EA | 5 | 0 | 0 | NO | 9.38 | 1456.245 | FISHER CONTROLS | 10B4428X012 |  | 01,22 | 1 |  | 2BAB |  | FORM 5468 |  |  |  |  | 2012-01-06
1905 | 29200000TL | 03483 | EGC013005 | P | 58007811 | 58 | EGTL Spares | Mtce | 66 | 66Z | SEAT: VALVE 2 IN, 2-5/16 IN | R30006 FMS 31A1 | Valve - Actuator & Positioner: RING, WHISPER (CONTROL VALVES) | EA | 3 | 0 | 0 | NO | 2250 | 349312.5 | FISHER CONTROLS | 10B8254X032 |  | 01,22 | 1 | 1AXX | 1BBB |  | FORM 5081 |  |  |  |  | 2012-01-06
1906 | 29200000TL | 03483 | EG1003013 | P | 58007814 | 58 | EGTL Spares | Mtce | 66 | 66G | PLUG: VALVE 1/2 IN - 1 IN | 316 SS 20B64/COCRA | Valve-Plug : CONTROL VALVES | EA | 2 | 0 | 0 | NO | 621 | 96410.25 | FISHER CONTROLS | 11A5203X012 |  | 02,22 | 1 |  | 2BAB |  | D100397X012 |  |  |  |  | 2012-01-06
1907 | 29200000TL | 03483 | EG1022006 | P | 58007815 | 58 | EGTL Spares | Mtce | 66 | 66G | STEM: VALVE 1-5/16 IN DIA | 1-3/4 IN LG, 316 SS GP | Valve-Plug : PLUG, ASSY, #6 S&G (CONTROL VALVES) | EA | 1 | 0 | 0 | NO | 717.75 | 111430.6875 | FISHER CONTROLS | 11A5317X042 |  | 01,02,22 | 1 |  |  |  | FORM 5081 |  |  |  |  | 2012-01-06
1908 | 29200000TL | 03483 | EGC039031 | P | 58007817 | 58 | EGTL Spares | Mtce | 14 | 14Z | GAUGE: PRESSURE 60 PSI,0.4 MPA | 4 BAR RANGE, 2 IN DIAL, 1/4 IN | *OBS*Gage&Parts-Pres : ABS/BRASS TUBE, INTEGARAL, INTEGARAL MOUNT, NON FILLED, WET PTS (CONTROL VALVES) | EA | 3 | 0 | 0 | NO | 21.8322 | 3389.4467 | FISHER CONTROLS | 11B8579X032 |  | 05,22 | 1 | 1AXX | 2BAB |  | FORM 5163 |  |  |  |  | 2012-01-06 | 2017-02-17
1909 | 29200000TL | 03483 | EG1002018 | P | 58007819 | 58 | EGTL Spares | Mtce | 54 | 54D | PACKING:VALVE,TFE-CARBON | 1-3/4 IN X 2-1/4 IN | *OBS*GS&P-Other : ENVIRO-SEAL, 183-FV-502, 183-FV-503, 183-FV-508, FISCAL METERING SKID | EA | 9 | 0 | 0 | NO | 43.5023 | 6753.379 | FISHER | 12A9057X022 | AG0442M-W-S04D | 01,22 | 1 | 2AAB | 2AAB |  | EGTL1-DAN-INS-GA-830010 |  |  |  |  | 2013-03-02
1910 | 29200000TL | 03483 | EG1003013 | S | 58007820 | 58 | EGTL Spares | Mtce | 54 | 54D | PACKING: BULK RING,316-A | 1.78 IN X 2.24 IN X 1/4 IN | Packing / Glands / Stuffing Boxes : FMS 20B64, BOX, FOR CONTROL VALVES | EA | 2 | 0 | 0 | NO | 72 | 11178 | FISHER | 12A9058X012 | AG0442M-X-S04D | 01,22 | 1 | 1BAA |  |  | FORM 5343 |  |  |  |  | 2013-03-04
1911 | 29200000TL | 03483 | EG1002018 | P | 58007821 | 58 | EGTL Spares | Mtce | 66 | 66F | BUSHING: VALVE LINED CONTROL | 3/4 IN X 7/8 IN X 3/4 IN | Valve - Parts & Accessories :DU, VENDOR (CONTROL VALVES) | EA | 2 | 0 | 0 | NO | 14.33 | 2224.7325 | FISHER CONTROLS | 12A9556X012 |  | 02,22 | 1 | 1AXX | 2BAB |  | FORM 5290 |  |  |  |  | 2012-01-06
1912 | 29200000TL | 03483 | EG1008010 | P | 58007827 | 58 | EGTL Spares | Mtce | 54 | 54D | PACKING:CONTROL VALVE GR COMP | 17D30, RING, 3/4 IN X1-3/8 IN | Packing / Glands / Stuffing Boxes : X 5/16 IN | EA | 1 | 0 | 0 | NO | 21.75 | 3376.6875 | FISHER CONTROLS | 12B5800X012 |  | 01,22 | 1 | 1AXX | 2BBB |  | FORM 5299 |  |  |  |  | 2012-01-06 | 2025-12-01 |  | -1 | 1
1913 | 29200000TL | 03483 | EG1008004 | P | 58007831 | 58 | EGTL Spares | Mtce | 54 | 54A | GASKET: SPIRAL WOUND CL 1500 | N06600 INNER RING, GRAPHITE | Gaskets : OUTER RING, GRAPHITE FILLER, N06600/17N3 WINDING, SPIRAL WOUND,3.62 IN X 4.44 IN X 0.175 IN (CONTROL VALVES) | EA | 7 | 1 | 3 | NO | 85.8859 | 13332.9193 | FISHER CONTROLS | 12B6027X012 |  | 01,22 | 1 |  |  |  | D103211X012 |  |  |  |  | 2012-01-06
1914 | 29200000TL | 03483 | EG1022016 | P | 58007832 | 58 | EGTL Spares | Mtce | 54 | 54A | GASKET: SPIRAL WOUND CL 1500 | N06600 INNER RING, GRAPHITE | Gaskets : OUTER RING, GRAPHITE, FILLER, N06600/17N3 WINDING,SPIRAL WOUND, 3.31 IN X 3.94 IN X 0.175 INCH, CROSS REF DWG NO FORM 5299/D103211X012, CROSS REF DWG NO FORM 5299/D103211X012 (CONTROL VALVES) | EA | 10 | 0 | 0 | NO | 85.88 | 13332.87 | FISHER CONTROLS | 12B6030X012 |  | 01,22 | 1 |  |  |  | FORM 5299 |  |  |  |  | 2012-01-06 | 2025-11-24 |  | -2 | 1
1915 | 29200000TL | 03483 | EGC035032 | P | 58007834 | 58 | EGTL Spares | Mtce | 66 | 66F | ASSEMBLY:SPRING PACK,3/8 IN | N04400/N07718, CONTROL VALVES | Valve - Parts & Accessories : | EA | 1 | 0 | 0 | NO | 794.9662 | 123418.51 | FISHER CONTROLS | 12B6921X932 |  | 01,22 | 1 | 1AXX | 2BBC |  | FORM 2376 |  |  |  |  | 2012-01-06
1916 | 29200000TL | 03483 | EG1002012 | P | 58007835 | 58 | EGTL Spares | Mtce | 56 | 56Z | WASHER:PACKING,0.765 IN ID | 1.390 IN OD, 0.018 IN THK | *OBS*Fastener-BottWa : PTFE FMS 17F3 (CONTROL VALVES) | EA | 15 | 0 | 0 | NO | 10.9507 | 1699.9938 | FISHER CONTROLS | 12B6938X012 |  | 01,22 | 1 | 1AXX | 2BAB |  | FORM 5299 |  |  |  |  | 2012-01-06 | 2025-12-01 |  | -3 | 1
1917 | 29200000TL | 03483 | EGC029032 | P | 58007838 | 58 | EGTL Spares | Mtce | 54 | 54D | O-RING | NITRILE- DS52-1 | *OBS*GS&P-O-Rings : | EA | 5 | 6 | 12 | NO | 61.4999 | 9548.49 | FISHER CONTROLS | 13A1584X072 |  | 01 |  |  | 2BAB | [6 empty] | 2013-05-25 | 2025-10-14 |  | -2 | 2
1918 | 29300000TL | 03483 | EG1002020 | P | 58007839 | 58 | EGTL Spares | Mtce | 54 | 54A | GASKET:CONTROL VALVE, 1.84 IN | X 2.50 IN X 0.01 IN ,GRAFOIL/ | Gaskets : GTB, RING | EA | 1 | 0 | 1 | YES | 22.8 | 9339.564 | FISHER CONTROLS | 13B0344X032 |  | 01,22 | 1 |  |  |  | FORM 5290 |  |  |  |  | 2019-11-01 |  | 2021-05-31
1919 | 29300000TL | 03483 | EG1003013 | P | 58007840 | 58 | EGTL Spares | Mtce | 54 | 54D | PACKING: VALVE SEAL | BOX RING | Valve - Actuator & Positioner: FOR FISHER POSI SEAL CONTROL VALVE SERIAL NUMBER 18292380. | EA | 2 | 0 | 1 | YES | 2046.44 | 3064114.1476 | FISHER CONTROLS | 13B2189X012 |  | 01,22 | 1 |  | 1BBB |  | FORM 5291 |  |  |  |  | 2019-11-01 | 2025-04-26 | 2025-06-13 | -1 | 1
1920 | 29200000TL | 03483 | EG1002018 | P | 58007841 | 58 | EGTL Spares | Mtce | 66 | 66Z | PACKING:BULK RING,316 SS 20B15 | 3.0 IN X 3.9 IN X 0.36 IN | Valve - Actuator & Positioner: BOX (CONTROL VALVES) | EA | 2 | 1 | 2 | NO | 106.88 | 16593.12 | FISHER CONTROLS | 13B2190X012 |  | 01,22 | 1 |  | 1BBB |  | FORM 5291 |  |  |  |  | 2012-01-06
1921 | 29200000TL | 03483 | EG1025002 | P | 58007842 | 58 | EGTL Spares | Mtce | 66 | 66Z | RING:SEAL,30 IN,S21800/NITRIDE | CONTROL VALVES | Valve - Actuator & Positioner: | EA | 1 | 0 | 0 | NO | 3174.75 | 492879.9375 | FISHER CONTROLS | 13B2252X022 |  | 01,22 | 1 | 1AXX | 1BBB |  | FORM 5338 |  |  |  |  | 2012-01-06
1922 | 29200000TL | 03483 | EG1003006 | P | 58007843 | 58 | EGTL Spares | Mtce | 64 | 64B | KEY:CONTROL VALVE | S17400 H1025 | Power Transmission Equipment & Replacement Parts : | EA | 1 | 0 | 0 | NO | 144.7472 | 22472 | FISHER CONTROLS | 13B2601X022 |  | 01,22 | 1 | 1AXX | 2BAB |  | FORM 5338 |  |  |  |  | 2012-01-06
1923 | 29200000TL | 03483 | EG1008004 | P | 58007844 | 58 | EGTL Spares | Mtce | 66 | 66Z | PACKING:BULK RING,316 SS 20B15 | 4.5 IN X 5.9 IN X 0.01 IN | Valve - Actuator & Positioner: BOX (CONTROL VALVES) | EA | 1 | 0 | 0 | NO | 297.75 | 46225.6875 | FISHER CONTROLS | 13B2660X012 |  | 01,22 | 1 | 1AXX | 1BBB |  | FORM 5338 |  |  |  |  | 2012-01-06
1924 | 29200000TL | 03483 | EG1009017 | P | 58007845 | 58 | EGTL Spares | Mtce | 66 | 66Z | PACKING:BULK RING,316 SS 20B15 | 5.0 IN X 6.4 IN X 0.25 IN | Valve - Actuator & Positioner: BOX (CONTROL VALVES) | EA | 2 | 0 | 0 | NO | 1209.1 | 369344.83 | FISHER CONTROLS | 13B2661X012 |  | 01,22 | 1 | 1AXX | 1BBB |  | FORM 5338 |  |  |  |  | 2012-01-06 | 2019-11-11 | 2016-06-28
1925 | 29200000TL | 03483 | EG1008004 | P | 58007846 | 58 | EGTL Spares | Mtce | 64 | 64B | KEY:CONTROL VALVE | G10180 | Power Transmission Equipment & Replacement Parts : G10180 | EA | 2 | 1 | 2 | NO | 105.75 | 32303.86 | FISHER CONTROLS | 13B3422X012 |  | 01,22 | 1 | 1AXX |  |  | FORM 5299 |  |  |  |  | 2012-01-06 | 2019-11-11 | 2016-06-28
1926 | 29200000TL | 03483 | EG1051079 | P | 58007847 | 58 | EGTL Spares | Mtce | 14 | 14C | RING:SEAL,36 IN,S21800/NITRIDE | CONTROL VALVES | Flow Measuring Instruments : | EA | 1 | 0 | 0 | NO | 12953.485 | 3944336.1521 | FISHER CONTROLS | 13B3645X042 |  | 01,22 | 1 | 1AXX |  |  | FORM 5338 |  |  |  |  | 2012-01-06 | 2019-11-11 | 2016-06-28
1927 | 29200000TL | 03483 | EG1008001 | P | 58007849 | 58 | EGTL Spares | Mtce | 66 | 66P | SEAT: VALVE CONTROL, 1/2 IN | 1-7/8 IN, S41600 FGS 2B8 | Valve - Actuator & Positioner: RING | EA | 1 | 0 | 0 | NO | 1236 | 191889 | FISHER CONTROLS | 13B9454X032 |  | 01,22 | 1 |  | 1BBB |  | FORM 5081 |  |  |  |  | 2012-01-06
1928 | 29200000TL | 03483 | EG1025002 | P | 58007850 | 58 | EGTL Spares | Mtce | 54 | 54A | GASKET:CONTROL VALVE,25.38 IN | X 24.75 IN X 0.03 IN,N04400/ | Gaskets : SILVER,RING | EA | 8 | 0 | 0 | NO | 1133.5663 | 175989.9483 | FISHER CONTROLS | 14A1419X012 |  | 01,22 | 1 | 1AXX |  |  | FORM 5057 |  |  |  |  | 2012-01-06 | 2025-06-18 |  | -4 | 2
1929 | 29200000TL | 03483 | EG1013019 | P | 58007852 | 58 | EGTL Spares | Mtce | 50 | 50Z | BEARING:ROTARY,1 IN | VEE-BALL SERIES,LINED COMP | Bearings & Accessories - All :PTFE/PEEK (CONTROL VALVES) | EA | 4 | 0 | 0 | NO | 43.595 | 8180.1594 | FISHER CONTROLS | 14B3351X012 |  | 01,21,22 | 1 |  |  |  | FORM 5290 |  |  |  |  | 2012-01-06 | 2015-05-29 | 2015-06-13
1930 | 29200000TL | 03483 | EG1008017 | P | 58007853 | 58 | EGTL Spares | Mtce | 66 | 66P | PACKING:CONTROL VALVE GRAPHITE | 17D32, RING, 3/4 IN X1-3/8 IN | Valve - Actuator & Positioner: | EA | 8 | 0 | 0 | NO | 24 | 3726 | FISHER CONTROLS | 14B7520X012 |  | 01,22 | 1 |  | 1BBB |  | FORM 5299 |  |  |  |  | 2012-01-06
1931 | 29200000TL | 03483 | EG1008010 | P | 58007857 | 58 | EGTL Spares | Mtce | 66 | 66Z | RING:RADIAL SPRING SEAL | 1-29/32 IN X 2-9/32 IN X | Valve - Actuator & Positioner: 3/16 IN, C276/PTFE/25% CG (CONTROL VALVES) | EA | 2 | 0 | 0 | NO | 525 | 81506.25 | FISHER CONTROLS | 16A1968X042 |  | 01,22 | 1 |  | 1BBB |  | D103211X012 |  |  |  |  | 2012-01-06
1932 | 29200000TL | 03483 | EG1021013 | P | 58007858 | 58 | EGTL Spares | Mtce | 66 | 66F | SEAT: 3/4 IN CONTROL VALVE | 21/32 IN DIA, 13 IN LG,S20910 | Valve - Parts & Accessories :FMS 20B21, PLUG | EA | 2 | 0 | 0 | NO | 925.5 | 143683.875 | FISHER | 16A4704X462 |  | 01,22 | 1 | 1BAA |  |  | FORM 5299 |  |  |  |  | 2012-03-07
1933 | 29200000TL | 03483 | EGC018027 | P | 58007860 | 58 | EGTL Spares | Mtce | 66 | 66G | PLUG: VALVE 1 IN | N07718 HT/COCRA | Valve-Plug : M-FORM (CONTROL VALVES) | EA | 1 | 0 | 0 | NO | 1188.75 | 184553.4375 | FISHER CONTROLS | 16A5409X092 |  | 01,02,22 | 1 | 1AXX | 2BBC |  | FORM 5163 |  |  |  |  | 2012-01-06
1934 | 29200000TL | 03483 | EG1025014 | P | 58007861 | 58 | EGTL Spares | Mtce | 66 | 66P | RING: PISTON CONTROL VALVE | 3 5/8 IN,GRAPHITE 17F27 | Valve - Actuator & Positioner: | EA | 1 | 0 | 0 | NO | 120 | 18630 | FISHER CONTROLS | 16A5482X012 |  | 01,22 | 1 |  | 1BBB |  | FORM 5299 |  |  |  |  | 2012-01-06
1935 | 29300000TL | 03483 | EG1022001 | P | 58007862 | 58 | EGTL Spares | Mtce | 66 | 66G | STEM: VALVE 0.371 IN DIA | 2-41/64 IN LG, 416 HT SS/316 | Valve-Plug : SS G&P, PLUG, M-FORM (CONTROL VALVES) | EA | 1 | 0 | 1 | YES | 546.5 | 871503.55 | FISHER CONTROLS | 16A5708X112 |  | 01,02,22 | 1 |  |  |  | D100401X012 |  |  |  |  | 2019-11-01 |  | 2025-03-06
1936 | 29200000TL | 03483 | EG1002017 | P | 58007863 | 58 | EGTL Spares | Mtce | 54 | 54D | RING:PACKING BOX, 3/4 IN | 316-A FMS 20B64,CONTROL VALVES | Packing / Glands / Stuffing Boxes : | EA | 5 | 0 | 0 | NO | 6.38 | 990.5058 | FISHER CONTROLS | 16A6084X012 | 16A6084X012 | 01,22 | 1 | 1AXX |  |  | 5344 |  |  |  |  | 2012-01-06 | 2016-08-22
1937 | 29300000TL | 03483 | EGC035024 | P | 58007864 | 58 | EGTL Spares | Mtce | 66 | 66P | RING: PISTON CONTROL VALVE | 16-15/16 IN,GRAPHITE 17F27 | Valve - Actuator & Positioner: | EA | 1 | 0 | 1 | YES | 1945.69 | 2913262.1801 | FISHER CONTROLS | 16A9352X012 |  | 01,22 | 1 |  | 1BBB |  | D100390X012 |  |  |  |  | 2019-11-01 |  | 2025-06-13
1938 | 29200000TL | 03483 | EG1010004 | P | 58007865 | 58 | EGTL Spares | Mtce | 14 | 14B | ORIFICE:CONTROL VALVE 0.039 IN | DARK GREEN PLTD CS | Programmable Logic Controllers : GLASS CLOTH, 16.5M COIL, CAT. NO. GS-54 | EA | 9 | 0 | 0 | NO | 18.9575 | 2943.1944 | FISHER CONTROLS | 17A2030X012 |  | 22 | 1 |  |  |  | FORM 5084 |  |  |  |  | 2013-04-27
1939 | 29200000TL | 03483 | EG1002012 | P | 58007867 | 58 | EGTL Spares | Mtce | 66 | 66Z | RING:RADIAL SPRING SEAL | 17-7/32 IN X 17-23/32 IN X | Valve - Actuator & Positioner: 1/4 IN, N10276/PTFE G M (CONTROL VALVES) | EA | 1 | 0 | 0 | NO | 153.75 | 23869.6875 | FISHER CONTROLS | 17A4309X012 |  | 01,22 | 1 | 1AXX | 1BBB |  | FORM 5299 |  |  |  |  | 2012-01-06 | 2019-10-24
1940 | 29200000TL | 03483 | EG1008010 | P | 58007868 | 58 | EGTL Spares | Mtce | 66 | 66Z | RING:RADIAL SPRING SEAL | 2-7/32 IN X 2-19/32 IN X | Valve - Actuator & Positioner: 3/16 IN, C276/PTFE/25% CG (CONTROL VALVES) | EA | 1 | 0 | 0 | NO | 484.5 | 75218.625 | FISHER CONTROLS | 17A4309X032 |  | 01,22 | 1 | 1AXX | 1BBB |  | FORM 5081 |  |  |  |  | 2012-01-06
1941 | 29200000TL | 03483 | EG1008010 | P | 58007869 | 58 | EGTL Spares | Mtce | 66 | 66P | RING: BACK-UP 3 IN, S41600 | FGS 2B8, CONTROL VALVES | Valve - Actuator & Positioner: | EA | 1 | 0 | 0 | NO | 559.5 | 86862.375 | FISHER CONTROLS | 17A4310X012 |  | 01,22 | 1 | 1AXX | 1BBB |  | FORM 5299 |  |  |  |  | 2012-01-06 | 2019-10-24
1942 | 29200000TL | 03483 | EG1002012 | P | 58007870 | 58 | EGTL Spares | Mtce | 66 | 66P | RING: BACK-UP 3 IN, 316-A | FMS 20B64 CONTROL VALVES | Valve - Actuator & Positioner: | EA | 1 | 0 | 0 | NO | 1185 | 183971.25 | FISHER CONTROLS | 17A4310X022 |  | 01,22 | 1 | 1AXX | 1BBB |  | FORM 5081 |  |  |  |  | 2012-01-06
1943 | 29200000TL | 03483 | EG1008010 | P | 58007871 | 58 | EGTL Spares | Mtce | 66 | 66Z | RING: RETAINING EXTERNAL | 2.16 IN, 18-8 20B15 SPGT | Valve - Actuator & Positioner: CONTROL VALVES | EA | 1 | 0 | 0 | NO | 40.8 | 6334.2 | FISHER CONTROLS | 17A4311X012 |  | 01,22 | 1 | 1AXX | 1BBB |  | FORM 5299 |  |  |  |  | 2012-01-06 | 2019-10-24
1944 | 29200000TL | 03483 | EG1008017 | P | 58007872 | 58 | EGTL Spares | Mtce | 66 | 66Z | RING: RETAINING EXTERNAL | 2.16 IN, N07750/NACE | Valve - Actuator & Positioner: CONTROL VALVES | EA | 1 | 0 | 0 | NO | 1772.25 | 275141.8125 | FISHER CONTROLS | 17A4311X032 |  | 01,22 | 1 | 1AXX | 1BBB |  | FORM 5081 |  |  |  |  | 2012-01-06
1945 | 29200000TL | 03483 | EGC018027 | P | 58007873 | 58 | EGTL Spares | Mtce | 66 | 66F | FILTER:CARTRIDGE, 1/2 IN, PE | ELEMENT, 20 MICRON | Valve - Parts & Accessories : | EA | 3 | 2 | 4 | NO | 29.2489 | 4541.18 | FISHER CONTROLS | 17B6813X012 |  | 01,22 | 1 |  |  |  | 1151 |  |  |  |  | 2013-04-27
1946 | 29200000TL | 03483 | EG1010004 | P | 58007874 | 58 | EGTL Spares | Mtce | 66 | 66F | SEAT: VALVE CONTROL, 1/4 IN | ACETAL FMS30A13 | Valve - Parts & Accessories :LOWER FILTER SEAT, 252 FILTER | EA | 3 | 0 | 0 | NO | 9.38 | 1456.245 | FISHER CONTROLS | 17B6816X012 |  | 01,22 | 1 |  | 2BBB |  | FORM 5468 |  |  |  |  | 2012-01-06
1947 | 29200000TL | 03483 | EG1025014 | P | 58007875 | 58 | EGTL Spares | Mtce | 54 | 54A | GASKET: SPIRAL WOUND CL 1500 | N06600 INNER RING, GRAPHITE | Gaskets : OUTER RING,GRAPHITE,FILLER,N06600/17N3 WINDING,SPIRAL WOUND,3.06 IN X 3.69 IN X 0.175 INCH (CONTROL VALVES) | EA | 2 | 1 | 2 | NO | 294 | 45643.5 | FISHER CONTROLS | 17B8575X012 |  | 01,22 | 1 |  |  |  | FORM 5299 |  |  |  |  | 2012-01-06
1948 | 29200000TL | 03483 | EG1022006 | P | 58007877 | 58 | EGTL Spares | Mtce | 66 | 66G | STEM: VALVE CONTROL 1/4 IN DIA | 3-5/8 IN LG, 440 SS/NITRILE 50 | Valve-Plug : PLUG, M-FLUTE, 3F | EA | 1 | 0 | 0 | NO | 1061.25 | 164759.0625 | FISHER CONTROLS | 18A1645X052 |  | 22 | 1 | 1BAA |  |  | FORM 5299 |  |  |  |  | 2012-01-06
1949 | 29200000TL | 03483 | EG1002017 | P | 58007879 | 58 | EGTL Spares | Mtce | 54 | 54D | O-RING:CONTROL VALVE,3.93 IN | ID, 4.07 IN OD, 0.07 IN WD | *OBS*GS&P-O-Rings : NITRILE DS52-8 | EA | 5 | 0 | 0 | NO | 13.11 | 2035.3275 | FISHER CONTROLS | 18B2124X012 |  | 01,22 | 1 |  | 2BAB |  | FORM 5468 |  |  |  |  | 2012-01-06
1950 | 29200000TL | 03483 | EGC018027 | P | 58007880 | 58 | EGTL Spares | Mtce | 54 | 54D | O-RING:CONTROL VALVE,11/16 IN | ID, 7/8 IN OD, 1/32 IN WD | *OBS*GS&P-O-Rings : NITRILE. | EA | 3 | 0 | 0 | NO | 3.7498 | 582.19 | FISHER | 18B3438X012 |  | 01,22 | 1 |  | 2BAB |  | FORM 5468 |  |  |  |  | 2013-04-27
1951 | 29200000TL | 03483 | EG1008010 | P | 58007881 | 58 | EGTL Spares | Mtce | 54 | 54A | GASKET:CONTROL VALVE,1.72 IN X | 2.22 IN X 0.03 IN, S31600/ | Gaskets : GRAPHITE, RING | EA | 2 | 0 | 0 | NO | 68.63 | 10654.8075 | FISHER CONTROLS | 19A2542X012 |  | 01,22 | 1 |  |  |  | FORM 5299 |  |  |  |  | 2012-01-06
1952 | 29200000TL | 03483 | EG1003007 | P | 58007882 | 58 | EGTL Spares | Mtce | 54 | 54A | GASKET:CONTROL VALVE,2.09 IN X | 2.59 IN X 0.03 IN,GRAPHITE/ | Gaskets : S31600, RING | EA | 4 | 0 | 0 | NO | 93.039 | 14444.76 | FISHER CONTROLS | 19A2543X012 |  | 01,22 | 1 |  | 2BAB |  | FORM 5299 |  |  |  |  | 2012-01-06
1953 | 29200000TL | 03483 | EGC018027 | P | 58007886 | 58 | EGTL Spares | Mtce | 56 | 56Z | WASHER:PACKING,2 IN ID,2.76 IN | OD, 0.018 IN THK, PTFE FMS | *OBS*Fastener-BottWa : 17F3 (CONTROL VALVES) | EA | 6 | 0 | 0 | NO | 37.5 | 5821.875 | FISHER CONTROLS | 19B4144X012 |  | 01,22 | 1 | 1AXX | 2BAB |  | FORM 2376 |  |  |  |  | 2012-01-06
1954 | 29200000TL | 03483 | EGC043011 | P | 58007887 | 58 | EGTL Spares | Mtce | 54 | 54A | GASKET:CONTROL VALVE,1.88 IN X | 1.50 IN X .03 IN,NEOPRENE 17G1 | Gaskets : RING | EA | 2 | 0 | 0 | NO | 1.8016 | 279.7 | FISHER CONTROLS | 1C328603012 |  | 01,22 | 1 |  |  |  | FORM 5081 |  |  |  |  | 2012-01-06
1955 | 29200000TL | 03483 | EG1003012 | P | 58007889 | 58 | EGTL Spares | Mtce | 54 | 54D | O-RING:CONTROL VALVE,1-3/8 IN | ID, 1-5/8 IN OD, 1/8 IN WD | *OBS*GS&P-O-Rings : NITRILE DS52-1 | EA | 5 | 0 | 0 | NO | 3.4417 | 534.3188 | FISHER CONTROLS | 1C415706992 |  | 01,22 | 1 | 1AXX | 2BAB |  | FORM 5299 |  |  |  |  | 2012-01-06 | 2025-09-13 |  | -2 | 2
1956 | 29200000TL | 03483 | EG1008010 | P | 58007890 | 58 | EGTL Spares | Mtce | 65 | 65A | PIN:GROOVE, 3/16 IN X 1.00 IN | S31600, CONTROL VALVES | *OBS*Tools - Other : TYPE F | EA | 1 | 0 | 0 | NO | 35.55 | 5519.1375 | FISHER CONTROLS | 1C5093X0022 |  | 01,22 | 1 | 1AXX | 2BAB |  | FORM 5163 |  |  |  |  | 2012-01-06
1957 | 29200000TL | 03483 | EGC018027 | P | 58007891 | 58 | EGTL Spares | Mtce | 54 | 54D | O-RING:CONTROL VALVE,1/2 IN ID | 11/16 IN OD,3/32 IN WD | *OBS*GS&P-O-Rings : NITRILE-DS52-1 | EA | 2 | 0 | 0 | NO | 3.75 | 582.1875 | FISHER CONTROLS | 1C782206992 |  | 01,22 | 1 |  | 2BAB |  | TANK BLANKETING |  |  |  |  | 2012-01-06
1958 | 29200000TL | 03483 | EGC043011 | P | 58007893 | 58 | EGTL Spares | Mtce | 54 | 54A | GASKET:RELAY,1.88 INX 1.50 IN | X 0.03 IN, NEOPRENE 17G1, RING | Gaskets : CONTROL VALVES | EA | 2 | 0 | 0 | NO | 1.8016 | 279.7 | FISHER CONTROLS | 1C897403012 |  | 01,22 | 1 |  |  |  | FORM 5081 |  |  |  |  | 2012-01-06
1959 | 29200000TL | 03483 | EGC018027 | P | 58007894 | 58 | EGTL Spares | Mtce | 54 | 54D | O-RING:CONTROL VALVE,7/16 IN | 5/8 IN OD, 3/32 IN WD | *OBS*GS&P-O-Rings : NITRILE-DS52-1 | EA | 3 | 0 | 0 | NO | 11.25 | 1746.5625 | FISHER CONTROLS | 1D2888X0032 |  | 01,22 | 1 |  | 2BAB |  | TANK BLANKETING |  |  |  |  | 2012-01-06
1960 | 29200000TL | 03483 | EGC043011 | P | 58007895 | 58 | EGTL Spares | Mtce | 54 | 54A | GASKET:CONTROL VALVE,0.19 IN X | 0.62 IN X 0.03 IN,NEOPRENE | Gaskets : 17G1, RING | EA | 4 | 1 | 2 | NO | 1.8016 | 279.7 | FISHER CONTROLS | 1D397003012 |  | 01,22 | 1 |  |  |  | FORM 5081 |  |  |  |  | 2012-01-06
1961 | 29200000TL | 03483 | EGC018027 | P | 58007896 | 58 | EGTL Spares | Mtce | 14 | 14C | ORIFICE:BLEED,0.025 IN,C36000 | CONTROL VALVES | Flow Measuring Instruments : | EA | 1 | 0 | 0 | NO | 33 | 5123.25 | FISHER CONTROLS | 1D483514012 |  | 22 | 1 | 1BAA |  |  | FORM 5468 |  |  |  |  | 2012-01-06
1962 | 29200000TL | 03483 | EGC018019 | P | 58007897 | 58 | EGTL Spares | Mtce | 66 | 66F | DIAPHRAGM: VALVE, 3/8 IN | 1/2 IN VALVE,STL/SS/NITRILE | Valve - Parts & Accessories :ASSY FOR CONTROL VALVES | EA | 6 | 0 | 0 | NO | 15.7502 | 2445.188 | FISHER | 1D6662X0092 | AG2096M-C-M103 | 22 | 1 | 1BAA |  |  | FORM 5299 |  |  |  |  | 2013-03-04
1963 | 29200000TL | 03483 | EGC018027 | P | 58007898 | 58 | EGTL Spares | Mtce | 54 | 54D | O-RING:CONTROL VALVE,3/16 IN | 5/16 IN OD,1/16 IN WD,NITRILE | Packing / Glands / Stuffing Boxes : DS52-2, FOR CONTROL VALVES | EA | 10 | 0 | 0 | NO | 5.4516 | 846.33 | FISHER | 1D682506992 | AG2096M-D-M103 | 01,22 | 1 | 1BAA |  |  | FORM 5299 |  |  |  |  | 2013-03-04
1964 | 29200000TL | 03483 | EGC018027 | P | 58007902 | 58 | EGTL Spares | Mtce | 66 | 66F | STEM: VALVE, 3/8 IN | 1/2 IN DIA,1-3/4 IN LG,G&P 303 | Valve - Parts & Accessories :SS, PLUG FOR CONTROL VALVES | EA | 4 | 0 | 0 | NO | 19.5013 | 3027.3862 | FISHER | 1D963835172 | AG2096M-K-M103 | 22 | 1 | 1BAA |  |  | FORM 5299 |  |  |  |  | 2013-03-04 | 2025-12-03 |  | -2 | 2
1965 | 29200000TL | 03483 | EG1008010 | P | 58007904 | 58 | EGTL Spares | Mtce | 54 | 54D | PACKING:CONTROL VALVE,17D19 LO | CL,RING,3/4 IN X 1-3/8 IN X | Packing / Glands / Stuffing Boxes : 5/16 IN | EA | 1 | 0 | 0 | NO | 16.7311 | 2597.3421 | FISHER CONTROLS | 1E3191X0282 |  | 01,22 | 1 |  | 2BBB |  | D103211X012 |  |  |  |  | 2012-01-06
1966 | 29200000TL | 03483 | EGC018027 | P | 58007905 | 58 | EGTL Spares | Mtce | 54 | 54D | O-RING:CONTROL VALVE,1-1/2 IN | ID,1-11/16 IN OD,3/32 IN WD | *OBS*GS&P-O-Rings : NITRILE-DS52-1 | EA | 3 | 0 | 0 | NO | 3.6803 | 571.3221 | FISHER CONTROLS | 1F115306992 |  | 01,22 | 1 |  | 2BAB |  | TANK BLANKETING |  |  |  |  | 2012-01-06
1967 | 29200000TL | 03483 | EG1010006 | P | 58007906 | 58 | EGTL Spares | Mtce | 54 | 54D | O-RING:CONTROL VALVE,1-5/16 IN | ID,1-9/16 IN OD,1/8 IN WD | *OBS*GS&P-O-Rings : NITRILE DS52-1 | EA | 3 | 0 | 0 | NO | 4.9533 | 769.005 | FISHER CONTROLS | 1F269206992 |  | 01,22 | 1 |  | 2BAB |  | FORM 5468 |  |  |  |  | 2012-01-06
1968 | 29200000TL | 03483 | EGC036003 | P | 58007907 | 58 | EGTL Spares | Mtce | 54 | 54D | O-RING:CONTROL VALVE,1/8 IN | ID,1/4 IN OD,1/16 IN WD | *OBS*GS&P-O-Rings : NITRILE-DS52-4 | EA | 1 | 0 | 0 | NO | 7.5 | 1164.375 | FISHER CONTROLS | 1H2926X0032 |  | 01,22 | 1 |  | 2BAB |  | FORM 5468 |  |  |  |  | 2012-01-06
1969 | 29200000TL | 03483 | EGC043011 | P | 58007908 | 58 | EGTL Spares | Mtce | 60 | 60E | TUBING: METALLIC RELAY,0.09 IN | OD,7.75 IN LG,0.016 WALL THK | Tubing :304 SS, ASSY (CONTROL VALVES) | EA | 1 | 0 | 0 | NO | 40.6866 | 6316.6 | FISHER CONTROLS | 1H6861000A2 |  | 22 | 1 | 1BAA | 1BBB |  | FORM 5081 |  |  |  |  | 2012-01-06
1970 | 29200000TL | 03483 | EGC043011 | P | 58007909 | 58 | EGTL Spares | Mtce | 60 | 60E | TUBING: METALLIC RESET,0.09 IN | OD, 7.156 IN LG,0.016 IN WALL | Tubing :THK,304 SS, ASSY (CONTROL VALVES) | EA | 1 | 0 | 0 | NO | 39.5657 | 6142.57 | FISHER CONTROLS | 1H6866000A2 |  | 22 | 1 | 1BAA | 1BBB |  | FORM 5081 |  |  |  |  | 2012-01-06
1971 | 29200000TL | 03483 | EGC043011 | P | 58007910 | 58 | EGTL Spares | Mtce | 60 | 60E | TUBING: METALLIC CONTROL VALVE | 0.09 IN OD, 3.968 IN LG | Tubing :0.016 IN WALL THK,304 SS, COMP, ASSY | EA | 1 | 0 | 0 | NO | 39.936 | 6200.06 | FISHER CONTROLS | 1H6868000A2 |  | 22 | 1 | 1BAA | 1BBB |  | FORM 5081 |  |  |  |  | 2012-01-06
1972 | 29200000TL | 03483 | EGC043011 | P | 58007911 | 58 | EGTL Spares | Mtce | 60 | 60E | TUBING: METALLIC COMPENSATOR | ASSEMBLY,0.09 IN OD,3.62 IN LG | Tubing :0.016 IN WALL THK,304 SS, COMP, ASSY | EA | 1 | 0 | 0 | NO | 40.7667 | 6329.03 | FISHER CONTROLS | 1H6870000A2 |  | 22 | 1 | 1BAA | 1BBB |  | FORM 5081 |  |  |  |  | 2012-01-06
1973 | 29200000TL | 03483 | EG1022012 | P | 58007912 | 58 | EGTL Spares | Mtce | 50 | 50Z | BEARING:ROTARY THRUST,80 IN | TYPE 472 SIZE 80 & 100 SERIES | Bearings & Accessories - All :STEEL (CONTROL VALVES) | EA | 2 | 0 | 0 | NO | 208.5024 | 32370 | FISHER CONTROLS | 1H733128992 |  | 01,21,22 | 1 | 1AXX |  |  | FORM 5299 |  |  |  |  | 2012-01-06
1974 | 29200000TL | 03483 | EG1008003 | P | 58007913 | 58 | EGTL Spares | Mtce | 64 | 64B | KEY:CONTROL VALVE | STL G10180 | Power Transmission Equipment & Replacement Parts : | EA | 1 | 0 | 0 | NO | 88.9029 | 13802.7667 | FISHER CONTROLS | 1H734425092 |  | 01,22 | 1 | 1AXX |  |  | FORM 5299 |  |  |  |  | 2012-01-06 | 2025-06-21 |  | -2 | 2
1975 | 29200000TL | 03483 | EG1008003 | P | 58007916 | 58 | EGTL Spares | Mtce | 66 | 66F | BUSHING:VALVE SEAL,SIZE 30-100 | C95400, CONTROL VALVES | Valve - Parts & Accessories :CROSS REF DWG FORM 5299 / FORM 2376 | EA | 3 | 0 | 0 | NO | 71.65 | 11123.9017 | FISHER CONTROLS | 1H865114042 |  | 02,22 | 1 | 1AXX |  |  | FORM 5299 |  |  |  |  | 2012-01-06
1976 | 29200000TL | 03483 | EGC036003 | P | 58007917 | 58 | EGTL Spares | Mtce | 54 | 54D | O-RING:CONTROL VALVE,2-5/8 IN | ID, 2-13/16 IN OD, 3/32 IN WD | *OBS*GS&P-O-Rings : NITRILE-DS52-1 | EA | 3 | 0 | 0 | NO | 13.13 | 2038.4325 | FISHER CONTROLS | 1H991206992 |  | 01,22 | 1 |  | 2BAB |  | TANK BLANKETING |  |  |  |  | 2012-01-06
1977 | 29200000TL | 03483 | EG1003013 | P | 58007918 | 58 | EGTL Spares | Mtce | 64 | 64B | KEY:CONTROL VALVE | CONTROL VALVES | Power Transmission Equipment & Replacement Parts : CS | EA | 2 | 0 | 0 | NO | 10.5 | 1630.125 | FISHER CONTROLS | 1J464728992 |  | 01,22 | 1 | 1AXX | 2BAB |  | FORM 5299 |  |  |  |  | 2012-01-06
1978 | 29200000TL | 03483 | EG1002017 | P | 58007919 | 58 | EGTL Spares | Mtce | 50 | 50Z | BEARING:COMBINATION ROTARY | 1/4 IN, CONTROL VALVES | Bearings & Accessories - All : | EA | 3 | 0 | 0 | NO | 20.1856 | 3133.8867 | FISHER CONTROLS | 1J465599012 |  | 01,21,22 | 1 | 1AXX |  |  | FORM 2376 |  |  |  |  | 2012-01-06
1979 | 29200000TL | 03483 | EG1022006 | P | 58007920 | 58 | EGTL Spares | Mtce | 66 | 66F | STEM: VALVE CONTROL, 3/4 IN | 5/8 IN DIA,15-1/2 IN LG,S31600 | Valve - Parts & Accessories :B G&P, PLUG , QA CODE 01 & 07 | EA | 1 | 1 | 2 | NO | 79.955 | 20997.425 | FISHER CONTROLS | 1K587735162 |  | 01 & 07 | 1 | 1AXX |  |  | FORM 5081 |  |  |  |  | 2012-01-06 | 2021-07-08 | 2018-06-17
1980 | 29200000TL | 03483 | EGC036030 | P | 58007921 | 58 | EGTL Spares | Mtce | 66 | 66P | STEM: VALVE CONTROL, 3/4 IN | 5/8 IN DIA,15-1/2 IN LG,S20910 | Valve - Control : FMS 20B21, PLUG | EA | 2 | 0 | 0 | NO | 661.6301 | 102718.065 | FISHER CONTROLS | 1K5877X0132 |  | 22 | 1 | 1BAA |  |  | D100390X012 |  |  |  |  | 2012-01-06 | 2013-11-28 | 2014-01-08
1981 | 29200000TL | 03483 | EGC043011 | P | 58007922 | 58 | EGTL Spares | Mtce | 66 | 66F | BUSHING: VALVE CONNECTING LINK | 9/64 IN X 7/32 IN X 3/32 IN | Valve - Parts & Accessories :S41600 FGS 2B8 (CONTROL VALVES) | EA | 1 | 0 | 0 | NO | 4.8844 | 758.3 | FISHER CONTROLS | 1L379546202 |  | 02,22 | 1 |  |  |  | FORM 5081 |  |  |  |  | 2012-01-06
1982 | 29200000TL | 03483 | EGC036003 | P | 58007923 | 58 | EGTL Spares | Mtce | 56 | 56Z | LINK:CONNECTOR,18-8 SS | CONTROL VALVES | Fasteners / Hardware : | EA | 1 | 0 | 0 | NO | 18.3 | 2841.075 | FISHER CONTROLS | 1L379641012 |  | 22 | 1 | 1BAA |  |  | FORM 5081 |  |  |  |  | 2012-01-06
1983 | 29200000TL | 03483 | EG1022011 | P | 58007924 | 58 | EGTL Spares | Mtce | 66 | 66F | STEM:VALVE CONTROL,0.75 IN DIA | 19 IN LG, S20910 FMS 20B21 | Valve - Parts & Accessories :PLUG | EA | 1 | 0 | 0 | NO | 215.25 | 33417.5625 | FISHER CONTROLS | 1L4001X0042 |  | 22 | 1 | 1BAA |  |  | FORM 5299 |  |  |  |  | 2012-01-06
1984 | 29200000TL | 03483 | EGC012015 | P | 58007926 | 58 | EGTL Spares | Mtce | 76 | 76Z | RING: BACK-UP 1/8 IN X 1/4 IN | PTFE, CONTROL VALVES | Pumps-Other : FMS 17F3 | EA | 5 | 2 | 3 | NO | 16.5 | 2561.625 | FISHER CONTROLS | 1N659106242 | 1N659106242 | 01,22 | 1 | 1AXX |  |  | 5468 |  |  |  |  | 2012-01-06
1985 | 29200000TL | 03483 | EG1025013 | P | 58007930 | 58 | EGTL Spares | Mtce | 54 | 54A | GASKET: SPIRAL WOUND CL 600 | N06600 INNER RING,GRAPHITE | Gaskets : OUTER RING,GRAPHITE FILLER,N06600/17N3 WINDING,SPIRAL WOUND,3.00 IN X 3.50 IN X 0.175 IN (CONTROL VALVES) | EA | 14 | 1 | 3 | NO | 20.48 | 3179.52 | FISHER CONTROLS | 1R329799442 |  | 01,22 | 1 | 1AXX |  |  | FORM 5081 |  |  |  |  | 2012-01-06
1986 | 29300000TL | 03483 | EG1022002 | S | 58007934 | 58 | EGTL Spares | Mtce | 66 | 66F | DIAPHRAGM: VALVE SIZE 80,NBR/ | NYLON 17E44, CONTROL VALVES | Valve - Parts & Accessories : | EA | 2 | 2 | 3 | YES | 584.8 | 258364.64 | FISHER CONTROLS | 1R6375X0072 |  | 22 | 1 | 1BAA |  |  | FORM 5299 |  |  |  |  | 2019-11-01 | 2025-04-30 | 2025-11-02 | -1 | 1
1987 | 29200000TL | 03483 | EG1002003 | P | 58007938 | 58 | EGTL Spares | Mtce | 66 | 66P | STEM: VALVE CONTROL, 3/8 IN | 3/8 IN DIA, 9.25 IN LG,S31600 | Valve - Control : B G&P, PLUG | EA | 2 | 1 | 2 | NO | 65.8059 | 10215.5409 | FISHER CONTROLS | 1U223635162 |  | 01,02,22 | 1 |  |  |  | FORM 5081 |  |  |  |  | 2012-01-06 |  | 2014-06-01
1988 | 29200000TL | 03483 | EG1022006 | P | 58007939 | 58 | EGTL Spares | Mtce | 66 | 66F | STEM: VALVE CONTROL,1/2 IN | 16-1/2 IN DIA, 27/64 IN LG | Valve - Parts & Accessories :S31600 B G&P, PLUG | EA | 2 | 0 | 0 | NO | 81.3784 | 12634 | FISHER CONTROLS | 1U230635162 |  | 01,02,22 | 1 |  |  |  | FORM 5081 |  |  |  |  | 2012-01-06
1989 | 29200000TL | 03483 | EG1002018 | P | 58007940 | 58 | EGTL Spares | Mtce | 66 | 66P | SEAT: VALVE CONTROL,1 IN | 1/4 IN, 316-A FMS 20B64 | Valve - Actuator & Positioner: RING | EA | 2 | 0 | 0 | NO | 63.7488 | 9897 | FISHER CONTROLS | 1U285235072 |  | 01,22 | 1 |  | 1BBB |  | D100401X012 |  |  |  |  | 2012-01-06
1990 | 29300000TL | 03483 | EG1003013 | P | 58007941 | 58 | EGTL Spares | Mtce | 66 | 66P | SEAT: VALVE CONTROL,1 IN | 3/8 INCH, S41600 FGS 2B8 | Valve - Actuator & Positioner: RING | EA | 1 | 0 | 1 | YES | 315.42 | 503000.274 | FISHER CONTROLS | 1U285346172 |  | 01,22 | 1 |  | 1BBB |  | D100401X012 |  |  |  |  | 2019-11-01 |  | 2025-03-06
1991 | 29200000TL | 03483 | EG1008003 | P | 58007942 | 58 | EGTL Spares | Mtce | 64 | 64B | KEY:CONTROL VALVE | 410/416 SS 20B64 | Power Transmission Equipment & Replacement Parts : | EA | 3 | 0 | 0 | NO | 192.0536 | 29816.96 | FISHER CONTROLS | 1U298835132 |  | 01,22 | 1 | 1AXX | 2BBB |  | FORM 2376 |  |  |  |  | 2012-01-06
1992 | 29200000TL | 03483 | EG1023004 | P | 58007944 | 58 | EGTL Spares | Mtce | 66 | 66F | STEM: VALVE CONTROL,1/2 IN | 27/64 IN DIA, 11-3/4 IN LG | Valve - Parts & Accessories :S20910 FMS 20B21, PLUG | EA | 2 | 0 | 0 | NO | 360 | 55890 | FISHER CONTROLS | 1U3890X0112 |  | 22 | 1 | 1BAA |  |  | D100397X012 |  |  |  |  | 2012-01-06
1993 | 29200000TL | 03483 | EG1022007 | P | 58007945 | 58 | EGTL Spares | Mtce | 66 | 66F | STEM: VALVE CONTROL,3/4 IN | 21/32 IN DIA, 19-3/4 IN LG | Valve - Parts & Accessories :G&P S31600 B, PLUG | EA | 3 | 0 | 0 | NO | 226.5468 | 35171.96 | FISHER CONTROLS | 1U444635162 |  | 01,02,22 | 1 |  |  |  | D100390X012 |  |  |  |  | 2012-01-06 | 2024-07-15 |  |  |  | -1 | 1
1994 | 29200000TL | 03483 | EG1023015 | S | 58007948 | 58 | EGTL Spares | Mtce | 54 | 54A | GASKET: SPIRAL WOUND 600 LB | N06600 INNER RING, GRAPHITE | Gaskets : FILLER, N06600/17N3 WINDING,7.75 IN X 8.5 IN X 0.175 IN (CONTROL VALVES) | EA | 12 | 1 | 2 | NO | 85.145 | 13219.0876 | FISHER CONTROLS | 1U508599442 |  | 01,22 | 1 | 1AXX |  |  | FORM 5081 |  |  |  |  | 2012-01-06 | 2017-11-06
1995 | 29200000TL | 03483 | EGC043011 | P | 58007951 | 58 | EGTL Spares | Mtce | 66 | 66F | NOZZLE: VALVE 410/416 SS 20B64 | CONTROL VALVES | Valve - Parts & Accessories : | EA | 1 | 0 | 0 | NO | 26.2737 | 4078.99 | FISHER CONTROLS | 1U639135132 |  | 22 | 1 | 1BAA |  |  | FORM 5081 |  |  |  |  | 2012-01-06
1996 | 29200000TL | 03483 | EGC043011 | P | 58007956 | 58 | EGTL Spares | Mtce | 65 | 65A | PIN:GROOVE FLAT END 3/32 IN X | 0.81 IN,S31600,CONTROL VALVES | Tools - Hand / Power : | EA | 3 | 0 | 0 | NO | 2.4823 | 385.37 | FISHER CONTROLS | 1V322635072 |  | 01,22 | 1 |  | 2BBC |  | FORM 5081 |  |  |  |  | 2012-01-06
1997 | 29200000TL | 03483 | EG1024007 | P | 58007958 | 58 | EGTL Spares | Mtce | 66 | 66F | STEM: VALVE CONTROL 1-1/4 IN | 1-9/64 IN DIA, 27-3/4 IN LG | Valve - Parts & Accessories :S20910 FMS 20B21, PLUG | EA | 1 | 0 | 0 | NO | 705.752 | 109568 | FISHER CONTROLS | 1V4641X0022 |  | 22 | 1 | 1BAA |  |  | FORM 23767 |  |  |  |  | 2012-01-06
1998 | 29200000TL | 03483 | EG1008017 | P | 58007961 | 58 | EGTL Spares | Mtce | 66 | 66P | RING:SEAL,6 IN PTFE/CARBON | 17F18, CONTROL VALVES | Flow Measuring Instruments : | EA | 1 | 2 | 3 | NO | 37.5 | 11475 | FISHER CONTROLS | 1V660105092 |  | 01,22 | 1 | 1AXX | 1BBB |  | FORM 5081 |  |  |  | KGISL017 | 2012-01-06 | 2025-05-23 | 2018-10-06 | -3 | 3
1999 | 29200000TL | 03483 | EGC035032 | P | 58007965 | 58 | EGTL Spares | Mtce | 54 | 54A | GASKET:CONTROL VALVE,2.31 IN X | 3 IN X 0.03 IN,N04400/SILVER | Gaskets : RING | EA | 4 | 1 | 2 | NO | 147.7601 | 22938.2724 | FISHER CONTROLS | 20B4049X012 |  | 01,22 | 1 | 1AXX |  |  | FORM 5163 |  |  |  |  | 2012-01-06
2000 | 29200000TL | 03483 | EG1013012 | P | 58007966 | 58 | EGTL Spares | Mtce | 66 | 66P | SEAT: VALVE CONTROL, 3 IN | 2-3/16 IN, S31600/COCR-A | Valve - Actuator & Positioner: RING, NOTCHFLO | EA | 1 | 0 | 1 | NO | 842.248 | 130759 | FISHER CONTROLS | 20C1450X012 |  | 01,22 | 1 |  | 1BBB |  | D103211X012 |  |  |  |  | 2012-01-06 | 2013-11-28
2001 | 29200000TL | 03483 | EGC019025 | P | 58007967 | 58 | EGTL Spares | Mtce | 66 | 66G | PLUG: VALVE CONTROL,6 IN | 316 SS 20B64/COCRA | Valve-Plug : BAL | EA | 1 | 0 | 0 | NO | 2302.6483 | 357463.125 | FISHER CONTROLS | 21A0187X012 |  | 02,22 | 1 |  | 2BBC |  | FORM 5081 |  |  |  |  | 2012-01-06
2002 | 29200000TL | 03483 | EG1023015 | P | 58007968 | 58 | EGTL Spares | Mtce | 76 | 76Z | ASSEMBLY:CAGE,RETAINER & | BAFFLE, 12 INCH, 316 SS/ENC | Pumps-Other : CONTROL VALVES | EA | 1 | 0 | 0 | NO | 18180 | 2822445 | FISHER CONTROLS | 21A9733X042 |  | 01,22 | 1 | 1AXX | 2BBB |  | FORM 5329 |  |  |  |  | 2012-01-06
2003 | 29200000TL | 03483 | EG1008010 | P | 58007969 | 58 | EGTL Spares | Mtce | 66 | 66P | RING: BACK-UP 2-1/2 IN, PEEK/ | CARBON 30A8, CONTROL VALVES | Valve - Actuator & Positioner: ANTI-EXTRUSION | EA | 1 | 0 | 0 | NO | 420 | 65205 | FISHER CONTROLS | 21B2104X012 |  | 01,22 | 1 | 1AXX | 1BBB |  | FORM 5081 |  |  |  |  | 2012-01-06
2004 | 29200000TL | 03483 | EGC006024 | P | 58007970 | 58 | EGTL Spares | Mtce | 76 | 76Z | ASSEMBLY:CAGE,RETAINER & | BAFFLE, 8 IN, CF8M/CRCT | Pumps-Other : CONTROL VALVES | EA | 1 | 0 | 0 | NO | 3927.5386 | 609750.36 | FISHER CONTROLS | 22A3296X062 |  | 01,22 | 1 |  | 2BBC |  | FORM 5329 |  |  |  |  | 2012-01-06
2005 | 29200000TL | 03483 | EG1008010 | P | 58007971 | 58 | EGTL Spares | Mtce | 66 | 66P | SEAT: VALVE CONTROL 1-1/2 IN | 1-5/16 IN, S41600 FGS 2B8 | Valve - Control : RING, RESTRICTED | EA | 2 | 1 | 2 | NO | 286.3264 | 44450.388 | FISHER CONTROLS | 22B3550X012 |  | 01,22 | 1 |  |  |  | FORM 5081 |  |  |  |  | 2012-01-06 |  | 2014-06-01
2006 | 29200000TL | 03483 | EG1003013 | P | 58007972 | 58 | EGTL Spares | Mtce | 66 | 66F | SEAT: VALVE CONTROL 1-1/2 IN | 1 IN, R30006 FMS 31A1 | Valve - Parts & Accessories :RING, RESTRICTED | EA | 1 | 0 | 0 | NO | 891.7488 | 138444 | FISHER CONTROLS | 22B3550X022 |  | 01,22 | 1 |  | 2BAB |  | FORM 5081 |  |  |  |  | 2012-01-06
2007 | 29200000TL | 03483 | EG1008003 | P | 58007974 | 58 | EGTL Spares | Mtce | 66 | 66P | SEAT: VALVE CONTROL 1 IN | 1/4 IN, S41600 FGS 2B8 | Valve - Actuator & Positioner: RING | EA | 1 | 0 | 0 | NO | 252.7472 | 39239 | FISHER CONTROLS | 22B6020X012 |  | 01,22 | 1 |  | 1BBB |  | FORM 5299 |  |  |  |  | 2012-01-06
2008 | 29200000TL | 03483 | EG1025013 | P | 58007977 | 58 | EGTL Spares | Mtce | 66 | 66P | SEAT: VALVE CONTROL 4 IN | 4-3/8 IN, 410/416HT SS 20B64 | Valve - Actuator & Positioner: RING | EA | 2 | 0 | 0 | NO | 374.248 | 58102 | FISHER CONTROLS | 23B6128X012 |  | 01,22 | 1 | 1AXX | 1BBB |  | FORM 5081 |  |  |  |  | 2012-01-06
2009 | 29200000TL | 03483 | EG1022004 | P | 58007979 | 58 | EGTL Spares | Mtce | 66 | 66G | PLUG: VALVE CONTROL 4 IN | S41600 FGS 2B8 | Valve-Plug : BAL | EA | 1 | 0 | 0 | NO | 1862.37 | 289114.3125 | FISHER CONTROLS | 27A3933X012 |  | 01,02,22 | 1 |  | 2BBB |  | D100390X012 |  |  |  |  | 2012-01-06
2010 | 29200000TL | 03483 | EGC036030 | P | 58007983 | 58 | EGTL Spares | Mtce | 66 | 66F | DIAPHRAGM: VALVE 2 IN, NBR/ | TPES 17E68, CONTROL VALVES | Valve - Parts & Accessories : | EA | 1 | 0 | 0 | NO | 68.2512 | 10596 | FISHER CONTROLS | 29B1909X012 |  | 22 | 1 | 1BAA |  |  | FORM 5468 |  |  |  |  | 2012-01-06
2011 | 29200000TL | 03483 | EG1022001 | P | 58007985 | 58 | EGTL Spares | Mtce | 76 | 76Z | CAGE: VALVE GLOBE, 4 IN, | 4-3/8 IN X 2 IN, CF8M/ENC HT | Pumps-Other : WHISPER I (CONTROL VALVES) | EA | 1 | 0 | 0 | NO | 2962.4992 | 459928 | FISHER CONTROLS | 2V503548932 |  | 02,21,22 | 1 |  |  |  | FORM 5081 |  |  |  |  | 2012-01-06
2012 | 29200000TL | 03483 | EGC035024 | P | 58007986 | 58 | EGTL Spares | Mtce | 76 | 76Z | CAGE: VALVE GLOBE, 4 IN | 2-1/2 IN X 3/4 IN,S31600/ENC | Pumps-Other : HT, UPPER (CONTROL VALVES) | EA | 1 | 0 | 0 | NO | 1883.4469 | 292405.13 | FISHER CONTROLS | 30C0029X022 |  | 02,21,22 | 1 | 1AXX |  |  | FORM 5081 |  |  |  |  | 2012-01-06
2013 | 29200000TL | 03483 | EG1008011 | P | 58007987 | 58 | EGTL Spares | Mtce | 66 | 66G | PLUG: VALVE CONTROL, 6 IN | S41600 FGS 2B8 | Valve-Plug : ANTI-EXTRUSION | EA | 1 | 0 | 0 | NO | 1595.48 | 399666.8382 | FISHER CONTROLS | 31B2146X012 |  | 01,02,22 | 1 |  |  |  | FORM 5299 |  |  |  |  | 2012-01-06 | 2025-04-09 | 2016-04-30 | -1 | 1
2014 | 29200000TL | 03483 | EG1024014 | P | 58007988 | 58 | EGTL Spares | Mtce | 76 | 76Z | CAGE: VALVE GLOBE, 8 IN | 5-3/8 INCH,2.25CR1MO/NITRILE | Pumps-Other : WHISPER III, A3 (CONTROL VALVES) | EA | 2 | 1 | 2 | NO | 11520 | 1788480 | FISHER CONTROLS | 32A3285X032 |  | 02,21,22 | 1 |  |  |  | FORM 2376 |  |  |  |  | 2012-01-06
2015 | 29200000TL | 03483 | EG1023005 | P | 58007989 | 58 | EGTL Spares | Mtce | 76 | 76Z | CAGE: VALVE GLOBE, 12 IN | 5-3/8 IN, 316 SS/ENC HT | Pumps-Other : LEVEL C3 (CONTROL VALVES) | EA | 1 | 0 | 0 | NO | 17482.5 | 2714158.125 | FISHER CONTROLS | 32A6222X012 |  | 02,21,22 | 1 | 1AXX | 2BBB |  | FORM 2376 |  |  |  |  | 2012-01-06
2016 | 29200000TL | 03483 | EG1025003 | P | 58007990 | 58 | EGTL Spares | Mtce | 76 | 76Z | CAGE: VALVE GLOBE, 8 IN | 5-3/8 IN, 316 SS/CR CT | Pumps-Other : WHISPER III, C3 (CONTROL VALVES) | EA | 1 | 0 | 0 | NO | 6718.4992 | 1043047 | FISHER CONTROLS | 32A6743X012 |  | 02,21,22 | 1 |  |  |  | FORM 2376 |  |  |  |  | 2012-01-06
2017 | 29200000TL | 03483 | EG1008004 | P | 58007991 | 58 | EGTL Spares | Mtce | 76 | 76Z | CAGE: 2 IN GLOBE VALVE | 1-7/8 INCH X 1-1/2 INCH | Pumps-Other : S17400 DBL 1150, EQ% | EA | 1 | 0 | 0 | NO | 1293.75 | 200854.6875 | FISHER | 32B6028X032 |  | 02,21,22 | 1 | 1BAA |  |  | FORM 5299 |  |  |  |  | 2012-03-07
2018 | 29200000TL | 03483 | EG1023005 | P | 58007992 | 58 | EGTL Spares | Mtce | 76 | 76Z | CAGE: VALVE GLOBE, 4 IN | 3-5/8 IN X 2 IN, F22/NITRIDE | Pumps-Other : WHISPER III, B3 (CONTROL VALVES) | EA | 1 | 0 | 0 | NO | 5017.5 | 778966.875 | FISHER CONTROLS | 32B9326X022 |  | 02,21,22 | 1 |  | 2BBB |  | FORM 5299 |  |  |  |  | 2012-01-06
2019 | 29200000TL | 03483 | EG1008004 | P | 58007993 | 58 | EGTL Spares | Mtce | 66 | 66G | PLUG: VALVE CONTROL 4 IN | 316 SS 20B64/COCRA | Valve-Plug : BAL | EA | 1 | 0 | 0 | NO | 4665 | 724241.25 | FISHER CONTROLS | 32B9347X022 |  | 02,22 | 1 |  |  |  | FORM 5299 |  |  |  |  | 2012-01-06
2020 | 29200000TL | 03483 | EGC037024 | P | 58007995 | 58 | EGTL Spares | Mtce | 66 | 66P | STEM: VALVE CONTROL, 4.460 IN | DIA, 3.44 IN LG,416 SS/316 SS | Valve - Control : PLUG, ASSY | EA | 2 | 0 | 0 | NO | 2197.9352 | 341214.4544 | FISHER CONTROLS | 33B6101X042 |  | 01,02,22 | 1 |  |  |  | FORM 5081 |  |  |  |  | 2012-01-06 |  | 2014-06-01
2021 | 29200000TL | 03483 | EG1003002 | P | 58007996 | 58 | EGTL Spares | Mtce | 66 | 66G | PLUG: VALVE CONTROL, 4 IN | S41600 FGS 2B8 | Valve-Plug : ANTI-EXTRUSION | EA | 2 | 0 | 0 | NO | 1987.4976 | 308559 | FISHER CONTROLS | 33B6102X012 |  | 01,02,22 | 1 | 1AXX | 2BAB |  | FORM 5081 |  |  |  |  | 2012-01-06
2022 | 29200000TL | 03483 | EGC041009 | P | 58007997 | 58 | EGTL Spares | Mtce | 66 | 66G | PLUG: VALVE CONTROL, 8 IN | 16 SS 20B64/COCRA | Valve-Plug : ANTI-EXTRUSION | EA | 1 | 0 | 0 | NO | 4072.7623 | 632255.625 | FISHER CONTROLS | 33B6139X012 |  | 01,02,22 | 1 |  | 2BBC |  | FORM 2376 |  |  |  |  | 2012-01-06
2023 | 29200000TL | 03483 | EGC035027 | P | 58007998 | 58 | EGTL Spares | Mtce | 66 | 66G | PLUG: VALVE CONTROL, 12 IN | 316 SS 20B64/COCRA | Valve-Plug : PLUG,VALVE:CONTROL,12 INCH VALVE,316 SS 20B64/COCRA, :ANTI-EXTRUSION, ANTI-EXTRUSION | EA | 1 | 0 | 0 | NO | 3257.1846 | 505677.91 | FISHER CONTROLS | 33B6143X012 |  | 02,22 | 1 | 1AXX | 2BBC |  | FORM 2376 |  |  |  |  | 2012-01-06
2024 | 29200000TL | 03483 | EG1022003 | P | 58007999 | 58 | EGTL Spares | Mtce | 66 | 66P | SEAT: VALVE :CONTROL, 12 IN | 5-3/8 IN, 316 SS 20B64/COCRA | Valve - Actuator & Positioner: RING | EA | 1 | 0 | 0 | NO | 2332.5024 | 362121 | FISHER CONTROLS | 33B6149X012 |  | 01,22 | 1 | 1AXX | 1BBB |  | FORM 2376 |  |  |  |  | 2012-01-06
2025 | 29200000TL | 03483 | EG1022004 | P | 58008000 | 58 | EGTL Spares | Mtce | 66 | 66G | PLUG: VALVE CONTROL, 3 IN | 316 SS 20B64/COCRA | Valve-Plug : ANTI-EXTRUSION | EA | 2 | 0 | 0 | NO | 2055.0016 | 319039 | FISHER CONTROLS | 34B0210X012 |  | 02,22 | 1 | 1AXX | 2BBB |  | FORM 5081 |  |  |  |  | 2012-01-06
2026 | 29300000TL | 03483 | EGC019008 | P | 58008001 | 58 | EGTL Spares | Mtce | 66 | 66G | STEM: VALVE CONTROL, 3 IN | 3-9/16 IN DIA,2.589 IN LG | Valve-Plug : S44004/S20910, PLUG, CAV III | EA | 2 | 0 | 1 | YES | 7181.15 | 2657204.5042 | FISHER CONTROLS | 37A4304X052 |  | 22 | 1 | 1BAA | 2BBB |  | FORM 5299 |  |  |  |  | 2019-12-21 |  | 2020-08-03
2027 | 29200000TL | 03483 | EGC035032 | P | 58008002 | 58 | EGTL Spares | Mtce | 76 | 76Z | CAGE: VALVE GLOBE, 2 IN | 1-7/8 IN X 1-1/2 IN,S17400 | Pumps-Other : H1075, WHISPER III, C1 (CONTROL VALVES) | EA | 1 | 1 | 2 | NO | 3683.2777 | 916527.568 | FISHER CONTROLS | 37B1166X022 |  | 02,21,22 | 1 |  |  |  | FORM 5299 |  |  |  |  | 2012-01-06 | 2025-04-09 | 2016-04-30 | -1 | 1
2028 | 29300000TL | 03483 | EG1025010 | P | 58008003 | 58 | EGTL Spares | Mtce | 76 | 76Z | CAGE: VALVE GLOBE, 3 IN | 2-1/2 IN X 2 IN,17-4H1075 | Pumps-Other : 20B64, ASSY, CAVIII REBUILD KIT REQUIRED QA CODE: 01A AND 07 | EA | 2 | 0 | 1 | YES | 15168.14 | 5756687.2255 | FISHER CONTROLS | 37B2466X012 |  | 01A, 07 | 1 |  | 2BBB |  | FORM 5299 |  |  |  |  | 2019-12-21 |  | 2020-08-03
2029 | 29200000TL | 03483 | EGC035032 | P | 58008004 | 58 | EGTL Spares | Mtce | 66 | 66G | ASSEMBLY:PLUG,RETAINER,8 IN | 316 SS/COCRA, CONTROL VALVES | Valve-Plug : | EA | 1 | 0 | 0 | NO | 1824.1435 | 283198.28 | FISHER CONTROLS | 37B5225X032 |  | 01,22 | 1 |  | 2BBC |  | FORM 2376 |  |  |  |  | 2012-01-06
2030 | 29200000TL | 03483 | EGC037024 | P | 58008006 | 58 | EGTL Spares | Mtce | 76 | 76Z | CAGE: VALVE GLOBE, 2 IN | 100% CAPACITY,CB7CU-2 H1150 | Pumps-Other : CONTROL VALVES | EA | 1 | 0 | 0 | NO | 544.5024 | 84534 | FISHER CONTROLS | 37B9748X012 |  | 02,21,22 | 1 |  | 2BBC |  | FORM 5468 |  |  |  |  | 2012-01-06
2031 | 29200000TL | 03483 | EG1002012 | P | 58008008 | 58 | EGTL Spares | Mtce | 76 | 76Z | CAGE: VALVE GLOBE, 2 IN | 1-7/8 IN X 1-1/8 IN, 17-4 SS | Pumps-Other : H1075 20B64, WHISPER III, C3 (CONTROL VALVES) | EA | 1 | 0 | 0 | NO | 6044.9984 | 938486 | FISHER CONTROLS | 38B7292X012 |  | 02,21,22 | 1 |  | 2BAB |  | FORM 5081 |  |  |  |  | 2012-01-06
2032 | 29200000TL | 03483 | EG1028013 | P | 58008009 | 58 | EGTL Spares | Mtce | 66 | 66G | STEM: VALVE CONTROL,1-1/4 IN | DIA, 15.47 IN LG, 316/NIT 50 | Valve-Plug : PLUG, ASSY, #6 | EA | 1 | 0 | 0 | NO | 2352 | 365148 | FISHER CONTROLS | 39B7777X0B2 |  | 01,02,22 | 1 |  | 2BBB |  | D100397X012 |  |  |  |  | 2012-01-06
2033 | 29200000TL | 03483 | EGC035024 | P | 58008010 | 58 | EGTL Spares | Mtce | 66 | 66P | SEAT: VALVE CONTROL, 2 IN | 1-1/4 IN, S31600/COCR-A | Valve - Actuator & Positioner: RING | EA | 1 | 0 | 0 | NO | 1068.2124 | 165839.98 | FISHER CONTROLS | 39B7780X012 |  | 01,22 | 1 |  | 1BBB |  | D100397X012 |  |  |  |  | 2012-01-06
2034 | 29200000TL | 03483 | EG1019002 | P | 58008011 | 58 | EGTL Spares | Mtce | 66 | 66P | PLUG: VALVE CONTROL, 3 IN | S41000 NACE | Valve - Control : NOTCHFLO | EA | 1 | 0 | 1 | NO | 14623.6501 | 2270175.43 | FISHER CONTROLS | 40C1073X022 |  | 01,02,22 | 1 |  |  |  | D103211X012 |  |  |  |  | 2012-01-06 | 2013-11-13 | 2014-01-08
2035 | 29300000TL | 03483 | EG5008012 | P | 58008012 | 58 | EGTL Spares | Mtce | 66 | 66P | CAGE: VALVE GLOBE, 3 IN | 2-3/18 IN X 5/8 IN, 17-4 SS | Valve - Control : DH115020B64, NOTCHFLO (CONTROL VALVES) | EA | 1 | 0 | 1 | YES | 16715.98 | 2594988.74 | FISHER CONTROLS | 40C1447X022 |  | 02,21,22 | 1 |  |  |  | D103211X012 |  |  |  |  | 2019-11-01
2036 | 29200000TL | 03483 | EG1024012 | P | 58008013 | 58 | EGTL Spares | Mtce | 76 | 76Z | CAGE: VALVE GLOBE, 8 IN | 8 IN X 4 IN, M25S FMS 19C9 | Pumps-Other : WHISPER I (CONTROL VALVES) | EA | 2 | 1 | 2 | NO | 12695.2528 | 1970938 | FISHER CONTROLS | 43B7381X082 |  | 02,21,22 | 1 | 1AXX |  |  | FORM 2376 |  |  |  |  | 2012-01-06
2037 | 29200000TL | 03483 | EG1024014 | P | 58008014 | 58 | EGTL Spares | Mtce | 76 | 76Z | CAGE: VALVE GLOBE, 6 IN | 5-3/8 IN X 3 IN, F22/COCR-A/ | Pumps-Other : NITRILE, EQ% (CONTROL VALVES) | EA | 1 | 0 | 0 | NO | 5955 | 924513.75 | FISHER CONTROLS | 43B9204X012 |  | 02,21,22 | 1 |  |  |  | FORM 5299 |  |  |  |  | 2012-01-06
2038 | 29200000TL | 03483 | EG1002020 | P | 58008015 | 58 | EGTL Spares | Mtce | 66 | 66F | SPRING: VALVE, 12 IN | 35.5 IN,316 SS | Valve - Parts & Accessories :FOR CONTROL VALVES | EA | 2 | 4 | 9 | NO | 42.9824 | 6672.9556 | FISHER | 75B0036X012 | AG2096M-L-M103 | 01,22 | 1 | 1BAA |  |  | FORM 5343 |  |  |  |  | 2013-03-01 | 2025-05-01 |  | -3 | 2
2039 | 29200000TL | 03483 | EG1022007 | P | 58008016 | 58 | EGTL Spares | Mtce | 14 | 14C | RING:SEAL,12 IN | PTFE/17F31 | Flow Measuring Instruments : FOR CONTROL VALVES | EA | 6 | 0 | 0 | NO | 183.4883 | 36055.5885 | FISHER | 75B0313X012 | AL0137M-P-M127 | 01,22 | 1 | 1BAA |  |  | FORM 5343 |  |  |  |  | 2013-03-01 | 2015-09-21 | 2015-10-31
2040 | 29200000TL | 03483 | EG1003012 | P | 58008017 | 58 | EGTL Spares | Mtce | 65 | 65A | PIN: TAPER, 0.539 IN | 3.75 IN LG,STL | *OBS*Tools - Other : &quot;SPECIAL, VALVE, 183-FV-502, 183-FV-503, 183-FV-508, SPECIAL, 35BE S20910 FMS20B21, FISCAL METERING SKID&quot; | EA | 3 | 1 | 2 | NO | 131.2556 | 20376.7813 | FISHER | 75B0334X012 | AL0137M-U-M127 | 01,22 | 1 | 2AAB | 2AAB |  | EGTL1-DAN-INS-GA-830010 |  |  |  |  | 2013-03-01
2041 | 29200000TL | 03483 | EG1002018 | P | 58008018 | 58 | EGTL Spares | Mtce | 50 | 50Z | BEARING:CONTROL VALVE,4 IN | ROTARY, A41 (CL300) SERIES | Bearings & Accessories - All :LINED PTFE/PEEK | EA | 1 | 0 | 0 | NO | 54.0032 | 8384 | FISHER CONTROLS | 75B1074X012 |  | 01,21,22 | 1 | 1AXX | 2BAB |  | FORM 5343 |  |  |  |  | 2012-01-06
2042 | 29200000TL | 03483 | EG1012019 | P | 58008019 | 58 | EGTL Spares | Mtce | 50 | 50Z | BEARING:VALVE,12 IN | LINED 053Q,A41 (CL300) SERIES | Bearings & Accessories - All :PTFE LINED, 183-FV-502, 183-FV-503, 183-FV-508, FISCAL METERING SKID | EA | 3 | 1 | 2 | NO | 67.1346 | 10421.9711 | FISHER | 75B1078X012 | AL0559M-K-M127 | 01,21,22 | 1 | 2AAB |  |  | EGTL1-DAN-INS-GA-830010 |  |  |  |  | 2013-03-01
2043 | 29200000TL | 03483 | EG1010004 | P | 58008020 | 58 | EGTL Spares | Mtce | 65 | 65A | PIN:HOLLOW,NO 2,S31600 | CONTROL VALVES | Tools - Hand / Power :LEVEL 2 | EA | 5 | 0 | 0 | NO | 30.0805 | 4670 | FISHER CONTROLS | 75B1122X032 |  | 01,22 | 1 | 1AXX | 2BBB |  | FORM 5343 |  |  |  |  | 2012-01-06
2044 | 29200000TL | 03483 | EG1003013 | P | 58008021 | 58 | EGTL Spares | Mtce | 65 | 65A | PIN:VALVE,NO 9,STL | HOLLOW | *OBS*Tools - Other : &quot;183-FV-502, 183-FV-503, 183-FV-508, 35EF S31600 LEVEL 2, FISCAL METERING SKID&quot; | EA | 3 | 0 | 0 | NO | 30.1517 | 4680.895 | FISHER | 75B1122X072 | BK0005M-Y-M103 | 01,22 | 1 | 2AAB | 2AAB |  | EGTL1-DAN-INS-GA-830010 |  |  |  |  | 2013-03-01
2045 | 29200000TL | 03483 | EG1003012 | P | 58008022 | 58 | EGTL Spares | Mtce | 54 | 54A | GASKET:CONTROL VALVE,1.75 IN | 2.24 IN X 0.06 IN | Gaskets : PTFE FMS 17F3,RING, CONTROL VALVES | EA | 4 | 1 | 2 | NO | 97.8836 | 15195.935 | FISHER | 75B1186X022 | 5390009985 | 01,22 | 1 | 1BAA |  |  | FORM 5343 |  |  |  |  | 2013-03-01
2046 | 29200000TL | 03483 | EG1002019 | P | 58008023 | 58 | EGTL Spares | Mtce | 65 | 65A | PIN: TAPER 3 IN, 1.75 IN LG | S20910 FMS 20B21 | *OBS*Tools - Other : CONTROL VALVES | EA | 5 | 0 | 0 | NO | 10.88 | 1689.12 | FISHER | G11299X0032 |  | 01,22 | 1 |  | 2BAB |  | FORM 5343 |  |  |  |  | 2013-04-27
2047 | 29200000TL | 03483 | EGC035024 | P | 58008025 | 58 | EGTL Spares | Mtce | 76 | 76Z | CAGE: VALVE GLOBE, 2 IN | 1-1/4 IN X 3/4 IN,316-A FMS | Pumps-Other : 20B64, UPPER (CONTROL VALVES) | EA | 1 | 0 | 0 | NO | 1131.2692 | 175629.55 | FISHER CONTROLS | GE22815X022 |  | 02,21,22 | 1 |  | 2BBC |  | D100397X012 |  |  |  |  | 2012-01-06
2048 | 29200000TL | 03483 | EGC035024 | P | 58008026 | 58 | EGTL Spares | Mtce | 76 | 76Z | CAGE: VALVE GLOBE, 2 IN | 1-1/4 IN X 3/4 IN,316 SS/ | Pumps-Other : COCRA/CRCT, LOWER (CONTROL VALVES) | EA | 1 | 0 | 0 | NO | 1476.5804 | 229239.1 | FISHER CONTROLS | GE22816X032 |  | 02,21,22 | 1 |  | 2BBC |  | D100397X012 |  |  |  |  | 2012-01-06
2049 | 29200000TL | 03483 | EG1025013 | P | 58008027 | 58 | EGTL Spares | Mtce | 76 | 76Z | CAGE: VALVE GLOBE, 4 IN | 3-7/16 IN X 1-1/4 IN, F22 CL3 | Pumps-Other : 20B52, UPPER, 2 STAGE (CONTROL VALVES) | EA | 1 | 0 | 0 | NO | 2031.7488 | 315429 | FISHER CONTROLS | GE22895X022 |  | 02,21,22 | 1 |  |  |  | D100397X012 |  |  |  |  | 2012-01-06
2050 | 29200000TL | 03483 | EGC035026 | P | 58008028 | 58 | EGTL Spares | Mtce | 66 | 66G | ASSEMBLY:PLUG,STEM & SLEEVE, | 4 IN, 316 SS/NIT50 | Valve-Plug : #6 (CONTROL VALVES) | EA | 1 | 0 | 0 | NO | 7722.9581 | 1198989.24 | FISHER CONTROLS | GE22932X022 |  | 01,22 | 1 |  |  |  | D100397X012 |  |  |  |  | 2012-01-06
2051 | 29200000TL | 03483 | EGC011029 | P | 58008030 | 58 | EGTL Spares | Mtce | 66 | 66F | BODY: VALVE CONTROL,2 IN | ,CLASS 200,WC9 NACE MR0175 | Valve - Parts & Accessories : | EA | 1 | 0 | 0 | NO | 1883.4469 | 292405.13 | FISHER CONTROLS | GE28679X022 |  | 22 | 1 | 1BAA |  |  | D100397X012 |  |  |  |  | 2012-01-06
2052 | 29200000TL | 03483 | EGC035020 | P | 58008031 | 58 | EGTL Spares | Mtce | 76 | 76Z | CAGE: VALVE GLOBE, 3 IN | 3 IN, 410/416 SS 20B64 | Pumps-Other : 3 IN NOTCHFLO (CONTROL VALVES) | EA | 1 | 0 | 0 | NO | 2073.5016 | 321890.39 | FISHER CONTROLS | GE30267X012 |  | 02,21,22 | 1 |  |  |  | D103211X012 |  |  |  |  | 2012-01-06
2053 | 292000TLDE | 03483 | EG1053FLR | P | 58008033 | 58 | EGTL Spares | Mtce | 76 | 76Z | CAGE: VALVE GLOBE,30 IN | 16-15/16 IN X 23-7/8 IN, CF8M | Pumps-Other : FMS 20B58, LEVEL A3/A1, FORM 5057D (CONTROL VALVES) | EA | 2 | 0 | 0 | YES | 10322.2032 | 15455331.56 | FISHER CONTROLS | GE30363X012 |  | 02,21,22 | 1 |  |  |  | FORM 5057 |  |  |  |  | 2016-03-31 |  |  | 2 | 1
2054 | 29200000TL | 03483 | EGC035024 | P | 58008035 | 58 | EGTL Spares | Mtce | 76 | 76Z | CAGE: VALVE GLOBE, 4 IN | 3-7/16 IN X 1-1/4 IN, 316 SS/ | Pumps-Other : COCRA/CR CT, LOWER, 2 STAGE (CONTROL VALVES) | EA | 1 | 0 | 0 | NO | 2104.2813 | 326668.63 | FISHER CONTROLS | GE30873X012 |  | 02,21,22 | 1 |  |  |  | D100397X012 |  |  |  |  | 2012-01-06
2055 | 29200000TL | 03483 | EGC035024 | P | 58008036 | 58 | EGTL Spares | Mtce | 66 | 66P | SEAT: VALVE CONTROL, 4 IN | 3-7/16 IN, 316 SS/COCRA/CRCT | Valve - Actuator & Positioner: RING, CRCT BORE | EA | 1 | 0 | 0 | NO | 1941.3741 | 301378.91 | FISHER CONTROLS | GE30875X012 |  | 01,22 | 1 |  | 1BBB |  | D100397X012 |  |  |  |  | 2012-01-06
2056 | 29200000TL | 03483 | EGC018020 | P | 58008039 | 58 | EGTL Spares | Mtce | 76 | 76Z | CAGE: VALVE GLOBE, 4 IN | 2-1/2 IN X 3/4 IN,S31600 | Pumps-Other : COCRAENC, LOWER, DST (CONTROL VALVES) | EA | 1 | 0 | 0 | NO | 2827.7977 | 439015.6 | FISHER CONTROLS | GE32029X012 |  | 02,21,22 | 1 | 1AXX |  |  | FORM 5081 |  |  |  |  | 2012-01-06
2057 | 29200000TL | 03483 | EGC035024 | P | 58008040 | 58 | EGTL Spares | Mtce | 66 | 66P | SEAT: RING 316SS 4 X 2-1/2 IN | SST VALVE CONTROL TRIM | Valve - Actuator & Positioner: DIRTY SERVICE S31600/CoCr-A/ENC | EA | 1 | 0 | 0 | NO | 2514.177 | 390300.83 | FISHER CONTROLS | GE32033X012 |  | 01,22 | 1 | 1AXX | 1BBB |  | FORM 5081 |  |  |  |  | 2012-01-06
2058 | 29200000TL | 03483 | EGC035024 | P | 58008041 | 58 | EGTL Spares | Mtce | 66 | 66G | ASSEMBLY:PLUG, STEM & SLEEVE | 4 IN, 316 SS NIT50 | Valve-Plug : #6 (CONTROL VALVES) | EA | 1 | 0 | 0 | NO | 6601.1221 | 1024758.2 | FISHER CONTROLS | GE32078X012 |  | 01,22 | 1 | 1AXX | 2BBC |  | FORM 5081 |  |  |  |  | 2012-01-06
2059 | 29200000TL | 03483 | EG1025002 | P | 58008044 | 58 | EGTL Spares | Mtce | 66 | 66Z | KIT: REPAIR | FOR CONTROL VALVE | Valve-Other : &quot;CONTAINS 13A1584X012 O-RING, 18A0703X022 SCREW, MACH, PAN HD,18B3450X012 GASKET, 1A866537022 PIN, COTTER,1B885506992 O-RING, 37B9720X012 DIAPHRAGM, 1C4248X0202 DISC HOLDER ASSY &quot; | EA | 1 | 0 | 0 | NO | 124.5024 | 19329 | FISHER CONTROLS | RY690AX0012 |  | 01,22 | 1 |  | 2BBB |  | FORM 5468 |  |  |  |  | 2012-01-06
2060 | 29200000TL | 03483 | EG1022012 | P | 58008045 | 58 | EGTL Spares | Mtce | 54 | 54D | PACKING: RING SET CONTROL | 5 NOS RINGS,GR 17D29 WITH OUT | Packing / Glands / Stuffing Boxes : ZN, SQ, 4-1/2 IN X 6 IN | EA | 1 | 0 | 0 | NO | 675.7488 | 104910 | FISHER CONTROLS | V115138X012 |  | 01,22 | 1 | 1AXX |  |  | FORM 5338 |  |  |  |  | 2012-01-06
2061 | 29200000TL | 03483 | EG1022011 | P | 58008046 | 58 | EGTL Spares | Mtce | 54 | 54A | GASKET:CONTROL VALVE,5.75 IN | OD X 1/16 IN,GRAPH 17F28,RING | Gaskets : | EA | 2 | 0 | 0 | NO | 95.6329 | 14847 | FISHER CONTROLS | V148908X012 |  | 01,22 | 1 | 1AXX |  |  | FORM 5338 |  |  |  |  | 2012-01-06
2062 | 29200000TL | 03483 | EG1023014 | P | 58008047 | 58 | EGTL Spares | Mtce | 50 | 50Z | BEARING:ROTARY UPPER,SIZE A | A11 (CL300) SERIES,316 SS/ | Bearings & Accessories - All :NITRIDE T2 (CONTROL VALVES) | EA | 1 | 0 | 0 | NO | 809.2496 | 125636 | FISHER CONTROLS | V175126X012 |  | 01,21,22 | 1 | 1AXX | 2BBB |  | FORM 5338 |  |  |  |  | 2012-01-06
2063 | 29200000TL | 03483 | EG1003018 | P | 58008048 | 58 | EGTL Spares | Mtce | 50 | 50Z | BEARING:ROTARY THRUST,20 IN | A11 (CL300) SERIES,316 SS/ | Bearings & Accessories - All :NITRIDE T2 (CONTROL VALVES) | EA | 1 | 0 | 0 | NO | 628.5024 | 97575 | FISHER CONTROLS | V175127X012 |  | 01,21,22 | 1 | 1AXX | 2BBB |  | FORM 5338 |  |  |  |  | 2012-01-06
2064 | 29200000TL | 03483 | EG1022011 | P | 58008049 | 58 | EGTL Spares | Mtce | 14 | 14C | RING:RADIAL SPRING SEAL | 7-39/64 IN X 8-7/64 IN X 1/4IN | Flow Measuring Instruments : C276/PTFE/25% CG (CONTROL VALVES) | EA | 1 | 0 | 0 | NO | 264 | 40986 | FISHER CONTROLS | 10A3261X032 |  | 01,22 | 1 | 1AXX | 2BBB |  | FORM 5081 |  |  |  |  | 2012-01-06 | 2025-11-26 |  | -2 | 2
2065 | 29200000TL | 03483 | EG1022013 | P | 58008050 | 58 | EGTL Spares | Mtce | 66 | 66P | RING: RETAINING EXTERNAL | 7.50 IN,18-8 20B15 SPGT | Valve - Actuator & Positioner: CONTROL VALVES | EA | 1 | 0 | 0 | NO | 293.2496 | 45527 | FISHER CONTROLS | 11B8322X012 |  | 01,22 | 1 | 1AXX | 1BBB |  | FORM 5081 |  |  |  |  | 2012-01-06 | 2025-11-26 |  | -2 | 2
2066 | 29200000TL | 03483 | EG1023014 | P | 58008051 | 58 | EGTL Spares | Mtce | 76 | 76Z | RING: BACK-UP 7-3/4 IN | 410/416HT SS 20B64 | Pumps-Other : CONTROL VALVES | EA | 2 | 0 | 0 | NO | 2670.1818 | 414519.0336 | FISHER CONTROLS | 11B8325X022 |  | 01,22 | 1 | 1AXX |  |  | FORM 5081 |  |  |  |  | 2012-01-06 | 2025-05-08 |  | -1 | 1
2067 | 29200000TL | 03483 | EG1008017 | P | 58008052 | 58 | EGTL Spares | Mtce | 87 | 87B | RING: PISTON CONTROL VALVE | 3 IN, GRAPHITE 17F39 | Engines - Parts : CONTROL VALVES | EA | 1 | 0 | 0 | NO | 164.9984 | 25616 | FISHER CONTROLS | 14B3620X012 |  | 01,22 | 1 | 1AXX |  |  | FORM 5299 |  |  |  |  | 2012-01-06
2068 | 29200000TL | 03483 | EG1024010 | P | 58008053 | 58 | EGTL Spares | Mtce | 87 | 87B | RING: PISTON CONTROL VALVE | 8 IN, GRAPHITE 17F27 | Engines - Parts : CONTROL VALVES | EA | 1 | 0 | 0 | NO | 480.87 | 147054.7324 | FISHER CONTROLS | 17A3991X012 |  | 01,22 | 1 | 1AXX | 2BBB |  | D100390X012 |  |  |  |  | 2012-01-06 | 2017-09-18 | 2017-10-01
2069 | 29200000TL | 03483 | EG1008003 | P | 58008054 | 58 | EGTL Spares | Mtce | 66 | 66G | PLUG: VALVE CONTROL, 1 IN | S44004/HT 2A6 | Valve-Plug : M-FLUTE, 3F | EA | 2 | 0 | 0 | NO | 2572.5024 | 399381 | FISHER CONTROLS | 18A1647X012 |  | 01,02,22 | 1 |  | 2BBB |  | FORM 5299 |  |  |  |  | 2012-01-06
2070 | 29200000TL | 03483 | EG1008003 | P | 58008055 | 58 | EGTL Spares | Mtce | 54 | 54D | O-RING:CONTROL VALVE,1-1/4 IN | ID, 1-1/2 INCH OD,1/8 INCH WD | *OBS*GS&P-O-Rings : ETH/PRO-DS52-10 | EA | 2 | 0 | 0 | NO | 15.8325 | 2458 | FISHER CONTROLS | 1D2620X0052 |  | 01,22 | 1 |  | 2BAB |  | D100397X012 |  |  |  |  | 2012-01-06
2071 | 29200000TL | 03483 | EG1025003 | P | 58008057 | 58 | EGTL Spares | Mtce | 66 | 66F | STEM: VALVE CONTROL, 3/4 IN X | 1/2 IN, 21/32 IN DIA,13 IN LG | Valve - Parts & Accessories :S20910 FMS 20B21, PLUG | EA | 2 | 0 | 0 | NO | 975.0016 | 151369 | FISHER CONTROLS | 1P2129X0302 |  | 22 | 1 | 1BAA |  |  | FORM 5299 |  |  |  |  | 2012-01-06
2072 | 29300000TL | 03483 | EG1003013 | P | 58008058 | 58 | EGTL Spares | Mtce | 66 | 66F | BUSHING: VALVE SEAL | SIZE 40-60, C95400 | Valve - Parts & Accessories :CONTROL VALVES | EA | 1 | 0 | 1 | YES | 525.4142 | 472294.8 | FISHER CONTROLS | 1R875914042 |  | 02,22 | 1 | 1AXX |  |  | FORM 2376 |  |  |  |  | 2019-11-01 |  | 2023-08-22
2073 | 29200000TL | 03483 | EG1021002 | P | 58008060 | 58 | EGTL Spares | Mtce | 66 | 66F | STEM: VALVE CONTROL, 3/4 IN | 3/4 IN DIA,17.50 IN LG, S20910 | Valve - Parts & Accessories :FMS 20B21, PLUG | EA | 2 | 0 | 0 | NO | 1290.7504 | 200389 | FISHER CONTROLS | 1U3416X0042 |  | 22 | 1 | 1BAA |  |  | FORM 5299 |  |  |  |  | 2012-01-06
2074 | 29200000TL | 03483 | EG1023001 | P | 58008061 | 58 | EGTL Spares | Mtce | 66 | 66F | STEM: VALVE CONTROL, 3/4 IN | 3/4 IN DIA,24.75 IN LG, S31600 | Valve - Parts & Accessories :B G&P, PLUG | EA | 1 | 0 | 0 | NO | 354.75 | 55074.9375 | FISHER CONTROLS | 1V8072X0012 |  | 01,02,22 | 1 | 1AXX |  |  | FOEM 2376 |  |  |  |  | 2012-01-06 | 2016-06-18
2075 | 29200000TL | 03483 | EGC035024 | P | 58008062 | 58 | EGTL Spares | Mtce | 66 | 66F | ASSEMBLY:PLUG,STEM,RING & CAGE | 1 IN, 17-4/316 SS/ALLOY 6 | Valve - Parts & Accessories :#6, (CONTROL VALVES) | EA | 1 | 0 | 0 | NO | 3438.3191 | 533764.65 | FISHER CONTROLS | 21B5551X282 |  | 01,22 | 1 |  | 2BBC |  | D100397X012 |  |  |  |  | 2012-01-06
2076 | 29200000TL | 03483 | EG1028013 | P | 58008063 | 58 | EGTL Spares | Mtce | 54 | 54D | SEAL:C,2 7/8 IN,N07718 HT 19B5 | CONTROL VALVES | *OBS*GS&P-O-Rings : | EA | 1 | 0 | 0 | NO | 574.4992 | 89191 | FISHER CONTROLS | 24B3621X012 |  | 01,22 | 1 | 1AXX | 2BAB |  | FORM 5299 |  |  |  |  | 2012-01-06
2077 | 29200000TL | 03483 | EG1003006 | P | 58008064 | 58 | EGTL Spares | Mtce | 66 | 66G | ASSEMBLY:PLUG,RETAINER,3 IN | 416 SS, CONTROL VALVES | Valve-Plug : | EA | 1 | 0 | 0 | NO | 3097.5008 | 480887 | FISHER CONTROLS | 27B1676X012 |  | 01,22 | 1 | 1AXX | 2BAB |  | FORM 5299 |  |  |  |  | 2012-01-06
2078 | 29200000TL | 03483 | EG1022002 | P | 58008065 | 58 | EGTL Spares | Mtce | 66 | 66P | SEAT: VALVE CONTROL, 8 IN | 8 IN, S44004/HT 2A6 | Valve - Actuator & Positioner: RING | EA | 1 | 0 | 0 | NO | 486.7504 | 75568 | FISHER CONTROLS | 29A9704X112 |  | 01,22 | 1 |  | 1BBB |  | FORM 2376 |  |  |  |  | 2012-01-06
2079 | 29200000TL | 03483 | EG1022005 | P | 58008066 | 58 | EGTL Spares | Mtce | 66 | 66G | ASSEMBLY:PLUG,STEM,RING & CAGE | 2 IN, 440C/17-4 SS/NIT50 | Valve-Plug : CONTROL VALVES | EA | 1 | 0 | 0 | NO | 7394.248 | 1147957 | FISHER CONTROLS | 32B9561X032 |  | 01,22 | 1 |  |  |  | FORM 5299 |  |  |  |  | 2012-01-06
2080 | 29200000TL | 03483 | EGC035027 | P | 58008067 | 58 | EGTL Spares | Mtce | 66 | 66G | PLUG: VALVE CONTROL, 8 IN | 44004/HT 2A6 | Valve-Plug : ANTI-EXTRUSION | EA | 1 | 0 | 0 | NO | 3896.0102 | 604855.58 | FISHER CONTROLS | 33B6119X032 |  | 01,02,22 | 1 |  | 2BBC |  | FORM 2376 |  |  |  |  | 2012-01-06
2081 | 29300000TL | 03483 | EGC007005 | P | 58008069 | 58 | EGTL Spares | Mtce | 66 | 66G | ASSEMBLY:PLUG & DIVERTER,12 IN | 316 SS, CONTROL VALVES | Valve-Plug : #6 | EA | 1 | 0 | 1 | YES | 24238.99 | 37553224.8171 | FISHER CONTROLS | 47B1163X022 |  | 01,22 | 1 | 1AXX |  |  | FORM 2376 |  |  |  |  | 2019-11-01 |  | 2025-02-23
2082 | 29200000TL | 03483 | EG1025011 | P | 58008070 | 58 | EGTL Spares | Mtce | 76 | 76Z | CAGE: VALVE GLOBE, 3 IN | 2-7/8 IN X 2 IN, S17400 H1075 | Pumps-Other : EQ% (CONTROL VALVES) | EA | 1 | 0 | 0 | NO | 3517.5008 | 546092 | FISHER CONTROLS | 47B1674X012 |  | 02,21,22 | 1 | 1AXX |  |  | FORM 5299 |  |  |  |  | 2012-01-06
2083 | 29200000TL | 03483 | EGC029018 | P | 58008072 | 58 | EGTL Spares | Mtce | 72 | 72Z | FILTER:CONTROL VALVES, 3/4 IN | RESIN IMPRIGNATED CELLULOSE | *OBS*Filtration-Elem : ELEMENT, 40 MICRON, CI HSG, Filter Assemblies: 262K-1186-16944. Filter Type: 262K, Filter Material: Cellulose Mounting Method: Not App, Factory Mounted: No Valve Size: NPS 3/4, Body Material: Cast Iron. Old Part No: FS262K-1 | EA | 14 | 0 | 0 | NO | 268.7248 | 41722.22 | FISHER CONTROLS | 262K-1186-16944 | 262K-1186-16944 | 01,22 | 1 | 1AXX | 1BBA |  | FORM 5299 |  |  |  |  | 2012-01-06 | 2025-12-31 |  | -2 | 2
2084 | 29200000TL | 03483 | EG1008009 | P | 58008077 | 58 | EGTL Spares | Mtce | 72 | 72Z | FILTER:CONTROL VALVE, 1/4 IN | RESIN IMPRIGNATED CELLULOSE | *OBS*Filtration-Elem : ELEMENT, 40 MICRON, CAST IRON, HSG252-910-16662, Filter Body Material: 316 SST, Filter Pressure Rating: 2750 psig (190 bar), Filter Bowl: Standard, Approximate Shipping Weight(each): 2.2 lbs (1 kg) Filter Drain: SST Drain, NACE: MR0 | EA | 1 | 0 | 0 | NO | 285.752 | 44363 | FISHER CONTROLS | 252-910-16662 |  | 01,22 | 1 | 1AXX | 2BAB |  | FORM 5468 |  |  |  |  | 2012-01-06
2085 | 29200000TL | 03483 | EG1054027 | P | 58008080 | 58 | EGTL Spares | Mtce | 51 | 51E | UNIT:FUSE | WITH TERMINAL BLOCKS | Electric Components - Conduit / Fitting :&quot;FME/05838/N/E+B22/4B/E3+IP725/2H DIMENSIONS: 335MM(LG) X 91MM(W) X 93MM(D) FITTED WITH LEGRAND 3-POLE FUSE CARRIER WITH 500V., 6AMP, TYPE GG FUSES 10X38MM SIZE&quot; | EA | 49 | 0 | 0 | NO | 125.0081 | 19406.25 | TOFCO, LTD. |  | SEE ADDITIONAL INFO | 01,10,22 | 1 | 2CCX |  |  | FMI.ECW |  |  |  |  | 2012-03-07 | 2018-03-17
2086 | 29200000TL | 03483 | EG1023009 | P | 58008081 | 58 | EGTL Spares | Mtce | 66 | 66F | STEM: VALVE CONTROL, 1 IN | 29/32 IN DIA, 23-1/4 IN LG | Valve - Parts & Accessories :S31600 B G&P, PLUG | EA | 1 | 0 | 0 | NO | 551.2528 | 85582 | FISHER CONTROLS | 10A3282X012 |  | 01,02,22 | 1 | 1AXX |  |  | FORM 5081 |  |  |  |  | 2012-01-06
2087 | 29200000TL | 03483 | EG1002020 | P | 58008082 | 58 | EGTL Spares | Mtce | 14 | 14C | RING:RADIAL SPRING SEAL | 1-5/32 IN X 1-13/32 IN X | Flow Measuring Instruments : 1/8 IN,N10276/PTFE G M (CONTROL VALVES) | EA | 4 | 0 | 0 | NO | 107.675 | 32518.3031 | FISHER CONTROLS | 10A4207X012 |  | 01,22 | 1 |  |  |  | FORM 5081 |  |  |  |  | 2012-01-06 | 2016-03-12 | 2016-04-30
2088 | 29200000TL | 03483 | EGC035025 | P | 58008087 | 58 | EGTL Spares | Mtce | 66 | 66F | STEM: VALVE CONTROL,1/2 IN | 0.42 IN DIA,10.63 IN LG,S31600 | Valve - Parts & Accessories :B G&P, PLUG | EA | 1 | 0 | 0 | NO | 172.6556 | 26804.78 | FISHER CONTROLS | 10A8840X472 |  | 01,02,22 | 1 | 1AXX |  |  | FORM 5081 |  |  |  |  | 2012-01-06
2089 | 29200000TL | 03483 | EG1023004 | P | 58008089 | 58 | EGTL Spares | Mtce | 66 | 66G | STEM: VALVE CONTROL,1-13/32 IN | DIA,2-1/8 IN LG,316 SS/COCRA | Valve-Plug : S&G/316 SS, PLUG, HI-TEMP | EA | 1 | 0 | 0 | NO | 753.75 | 117019.6875 | FISHER CONTROLS | 11A5205X032 |  | 01,02,22 | 1 |  | 2BBB |  | D100397X012 |  |  |  |  | 2012-01-06
2090 | 29200000TL | 03483 | EGC036003 | P | 58008090 | 58 | EGTL Spares | Mtce | 66 | 66G | PLUG: VALVE CONTROL,1-1/2 IN | S31600/COCR-A | Valve-Plug : HI-TEMP | EA | 2 | 0 | 0 | NO | 998.25 | 154978.3125 | FISHER CONTROLS | 11A5213X012 |  | 02,22 | 1 |  |  |  | D100397X012 |  |  |  |  | 2012-01-06
2091 | 29200000TL | 03483 | EG1002018 | P | 58008094 | 58 | EGTL Spares | Mtce | 66 | 66P | SEAT: VALVE CONTROL,2 IN | 1-5/16 IN, S41600 FGS 2B8 | Valve - Actuator & Positioner: RING | EA | 1 | 0 | 0 | NO | 1002 | 155560.5 | FISHER CONTROLS | 11B3670X012 |  | 01,22 | 1 |  | 1BBB |  | FORM 5081 |  |  |  |  | 2012-01-06
2092 | 29200000TL | 03483 | EG1002012 | P | 58008096 | 58 | EGTL Spares | Mtce | 66 | 66P | SEAT: VALVE CONTROL,2 IN | 1-5/16 IN, S41600 FGS 2B8 | Valve - Actuator & Positioner: RING | EA | 1 | 0 | 0 | NO | 1082.25 | 168019.3125 | FISHER CONTROLS | 12A8640X012 |  | 01,22 | 1 |  | 1BBB |  | FORM 2376 |  |  |  |  | 2012-01-06
2093 | 29200000TL | 03483 | EGC035025 | P | 58008097 | 58 | EGTL Spares | Mtce | 66 | 66P | SEAT: VALVE :CONTROL,2 IN | 1-5/16 INCH, 316-A FMS 20B64 | Valve - Actuator & Positioner: RING | EA | 1 | 0 | 0 | NO | 561.5059 | 87173.79 | FISHER CONTROLS | 12A8640X032 |  | 01,22 | 1 |  | 1BBB |  | FORM 5081 |  |  |  |  | 2012-01-06
2094 | 29200000TL | 03483 | EG1003012 | P | 58008098 | 58 | EGTL Spares | Mtce | 54 | 54D | PACKING:CONTROL VALVE,17D19 | LO CL,RING,3/4 IN X 1-1/8 IN X | Packing / Glands / Stuffing Boxes : 3/16 IN | EA | 1 | 0 | 0 | NO | 20.1 | 3120.525 | FISHER CONTROLS | 12A9136X012 |  | 01,22 | 1 | 1AXX |  |  | FORM 5290 |  |  |  |  | 2012-01-06
2095 | 29200000TL | 03483 | EG1022007 | P | 58008106 | 58 | EGTL Spares | Mtce | 66 | 66G | STEM: CONTROL VALVE | 1-5/8 IN DIA, 2-19/32 IN LG | Valve-Plug : 416 HT SS/316 SS G&P, PLUG, LINEAR | EA | 1 | 0 | 0 | NO | 169.5 | 26314.875 | FISHER | 15A6472X072 |  | 01,02,22 | 1 | 1BAA |  |  | D100401X012 |  |  |  |  | 2012-03-07
2096 | 29200000TL | 03483 | EG1003013 | P | 58008108 | 58 | EGTL Spares | Mtce | 66 | 66G | STEM: VALVE CONTROL,0.62 IN | DIA,2.26 IN LG,416 HT SS/316 | Valve-Plug : SS G&P, PLUG, EQ% | EA | 1 | 0 | 0 | NO | 169.5 | 26314.875 | FISHER CONTROLS | 15A6482X102 |  | 01,02,22 | 1 |  | 2BAB |  | FORM 5081 |  |  |  |  | 2012-01-06
2097 | 29200000TL | 03483 | EG1022006 | P | 58008109 | 58 | EGTL Spares | Mtce | 66 | 66G | STEM: VALVE CONTROL,1.62 IN | DIA,2.62 IN LG,416 HT SS/316 | Valve-Plug : SS G&P, PLUG, EQ% | EA | 1 | 0 | 0 | NO | 169.5 | 26314.875 | FISHER CONTROLS | 15A6482X112 |  | 01,02,22 | 1 |  |  |  | D100401X012 |  |  |  |  | 2012-01-06
2098 | 29200000TL | 03483 | EG1022006 | P | 58008110 | 58 | EGTL Spares | Mtce | 66 | 66G | STEM: VALVE CONTROL,0.246 IN | DIA,2.67 IN LG,416 HT SS/316 | Valve-Plug : SS G&P, PLUG, M-FORM | EA | 2 | 0 | 0 | NO | 133.13 | 20668.4325 | FISHER CONTROLS | 15A6500X092 |  | 01,02,22 | 1 |  |  |  | D100401X012 |  |  |  |  | 2012-01-06
2099 | 29200000TL | 03483 | EG1002018 | P | 58008111 | 58 | EGTL Spares | Mtce | 66 | 66P | SEAT: VALVE CONTROL,1-1/2 IN | 1-1/2 IN, 316-A FMS 20B64 | Valve - Actuator & Positioner: RING | EA | 1 | 0 | 0 | NO | 81.38 | 12634.245 | FISHER CONTROLS | 15A6504X012 |  | 01,22 | 1 |  | 1BBB |  | D100401X012 |  |  |  |  | 2012-01-06
2100 | 29200000TL | 03483 | EG1002018 | P | 58008112 | 58 | EGTL Spares | Mtce | 66 | 66P | SEAT: VALVE CONTROL,1-1/2 IN | 1-1/2 IN, 410/416HT SS 20B64 | Valve - Actuator & Positioner: RING | EA | 1 | 0 | 0 | NO | 79.88 | 12401.37 | FISHER CONTROLS | 15A6504X052 |  | 01,22 | 1 |  | 1BBB |  | D100401X012 |  |  |  |  | 2012-01-06
2101 | 29200000TL | 03483 | EG1002018 | P | 58008116 | 58 | EGTL Spares | Mtce | 66 | 66P | SEAT: VALVE CONTROL, 2 IN | 1 IN, 410/416HT SS 20B64 | Valve - Actuator & Positioner: RING | EA | 1 | 0 | 0 | NO | 266.2672 | 41335.3125 | FISHER CONTROLS | 15A6695X052 |  | 01,22 | 1 |  | 1BBB |  | D100401X012 |  |  |  |  | 2012-01-06
2102 | 29200000TL | 03483 | EG1002017 | P | 58008117 | 58 | EGTL Spares | Mtce | 87 | 87B | GASKET:SHIM, 2-1/2 IN X | 3-3/32 IN X 1/32 IN,316 SS | *OBS*Machinery-Misc- : RING | EA | 5 | 0 | 0 | NO | 13.43 | 2085.0075 | FISHER CONTROLS | 16A1937X012 |  | 01,22 | 1 |  | 2BAB |  | D100397X012 |  |  |  |  | 2012-01-06
2103 | 29200000TL | 03483 | EG1003012 | P | 58008119 | 58 | EGTL Spares | Mtce | 66 | 66P | PLUG: VALVE CONTROL, 1 IN | S31600/COCR-A | Valve - Control : M-FORM | EA | 1 | 0 | 0 | NO | 1045.4308 | 205427.7024 | FISHER CONTROLS | 16A3339X012 | 17835045 | 02,22 | 1 |  |  |  | D100401X012 |  |  |  |  | 2012-01-06 | 2022-04-22 | 2015-12-24
2104 | 29200000TL | 03483 | EG1008004 | P | 58008120 | 58 | EGTL Spares | Mtce | 66 | 66G | PLUG: VALVE CONTROL, 2 IN | S41600 FGS 2B8 | Valve-Plug : | EA | 1 | 0 | 0 | NO | 560.25 | 86978.8125 | FISHER CONTROLS | 16A5346X012 |  | 01,02,22 | 1 | 1AXX |  |  | FORM 5299 |  |  |  |  | 2012-01-06
2105 | 29200000TL | 03483 | EG1022006 | P | 58008124 | 58 | EGTL Spares | Mtce | 66 | 66G | STEM: VALVE CONTROL,3/8 IN DIA | 2-41/64 IN LG,316 SS/316 SS | Valve-Plug : G&P, PLUG, M-FORM | EA | 2 | 0 | 0 | NO | 50.3605 | 20668.4325 | FISHER CONTROLS | 16A5708X092 |  | 01,02,22 | 1 |  |  |  | D100401X012 |  |  |  |  | 2012-01-06 | 2021-11-19
2106 | 29200000TL | 03483 | EG1022006 | P | 58008125 | 58 | EGTL Spares | Mtce | 66 | 66G | STEM: VALVE CONTROL,1 IN DIA | 2-41/64 IN LG,416 HT SS/316 SS | Valve-Plug : PLUG, M-FORM | EA | 1 | 0 | 0 | NO | 169.5 | 26314.875 | FISHER CONTROLS | 16A5708X132 |  | 01,02,22 | 1 |  | 2BBB |  | D100401X012 |  |  |  |  | 2012-01-06
2107 | 29200000TL | 03483 | EG1010004 | P | 58008126 | 58 | EGTL Spares | Mtce | 54 | 54D | PACKING: BULK RING,316-A FMS | 20B64,1 IN X 1.3 IN X 0.12 IN | Packing / Glands / Stuffing Boxes : BOX (CONTROL VALVES) | EA | 9 | 0 | 0 | NO | 9.68 | 1503.1333 | FISHER CONTROLS | 16A6085X012 |  | 01,22 | 1 | 1AXX | 2BBB |  | FORM 5290 |  |  |  |  | 2012-01-06
2108 | 29200000TL | 03483 | EG1003012 | P | 58008129 | 58 | EGTL Spares | Mtce | 66 | 66P | SEAT: VALVE CONTROL,2 IN | 3/8 INCH,S41600 FGS 2B8 | Valve - Actuator & Positioner: RING | EA | 1 | 0 | 0 | NO | 267 | 41451.75 | FISHER CONTROLS | 17A4091X012 |  | 01,22 | 1 |  | 1BBB |  | D100401X012 |  |  |  |  | 2012-01-06
2109 | 29200000TL | 03483 | EG1008004 | P | 58008131 | 58 | EGTL Spares | Mtce | 66 | 66F | ASSEMBLY:CAGE & BAFFLE,2 IN | 17-4 SS H1075, CONTROL VALVES | Valve - Parts & Accessories :WHIS III | EA | 1 | 0 | 0 | NO | 6585 | 1022321.25 | FISHER CONTROLS | 17A8416X022 |  | 01,22 | 1 |  | 2BBB |  | FORM 5081 |  |  |  |  | 2012-01-06
2110 | 29200000TL | 03483 | EGC035025 | P | 58008132 | 58 | EGTL Spares | Mtce | 66 | 66F | ASSEMBLY:CAGE & BAFFLE,2 IN | 316 SS/ENC, CONTROL VALVES | Valve - Parts & Accessories :WHIS III | EA | 1 | 0 | 0 | NO | 6590.9382 | 1023243.15 | FISHER CONTROLS | 17A8416X032 |  | 01,22 | 1 |  |  |  | FORM 5081 |  |  |  |  | 2012-01-06
2111 | 29200000TL | 03483 | EGC036003 | P | 58008133 | 58 | EGTL Spares | Mtce | 54 | 54D | O-RING:CONTROL VALVE,9/16 IN | ID,13/16 IN OD,1/8 IN WD | *OBS*GS&P-O-Rings : NITRILE-DS52-1 | EA | 1 | 0 | 0 | NO | 28.5 | 4424.625 | FISHER CONTROLS | 18A1088X022 |  | 01,22 | 1 |  | 2BAB |  | TANK BLANKETING |  |  |  |  | 2012-01-06
2112 | 29200000TL | 03483 | EG1023006 | P | 58008134 | 58 | EGTL Spares | Mtce | 66 | 66G | STEM: VALVE CONTROL,1.964 IN | DIA,2.62 IN LG,416 SS/NITRILE | Valve-Plug : PLUG, M-FORM | EA | 2 | 0 | 0 | NO | 1275.75 | 198060.1875 | FISHER CONTROLS | 18A4222X032 |  | 22 | 1 | 1BAA |  |  | FORM 5299 |  |  |  |  | 2012-01-06
2113 | 29200000TL | 03483 | EG1017021 | P | 58008137 | 58 | EGTL Spares | Mtce | 50 | 50Z | BEARING:CONTROL VALVE, 1 IN X | 1 1/4 IN X 1 7/32 IN, ROTARY | Bearings & Accessories - All :V500 SERIES, S44004/HT 2A6 | EA | 1 | 0 | 0 | NO | 93 | 14438.25 | FISHER CONTROLS | 19A3713X012 |  | 01,21,22 | 1 | 1AXX |  |  | FORM 5236 |  |  |  |  | 2012-01-06
2114 | 29200000TL | 03483 | EG1002018 | P | 58008138 | 58 | EGTL Spares | Mtce | 54 | 54D | SEAL: E, 3 IN, N07718 30-40 RC | CONTROL VALVES | *OBS*GS&P-O-Rings : | EA | 1 | 0 | 0 | NO | 108.38 | 16825.995 | FISHER CONTROLS | 19A3716X022 |  | 01,22 | 1 | 1AXX | 2BAB |  | FORM 5236 |  |  |  |  | 2012-01-06
2115 | 29200000TL | 03483 | EG1002020 | P | 58008139 | 58 | EGTL Spares | Mtce | 50 | 50Z | BEARING:CONTROL VALVE, 1.00 IN | X 1.25 IN X 1.22 IN, ROTARY | Bearings & Accessories - All :V500 SERIES, R30006 FMS 31A1 | EA | 1 | 0 | 0 | NO | 316.5 | 49136.625 | FISHER CONTROLS | 19A5184X012 |  | 01,21,22 | 1 | 1AXX |  |  | FORM 5236 |  |  |  |  | 2012-01-06
2116 | 29300000TL | 03483 | EG1022005 | P | 58008140 | 58 | EGTL Spares | Mtce | 66 | 66P | SEAT: VALVE CONTROL,3 IN, | 2-5/16 IN, 316-A FMS 20B64 | Valve - Actuator & Positioner: RING | EA | 1 | 0 | 1 | YES | 1640.284 | 1474451.3 | FISHER CONTROLS | 19A5958X012 |  | 01,22 | 1 | 1AXX | 1BBB |  | FORM 5081 |  |  |  |  | 2019-11-01 |  | 2023-08-22
2117 | 29200000TL | 03483 | EGC035025 | P | 58008142 | 58 | EGTL Spares | Mtce | 66 | 66P | SEAT: VALVE CONTROL,3 IN | 2-5/16 IN, ALLOY 6 | Valve - Actuator & Positioner: RING | EA | 1 | 0 | 0 | NO | 5877.7957 | 912527.78 | FISHER CONTROLS | 19A5958X042 |  | 01,22 | 1 |  | 1BBB |  | FORM 5081 |  |  |  |  | 2012-01-06
2118 | 29200000TL | 03483 | EG1008009 | P | 58008143 | 58 | EGTL Spares | Mtce | 66 | 66F | ASSEMBLY:CAGE & BAFFLE,3 IN | 316 SS/ENC, CONTROL VALVES | Valve - Parts & Accessories :WHIS III | EA | 1 | 0 | 0 | NO | 7245 | 1124786.25 | FISHER CONTROLS | 19A9218X052 |  | 01,22 | 1 |  |  |  | FORM 5081 |  |  |  |  | 2012-01-06
2119 | 29200000TL | 03483 | EG1008003 | P | 58008144 | 58 | EGTL Spares | Mtce | 66 | 66F | BUSHING: VALVE GUIDE | 3/4 IN-1 IN, GRAPHITE 17F39 | Valve - Parts & Accessories :CONTROL VALVES | EA | 1 | 0 | 0 | NO | 145.13 | 22531.4325 | FISHER CONTROLS | 19B4141X012 |  | 01A | 1 | 1AXX |  |  | D100390X012 |  |  |  |  | 2012-01-06 | 2023-11-02 | [5 empty] | -1 | 1
2120 | 29200000TL | 03483 | EGC036003 | P | 58008147 | 58 | EGTL Spares | Mtce | 54 | 54D | O-RING:CONTROL VALVE,3/4 IN ID | 1 IN OD, 1/8 IN WD | *OBS*GS&P-O-Rings : NITRILE-DS52-1 | EA | 1 | 0 | 0 | NO | 81.75 | 12691.6875 | FISHER CONTROLS | 1D2375X0062 |  | 01,22 | 1 |  | 2BAB |  | TANK BLANKETING |  |  |  |  | 2012-01-06
2121 | 29200000TL | 03483 | EG1008010 | P | 58008148 | 58 | EGTL Spares | Mtce | 65 | 65A | PIN:GROOVE,1/4 IN X 1.75 IN | S31600, CONTROL VALVES | Tools - Hand / Power :TYPE F | EA | 2 | 0 | 0 | NO | 34.1443 | 5301.0713 | FISHER CONTROLS | 1D269735072 |  | 01,22 | 1 | 1AXX |  |  | FORM 5299 |  |  |  |  | 2012-01-06
2122 | 29200000TL | 03483 | EG1003013 | P | 58008149 | 58 | EGTL Spares | Mtce | 64 | 64B | KEY | CONTROL VALVE | Power Transmission Equipment & Replacement Parts : 410/416 20B64 | EA | 2 | 0 | 0 | NO | 44.25 | 6869.8125 | FISHER CONTROLS | 1J343838992 |  | 01,22 | 1 |  | 2CBC |  | D100397X012 |  |  |  |  | 2012-01-06
2123 | 29200000TL | 03483 | EG1028013 | P | 58008150 | 58 | EGTL Spares | Mtce | 66 | 66F | STEM: VALVE CONTROL, 3/4 IN X | 1/2 IN, 21/32 IN DIA, 13 IN LG | Valve - Parts & Accessories :S20910 FMS 20B21, PLUG | EA | 2 | 0 | 0 | NO | 107.63 | 16709.5575 | FISHER CONTROLS | 1K5869X0102 |  | 22 | 1 | 1BAA |  |  | D100397X012 |  |  |  |  | 2012-01-06
2124 | 29200000TL | 03483 | EG1021002 | P | 58008151 | 58 | EGTL Spares | Mtce | 66 | 66F | STEM: VALVE CONTROL, 1 IN | 29/32 IN DIA, 21 IN LG, S20910 | Valve - Parts & Accessories :FMS 20B21, PLUG | EA | 2 | 0 | 0 | NO | 1155 | 179313.75 | FISHER CONTROLS | 1K7447X0042 |  | 22 | 1 | 1AXX |  |  | FORM 5299 |  |  |  |  | 2012-01-06
2125 | 29200000TL | 03483 | EG1002018 | P | 58008155 | 58 | EGTL Spares | Mtce | 66 | 66P | STEM: VALVE CONTROL, 3/8 IN | 5/16 IN DIA, 12-1/4 IN LG | Valve - Control : S31600 B G&P, PLUG | EA | 2 | 0 | 0 | NO | 279.3475 | 80513.1425 | FISHER CONTROLS | 1U217735162 |  | 01,02,22 | 1 | 1BAA |  |  | D100401X012 |  |  |  |  | 2012-01-06 | 2022-04-22 | 2019-02-09
2126 | 29200000TL | 03483 | EG1024001 | P | 58008156 | 58 | EGTL Spares | Mtce | 66 | 66F | STEM: VALVE CONTROL, 1/2 IN | 0.42 IN DIA, 15.75 IN LG | Valve - Parts & Accessories :S31600 B G&P, PLUG | EA | 2 | 0 | 0 | NO | 81.38 | 12634.245 | FISHER CONTROLS | 1U217935162 |  | 01,02,22 | 1 |  |  |  | D100397X012 |  |  |  |  | 2012-01-06
2127 | 29200000TL | 03483 | EG1003013 | P | 58008159 | 58 | EGTL Spares | Mtce | 66 | 66P | SEAT: VALVE CONTROL, 1 IN | 1-5/16 IN, 316-A FMS 20B64 | Valve - Actuator & Positioner: RING | EA | 1 | 0 | 0 | NO | 86.25 | 13390.3125 | FISHER CONTROLS | 1U222535072 |  | 01,22 | 1 |  | 1BBB |  | FORM 5081 |  |  |  |  | 2012-01-06
2128 | 29200000TL | 03483 | EG1008010 | P | 58008161 | 58 | EGTL Spares | Mtce | 66 | 66P | SEAT: VALVE CONTROL, 2 IN | 2-5/16 IN, S44004/HT 2A6 | Valve - Actuator & Positioner: RING Used on fire and gas system by analyzer | EA | 2 | 0 | 0 | NO | 1176.725 | 206387.8 | FISHER CONTROLS | 1U2226X0262 |  | 01,22 | 1 |  | 1BBB |  | FORM 5081 |  |  |  |  | 2012-01-06 | 2018-07-23 | 2019-03-11
2129 | 29200000TL | 03483 | EG1003013 | P | 58008162 | 58 | EGTL Spares | Mtce | 66 | 66P | SEAT: VALVE CONTROL, 2-1/2 IN | 2-7/8 IN, 316-A FMS 20B64 | Valve - Actuator & Positioner: RING | EA | 1 | 0 | 0 | NO | 298.35 | 91420.407 | FISHER CONTROLS | 1U222735072 |  | 01,22 | 1 |  | 3CCA |  | FORM 5081 |  |  |  |  | 2012-01-06 | 2019-08-16 | 2019-09-02
2130 | 29300000TL | 03483 | EG1022006 | P | 58008164 | 58 | EGTL Spares | Mtce | 66 | 66F | STEM: VALVE CONTROL, 1/2 IN | 27/64 IN DIA, 16-1/2 IN LG | Valve - Parts & Accessories :S20910 FMS 20B21, PLUG | EA | 1 | 0 | 1 | YES | 337 | 150291.89 | FISHER CONTROLS | 1U2306X0192 |  | 22 | 1 | 1BAA |  |  | D100390X012 |  |  |  |  | 2019-11-01 |  | 2022-03-21
2131 | 29200000TL | 03483 | EG1025013 | P | 58008165 | 58 | EGTL Spares | Mtce | 87 | 87B | RING: PISTON CONTROL VALVE | 4 IN, GRAPHITE 17F39 | Engines - Parts : | EA | 2 | 0 | 0 | NO | 225.9769 | 35082.9138 | FISHER CONTROLS | 1U2392X0022 |  | 01,22 | 1 | 1AXX |  |  | FORM 5299 |  |  |  |  | 2012-01-06
2132 | 29200000TL | 03483 | EG1002017 | P | 58008166 | 58 | EGTL Spares | Mtce | 66 | 66P | SEAT: VALVE CONTROL, 1 IN | 1/4 IN, S41600 FGS 2B8 | Valve - Actuator & Positioner: RING | EA | 2 | 0 | 0 | NO | 64.88 | 10072.62 | FISHER CONTROLS | 1U285246172 |  | 01,22 | 1 |  | 1BBB |  | D100401X012 |  |  |  |  | 2012-01-06
2133 | 29200000TL | 03483 | EG1002020 | P | 58008167 | 58 | EGTL Spares | Mtce | 66 | 66P | SEAT: VALVE CONTROL, 1 IN | 3/8 IN, 316-A FMS 20B64 | Valve - Actuator & Positioner: RING | EA | 2 | 0 | 0 | NO | 64.88 | 10072.62 | FISHER CONTROLS | 1U285335072 |  | 01,22 | 1 |  | 1BBB |  | D100401X012 |  |  |  |  | 2012-01-06
2134 | 29200000TL | 03483 | EG1024010 | P | 58008168 | 58 | EGTL Spares | Mtce | 66 | 66F | STEM: VALVE CONTROL, 3/4 IN | 21/32 IN DIA, 17 IN LG, S20910 | Valve - Parts & Accessories :FMS 20B21, PLUG | EA | 2 | 0 | 0 | NO | 1596 | 247779 | FISHER CONTROLS | 1U2941X0142 |  | 22 | 1 | 1BAA |  |  | FORM 5081 |  |  |  |  | 2012-01-06
2135 | 29200000TL | 03483 | EG1022006 | P | 58008169 | 58 | EGTL Spares | Mtce | 66 | 66F | STEM: VALVE CONTROL, 3/8 IN | 5/16 IN DIA, 8-7/8 IN LG | Valve - Parts & Accessories :G&P S31600 B, PLUG | EA | 4 | 0 | 0 | NO | 38.1026 | 5915.0469 | FISHER CONTROLS | 1U388835162 |  | 01,02,22 | 1 |  |  |  | D100401X012 |  |  |  |  | 2012-01-06 | 2020-07-15
2136 | 29200000TL | 03483 | EG1023005 | P | 58008172 | 58 | EGTL Spares | Mtce | 66 | 66F | STEM: VALVE CONTROL, 3/4 IN | 21/32 IN DIA, 14-3/4 IN LG | Valve - Parts & Accessories :S20910 FMS 20B21, PLUG | EA | 1 | 0 | 0 | NO | 1056 | 163944 | FISHER CONTROLS | 1U3894X0022 |  | 22 | 1 | 1BAA |  |  | D100390X012 |  |  |  |  | 2012-01-06
2137 | 29300000TL | 03483 | EG1002018 | P | 58008174 | 58 | EGTL Spares | Mtce | 76 | 76Z | RING: BACK-UP 2 IN, EPDM FMS | 41G39, CONTROL VALVES | Pumps-Other : | EA | 1 | 0 | 1 | YES | 76.32 | 31702.5648 | FISHER CONTROLS | 1V5507X0042 |  | 01,22 | 1 |  |  |  | FORM 5081 |  |  |  |  | 2019-11-01 |  | 2021-10-16
2138 | 29200000TL | 03483 | EG1025014 | P | 58008175 | 58 | EGTL Spares | Mtce | 66 | 66G | PLUG: VALVE CONTROL, 1-1/2 IN | 316-A FMS 20B64 | Valve-Plug : BAL | EA | 1 | 0 | 0 | NO | 288 | 44712 | FISHER CONTROLS | 1V657235072 |  | 02,22 | 1 |  |  |  | FORM 5081 |  |  |  |  | 2012-01-06
2139 | 29200000TL | 03483 | EG1022006 | P | 58008176 | 58 | EGTL Spares | Mtce | 66 | 66G | STEM: VALVE CONTROL,1/2 - 1 IN | DIA, 1 3/4 IN LG, 316 SS | Valve-Plug : PLUG, BAL | EA | 1 | 0 | 0 | NO | 327 | 50766.75 | FISHER CONTROLS | 1V6572X0062 |  | 01,02,22 | 1 |  |  |  | FORM 5081 |  |  |  |  | 2012-01-06
2140 | 29300000TL | 03483 | EG1028016 | P | 58008177 | 58 | EGTL Spares | Mtce | 66 | 66G | STEM: VALVE CONTROL, 1.5 IN | DIA, 1-13/16 IN LG, 416 HT SS/ | Valve-Plug : 316 SS, PLUG, BAL | EA | 1 | 0 | 1 | YES | 263.66 | 109521.7274 | FISHER CONTROLS | 1V6573X0042 |  | 01,02,22 | 1 |  | 2BAB |  | FORM 5081 |  |  |  |  | 2019-11-01 |  | 2021-10-16
2141 | 29200000TL | 03483 | EG1002019 | P | 58008178 | 58 | EGTL Spares | Mtce | 66 | 66G | PLUG: VALVE CONTROL, 2 IN | 316-A FMS 20B64 | Valve-Plug : BAL | EA | 2 | 0 | 0 | NO | 266.25 | 41335.3125 | FISHER CONTROLS | 1V657535072 |  | 02,22 | 1 |  |  |  | FORM 5081 |  |  |  |  | 2012-01-06
2142 | 29200000TL | 03483 | EG1025004 | P | 58008180 | 58 | EGTL Spares | Mtce | 66 | 66G | PLUG: VALVE CONTROL, 2 IN | S44004/HT 2A6 | Valve-Plug : BAL | EA | 3 | 0 | 0 | NO | 1413.8333 | 277155.225 | FISHER CONTROLS | 1V6575X0042 |  | 01,02,22 | 1 |  |  |  | FORM 5081 |  |  |  |  | 2012-01-06 | 2018-07-23 | 2019-03-29
2143 | 29200000TL | 03483 | EG1022010 | P | 58008181 | 58 | EGTL Spares | Mtce | 66 | 66G | STEM: VALVE CONTROL, 1/4 IN | DIA, 2-1/8 IN LG, 316 SS | Valve-Plug : PLUG, BAL | EA | 2 | 0 | 0 | NO | 307.5 | 47739.375 | FISHER CONTROLS | 1V6575X0062 |  | 01,02,22 | 1 |  |  |  | FORM 5081 |  |  |  |  | 2012-01-06
2144 | 29200000TL | 03483 | EG1022010 | P | 58008182 | 58 | EGTL Spares | Mtce | 66 | 66G | STEM: VALVE CONTROL, 2-9/16 IN | DIA,2-11/16 IN LG, 316 SS/316 | Valve-Plug : SS G&P, PLUG, BAL | EA | 1 | 0 | 0 | NO | 474 | 73588.5 | FISHER CONTROLS | 1V6577X0062 |  | 01,02,22 | 1 |  |  |  | FORM 5081 |  |  |  |  | 2012-01-06
2145 | 29200000TL | 03483 | EG1002020 | P | 58008184 | 58 | EGTL Spares | Mtce | 76 | 76Z | RING: BACK-UP 1 IN, EPDM FMS | 41G39, CONTROL VALVES | Pumps-Other : | EA | 1 | 0 | 0 | NO | 43.58 | 6765.795 | FISHER CONTROLS | 1V6590X0042 |  | 01,22 | 1 |  |  |  | FORM 5081 |  |  |  |  | 2012-01-06
2146 | 29200000TL | 03483 | EG1010005 | P | 58008185 | 58 | EGTL Spares | Mtce | 76 | 76Z | RING: BACK-UP 3 IN, EPDM FMS | 41G39, CONTROL VALVES | Pumps-Other : | EA | 3 | 0 | 0 | NO | 50.33 | 7813.7325 | FISHER CONTROLS | 1V6596X0032 |  | 01,22 | 1 |  | 2BBB |  | FORM 5081 |  |  |  |  | 2012-01-06 | 2016-10-21
2147 | 29200000TL | 03483 | EG1010003 | P | 58008186 | 58 | EGTL Spares | Mtce | 66 | 66F | RETAINER:DISC,4 IN,316 SS | CONTROL VALVES | Valve - Parts & Accessories :316-A FMS 20B64 | EA | 3 | 0 | 0 | NO | 487.5 | 75684.375 | FISHER CONTROLS | 1V711533092 | 1V711533092 | 22 | 1 | 1AXX |  |  | 5081 |  |  |  |  | 2012-01-06
2148 | 29200000TL | 03483 | EG1010004 | P | 58008187 | 58 | EGTL Spares | Mtce | 66 | 66F | SEAT: VALVE CONTROL, 4 IN | 316-A FMS 20B64 | Valve - Parts & Accessories :DISC | EA | 3 | 0 | 0 | NO | 269.25 | 41801.0625 | FISHER CONTROLS | 1V711733092 |  | 01,22 | 1 |  |  |  | FORM 5081 |  |  |  |  | 2012-01-06
2149 | 29200000TL | 03483 | EGC036003 | P | 58008188 | 58 | EGTL Spares | Mtce | 66 | 66G | STEM: VALVE CONTROL, 3/16 IN | DIA, 2-23/32 IN LG, 316 SS | Valve-Plug : PLUG, M-FLOW, #6 | EA | 1 | 0 | 0 | NO | 627 | 97341.75 | FISHER CONTROLS | 20A0142X0A2 |  | 01,02,22 | 1 |  |  |  | D100401X012 |  |  |  |  | 2012-01-06
2150 | 29200000TL | 03483 | EG1022013 | P | 58008189 | 58 | EGTL Spares | Mtce | 66 | 66P | SEAT: VALVE CONTROL, 8 IN | 8 IN, 316-A FMS 20B64 | Valve - Actuator & Positioner: RING | EA | 1 | 0 | 0 | NO | 1571.2528 | 243937 | FISHER CONTROLS | 20A3260X022 |  | 01,22 | 1 |  | 1BBB |  | FORM 5081 |  |  |  |  | 2012-01-06
2151 | 29200000TL | 03483 | EGC006005 | P | 58008190 | 58 | EGTL Spares | Mtce | 66 | 66G | STEM: VALVE CONTROL,1-13/32 IN | DIA, 2-1/8 IN LG, G&P 316 SS | Valve-Plug : PLUG, ASSY | EA | 1 | 0 | 0 | NO | 2394.6575 | 371770.575 | FISHER CONTROLS | 21A5356X262 |  | 01,02,22 | 1 |  |  |  | FORM 5081 |  |  |  |  | 2012-01-06
2152 | 29200000TL | 03483 | EG1023009 | P | 58008191 | 58 | EGTL Spares | Mtce | 66 | 66F | STEM: VALVE CONTROL, 3/4 IN X | 1 1/4 IN VALVE,1.14 IN DIA | Valve - Parts & Accessories :18.75 IN LG,S20910 FMS 20B21, PLUG | EA | 1 | 0 | 0 | NO | 2235 | 346983.75 | FISHER CONTROLS | 21B0783X452 |  | 22 | 1 | 1BAA |  |  | FORM 2376 |  |  |  |  | 2012-01-06
2153 | 29200000TL | 03483 | EG1008004 | P | 58008193 | 58 | EGTL Spares | Mtce | 66 | 66P | SEAT: VALVE CONTROL, 4 IN | 2-5/16 IN, R30006 FMS 31A1 | Valve - Actuator & Positioner: RING, WHISPER | EA | 1 | 0 | 0 | NO | 4382.47 | 1341955.0363 | FISHER CONTROLS | 21B7013X022 |  | 01,22 | 1 |  | 1BBB |  | FORM 2376 |  |  |  |  | 2012-01-06 | 2018-05-06 | 2018-05-17
2154 | 29200000TL | 03483 | EGC035025 | P | 58008194 | 58 | EGTL Spares | Mtce | 66 | 66P | SEAT: VALVE CONTROL, 8 IN | 8 IN, R30006 FMS 31A1 | Valve - Actuator & Positioner: RING | EA | 1 | 0 | 0 | NO | 16096.0964 | 2498757.995 | FISHER CONTROLS | 23A9445X032 |  | 01,22 | 1 | 1AXX | 1BBB |  | FORM 5081 |  |  |  |  | 2012-01-06
2155 | 29300000TL | 03483 | EG1002012 | P | 58008196 | 58 | EGTL Spares | Mtce | 56 | 56Z | SEAL:C, 3-7/16 IN, N07718 HT | 19B5, CONTROL VALVES | *OBS*GS&P-O-Rings : | EA | 1 | 1 | 2 | YES | 1070.48 | 441455.2472 | FISHER CONTROLS | 23B9196X012 |  | 01,22 | 1 | 1AXX |  |  | D100390X012 |  |  |  |  | 2019-11-01 | 2025-11-30 | 2026-01-08 | -1 | 1
2156 | 29200000TL | 03483 | EG1008004 | P | 58008199 | 58 | EGTL Spares | Mtce | 66 | 66P | SEAT: VALVE CONTROL, 3 IN | 3-7/16 IN, R30006 FMS 31A1 | Valve - Actuator & Positioner: RING | EA | 1 | 0 | 0 | NO | 1134.75 | 176169.9375 | FISHER CONTROLS | 24A3016X022 |  | 01,22 | 1 |  | 1BBB |  | FORM 5081 |  |  |  |  | 2012-01-06
2157 | 29200000TL | 03483 | EG1022004 | P | 58008200 | 58 | EGTL Spares | Mtce | 66 | 66F | CAGE: VALVE GLOBE, 2 IN | 1-7/8 IN X 2 IN, S17400 H1075 | Valve - Parts & Accessories :ASSY, CAVIII (CONTROL VALVES) | EA | 1 | 0 | 0 | NO | 11017.5 | 1710466.875 | FISHER CONTROLS | 24A3031X032 |  | 02,21,22 | 1 |  |  |  | FORM 5081 |  |  |  |  | 2012-01-06
2158 | 29200000TL | 03483 | EGC035025 | P | 58008201 | 58 | EGTL Spares | Mtce | 66 | 66G | STEM: VALVE :CONTROL,1-7/8 IN | DIA, 2-23/32 IN LG, 410 HT SS/ | Valve-Plug : 316 SS, PLUG, CAV III | EA | 1 | 0 | 0 | NO | 2814.2855 | 436917.83 | FISHER CONTROLS | 24A3038X082 |  | 01,02,22 | 1 |  |  |  | FORM 5081 |  |  |  |  | 2012-01-06
2159 | 29200000TL | 03483 | EG1003006 | P | 58008202 | 58 | EGTL Spares | Mtce | 66 | 66P | SEAT: VALVE CONTROL, 2 IN | 1-7/8 IN, S17400 H900 | Valve - Actuator & Positioner: RING | EA | 1 | 0 | 0 | NO | 1335.0016 | 207259 | FISHER CONTROLS | 24A3039X012 |  | 01,22 | 1 |  | 1BBB |  | FORM 5081 |  |  |  |  | 2012-01-06
2160 | 29200000TL | 03483 | EG1025003 | S | 58008203 | 58 | EGTL Spares | Mtce | 66 | 66P | SEAT: VALVE CONTROL, 6 IN | 4-3/8 IN, S17400 H900 | Valve - Actuator & Positioner: RING | EA | 1 | 0 | 0 | NO | 2939.86 | 897362.6222 | FISHER CONTROLS | 24A4249X012 |  | 01,22 | 1 |  | 1BBB |  | FORM 2376 |  |  |  |  | 2012-01-06 | 2018-01-03 | 2018-01-31
2161 | 29200000TL | 03483 | EG1003007 | P | 58008204 | 58 | EGTL Spares | Mtce | 66 | 66P | SEAT: VALVE CONTROL, 6 IN | ,4-3/8 IN, R30006 FMS 31A1 | Valve - Actuator & Positioner: RING | EA | 1 | 0 | 0 | NO | 5550.0032 | 861638 | FISHER CONTROLS | 24A4249X022 |  | 01,22 | 1 |  | 1BBB |  | FORM 2376 |  |  |  |  | 2012-01-06
2162 | 29200000TL | 03483 | EG1008004 | P | 58008205 | 58 | EGTL Spares | Mtce | 66 | 66P | SEAT: VALVE CONTROL, 3 IN | 2-7/8 IN, 316 SS 20B64/COCRA | Valve - Actuator & Positioner: RING | EA | 1 | 0 | 0 | NO | 5722.5 | 888418.125 | FISHER CONTROLS | 24A5243X012 |  | 01,22 | 1 |  | 1BBB |  | FORM 5081 |  |  |  |  | 2012-01-06
2163 | 29200000TL | 03483 | EGC035025 | P | 58008206 | 58 | EGTL Spares | Mtce | 66 | 66G | STEM: VALVE CONTROL,2-7/18 IN | DIA ,4-1/16 IN LG,316 SS | Valve-Plug : PLUG, ASSY, #6S&G | EA | 1 | 0 | 0 | NO | 4398.9633 | 682939.05 | FISHER CONTROLS | 24A5291X022 |  | 01,02,22 | 1 |  |  |  | FORM 5081 |  |  |  |  | 2012-01-06
2164 | 29200000TL | 03483 | EG1003013 | P | 58008207 | 58 | EGTL Spares | Mtce | 66 | 66P | SEAT: VALVE CONTROL, 1 IN | 3/16 IN, 316 SS/COCR-A | Valve - Actuator & Positioner: RING | EA | 1 | 0 | 0 | NO | 816.75 | 126800.4375 | FISHER CONTROLS | 25A5710X012 |  | 01,22 | 1 |  | 1BBB |  | D100401X012 |  |  |  |  | 2012-01-06
2165 | 29200000TL | 03483 | EG1025003 | P | 58008210 | 58 | EGTL Spares | Mtce | 66 | 66G | PLUG: VALVE CONTROL, 6 IN | S31600/COCRA | Valve-Plug : HI-TEMP | EA | 2 | 0 | 0 | NO | 4644.4436 | 721073.1025 | FISHER CONTROLS | 27A3953X012 |  | 02,22 | 1 |  |  |  | D100390X012 |  |  |  |  | 2012-01-06
2166 | 29200000TL | 03483 | EGC002028 | P | 58008211 | 58 | EGTL Spares | Mtce | 66 | 66G | STEM: VALVE CONTROL, 7-1/2 IN | DIA,4-15/16 IN LG,416HT38MIN/ | Valve-Plug : 316 SS, PLUG, ASSY | EA | 1 | 0 | 0 | NO | 4211.2942 | 653803.43 | FISHER CONTROLS | 27A3957X0A2 |  | 01,02,22 | 1 |  |  |  | FORM 2376 |  |  |  |  | 2012-01-06
2167 | 29200000TL | 03483 | EG1003006 | P | 58008212 | 58 | EGTL Spares | Mtce | 66 | 66G | PLUG: VALVE CONTROL, 2 IN | S41600 FGS 2B8 | Valve-Plug : BAL | EA | 1 | 0 | 0 | NO | 1800.7472 | 279566 | FISHER CONTROLS | 27B0257X012 |  | 01,02,22 | 1 |  |  |  | FORM 5081 |  |  |  |  | 2012-01-06
2168 | 29200000TL | 03483 | EG1008009 | P | 58008213 | 58 | EGTL Spares | Mtce | 66 | 66F | CAGE: VALVE GLOBE, 4 IN | 1-5/16 IN X 1-3/4 IN, S17400 | Valve - Parts & Accessories :H1075, WHISPER III, C3 (CONTROL VALVES) | EA | 1 | 0 | 0 | NO | 2280.75 | 354086.4375 | FISHER CONTROLS | 27B0319X012 |  | 02,21,22 | 1 |  |  |  | FORM 2376 |  |  |  |  | 2012-01-06
2169 | 29200000TL | 03483 | EG1003006 | P | 58008214 | 58 | EGTL Spares | Mtce | 66 | 66G | PLUG: VALVE CONTROL, 4 X 2 IN | S41600 FGS 2B8 | Valve-Plug : BAL | EA | 1 | 0 | 0 | NO | 2535.0016 | 393559 | FISHER CONTROLS | 27B0483X022 |  | 01,02,22 | 1 |  |  |  | FORM 2376 |  |  |  |  | 2012-01-06
2170 | 29200000TL | 03483 | EGC035025 | P | 58008215 | 58 | EGTL Spares | Mtce | 66 | 66G | PLUG: VALVE CONTROL, 6 X 4 IN | S41600 FGS 2B8 | Valve-Plug : WHISPER, BAL | EA | 1 | 0 | 0 | NO | 2634.8739 | 409064.18 | FISHER CONTROLS | 27B6540X012 |  | 01,02,22 | 1 |  |  |  | FORM 2376 |  |  |  |  | 2012-01-06
2171 | 29200000TL | 03483 | EG1008017 | P | 58008216 | 58 | EGTL Spares | Mtce | 66 | 66P | SEAT: VALVE CONTROL, 6 IN | 3-7/16 IN, S41600 FGS 2B8 | Valve - Actuator & Positioner: RING | EA | 1 | 0 | 0 | NO | 2505 | 388901.25 | FISHER CONTROLS | 27B6548X012 |  | 01,22 | 1 |  | 1BBB |  | FORM 2376 |  |  |  |  | 2012-01-06
2172 | 29200000TL | 03483 | EG1010005 | P | 58008217 | 58 | EGTL Spares | Mtce | 50 | 50Z | BEARING:CONTROL VALVE, 12IN | ROTARY, VEE-BAL,COMP PTFE/PEEK | Bearings & Accessories - All :LINED | EA | 1 | 0 | 0 | NO | 50.4 | 7824.6 | FISHER CONTROLS | 27B9470X012 |  | 01,21,22 | 1 |  | 2BBB |  | FORM 5290 |  |  |  |  | 2012-01-06 | 2019-09-25
2173 | 29200000TL | 03483 | EG1025014 | P | 58008218 | 58 | EGTL Spares | Mtce | 50 | 50Z | BEARING:CONTROL VALVE,3/4 IN | X 7/8 IN X 1 1/4 INCH, ROTARY | Bearings & Accessories - All :VEE-BALL SERIES,316L SS/NITRIDE T2/METAL | EA | 1 | 0 | 0 | NO | 186.75 | 28992.9375 | FISHER CONTROLS | 27B9673X022 |  | 01,21,22 | 1 | 1AXX |  |  | FORM 5290 |  |  |  |  | 2012-01-06
2174 | 29200000TL | 03483 | EG1022009 | P | 58008219 | 58 | EGTL Spares | Mtce | 66 | 66G | STEM: VALVE CONTROL, 3-7/8 IN | DIA, 3-15/32 IN LG, 420 HT | Valve-Plug : SS/316 SS, PLUG, CAV III | EA | 1 | 0 | 0 | NO | 2476.48 | 756117.7134 | FISHER CONTROLS | 28A1010X022 |  | 01,02,22 | 1 |  | 1BBB |  | FORM 5081 |  |  |  |  | 2012-01-06 | 2018-01-03 | 2018-01-31
2175 | 29200000TL | 03483 | EG1008004 | P | 58008220 | 58 | EGTL Spares | Mtce | 66 | 66G | PLUG: VALVE CONTROL, 3 IN | 316 SS 20B64/COCRA | Valve-Plug : CAVITROL III | EA | 1 | 0 | 0 | NO | 2940 | 456435 | FISHER CONTROLS | 28A2232X012 |  | 02,22 | 1 |  |  |  | FORM 5081 |  |  |  |  | 2012-01-06
2176 | 29300000TL | 03483 | EG1023015 | S | 58008221 | 58 | EGTL Spares | Mtce | 66 | 66G | PLUG: VALVE CONTROL, 4 IN | 316 SS 20B64/COCRA | Valve-Plug : CAVITROL III | EA | 1 | 0 | 1 | YES | 8524 | 3537715.72 | FISHER CONTROLS | 28A2234X012 |  | 02,22 | 1 |  | 2BBB |  | FORM 5081 |  |  |  |  | 2019-11-01 |  | 2021-10-20
2177 | 29200000TL | 03483 | EG1003013 | P | 58008222 | 58 | EGTL Spares | Mtce | 66 | 66F | RING: SEAT , ALLOY 6 | TRIM LEVEL 3 | Valve - Parts & Accessories :FOR ROTARY, V500 SERIES, Valve serial no: 0017780005; Datasheet: EGTL1-MGN-INS-DS-301033 FT Reactor Back Flush valves | EA | 10 | 0 | 0 | NO | 487.3317 | 95760.5415 | FISHER | 29A3667X012 |  | 01 |  | 1AXX | [7 empty] | 2013-05-01 | 2017-01-25 | 2015-12-24
2178 | 29300000TL | 03483 | EGC036003 | P | 58008224 | 58 | EGTL Spares | Mtce | 66 | 66F | CAGE: VALVE GLOBE, 1-1/2 IN | 1-7/8 IN, CB7CU-1 H900 | Valve - Parts & Accessories :EQ% (CONTROL VALVES) | EA | 1 | 0 | 1 | YES | 407.38 | 169221.5782 | FISHER CONTROLS | 2U219533272 |  | 02,21,22 | 1 |  | 2BBC |  | FORM 5081 |  |  |  |  | 2019-11-01 |  | 2021-10-16
2179 | 29200000TL | 03483 | EG1003012 | P | 58008225 | 58 | EGTL Spares | Mtce | 66 | 66F | CAGE: VALVE GLOBE, 2 IN | 2-5/16 IN, R30006 FMS 31A1 | Valve - Parts & Accessories :EQ% (CONTROL VALVES) | EA | 1 | 0 | 0 | NO | 3960 | 614790 | FISHER CONTROLS | 2U223739102 |  | 02,21,22 | 1 |  |  |  | D100397X012 |  |  |  |  | 2012-01-06
2180 | 29200000TL | 03483 | EG1025005 | P | 58008226 | 58 | EGTL Spares | Mtce | 66 | 66F | CAGE: VALVE GLOBE, 2 IN 316 | SS/ENC HT, CONTROL VALVES | Valve - Parts & Accessories :LINEAR | EA | 1 | 0 | 0 | NO | 692.89 | 212315.078 | FISHER CONTROLS | 2U741648932 |  | 02,21,22 | 1 |  |  |  | FORM 2376 |  |  |  |  | 2012-01-06 | 2018-05-06 | 2018-05-17
2181 | 29200000TL | 03483 | EG1003013 | P | 58008228 | 58 | EGTL Spares | Mtce | 66 | 66P | SEAT: VALVE CONTROL, 1/2 IN | 1-1/2 IN, 316 SS 20B64/COCRA | Valve - Actuator & Positioner: RING | EA | 2 | 0 | 0 | NO | 262.5 | 40753.125 | FISHER CONTROLS | 2U856146052 |  | 01,22 | 1 | 1AXX | 1BBB |  | D100401X012 |  |  |  |  | 2012-01-06
2182 | 29200000TL | 03483 | EG1002019 | P | 58008229 | 58 | EGTL Spares | Mtce | 66 | 66P | SEAT: VALVE CONTROL, 1/2 IN | 1 IN, 316 SS 20B64/COCRA | Valve - Actuator & Positioner: RING | EA | 1 | 0 | 0 | NO | 207.395 | 40753.125 | FISHER CONTROLS | 2U856346052 |  | 01,22 | 1 |  | 1BBB |  | D100401X012 |  |  |  |  | 2012-01-06 | 2016-04-03
2183 | 29200000TL | 03483 | EG1023012 | P | 58008230 | 58 | EGTL Spares | Mtce | 66 | 66F | CAGE: VALVE GLOBE, 6 IN | 7 IN X 2 IN, 316 SS/EN HT | Valve - Parts & Accessories :WHISPER I (CONTROL VALVES) | EA | 2 | 0 | 0 | NO | 3847.4976 | 597324 | FISHER CONTROLS | 2V503648932 |  | 02,21,22 | 1 | 1AXX |  |  | FORM 2376 |  |  |  |  | 2012-01-06
2184 | 29300000TL | 03483 | EG1029003 | P | 58008231 | 58 | EGTL Spares | Mtce | 66 | 66P | SEAT: VALVE CONTROL, 8 IN | 7 IN, 316-A FMS 20B64 | Valve - Actuator & Positioner: RING | EA | 1 | 0 | 1 | YES | 2667.42 | 4253734.674 | FISHER CONTROLS | 2V721533092 |  | 01,22 | 1 | 1AXX | 1BBB |  | FORM 2376 |  |  |  |  | 2019-11-01 |  | 2025-02-09
2185 | 29200000TL | 03483 | EG1025016 | P | 58008233 | 58 | EGTL Spares | Mtce | 66 | 66F | CAGE: VALVE GLOBE, 3 IN | 2-5/16 IN X 1-1/2 IN, 17-4 SS | Valve - Parts & Accessories :H1075 20B64, WHISPER III, A1 (CONTROL VALVES) | EA | 2 | 0 | 0 | NO | 3667.5 | 569379.375 | FISHER CONTROLS | 32B5272X012 |  | 02,21,22 | 1 | 1AXX |  |  | FORM 5081 |  |  |  |  | 2012-01-06
2186 | 29200000TL | 03483 | EG1003006 | P | 58008235 | 58 | EGTL Spares | Mtce | 66 | 66G | PLUG: VALVE CONTROL, 1 IN | 316 SS 20B64/COCRA | Valve-Plug : ANTI-EXTRUSION | EA | 1 | 0 | 0 | NO | 2355.0016 | 365614 | FISHER CONTROLS | 34B0208X012 |  | 02,22 | 1 |  |  |  | FORM 5081 |  |  |  |  | 2012-01-06
2187 | 29200000TL | 03483 | EG1022004 | P | 58008236 | 58 | EGTL Spares | Mtce | 66 | 66G | PLUG: VALVE CONTROL, 4 IN | 316 SS 20B64/COCRA | Valve-Plug : ANTI-EXTRUSION | EA | 1 | 0 | 0 | NO | 2977.5 | 462256.875 | FISHER CONTROLS | 34B0212X012 |  | 02,22 | 1 |  | 2BBB |  | FORM 5081 |  |  |  |  | 2012-01-06
2188 | 29200000TL | 03483 | EG1023008 | P | 58008237 | 58 | EGTL Spares | Mtce | 66 | 66G | ASSEMBLY:PLUG & DIVERTER,8 IN | CONTROL VALVES | Valve-Plug : ASSEMBLY:PLUG & DIVERTER,8 INCH,17-4 SS H900 | EA | 1 | 0 | 0 | NO | 2306.25 | 358045.31 | FISHER |  |  | 01,22 | 1 |  | 2BBB |  | FORM 2376 |  |  |  |  | 2013-04-27
2189 | 29200000TL | 03483 | EGC035025 | P | 58008238 | 58 | EGTL Spares | Mtce | 66 | 66G | ASSEMBLY: PLUG AND RETAINER | 3 INCH, 316 SS/COCR-A, HI TEM | Valve-Plug : FOR CONTROL VALVES | EA | 1 | 0 | 0 | NO | 10036.5425 | 1558173.23 | FISHER CONTROLS | 34B5615X012 |  | 01,22 | 1 |  |  |  | D100390X012 |  |  |  |  | 2012-01-06
2190 | 29200000TL | 03483 | EG1025014 | P | 58008240 | 58 | EGTL Spares | Mtce | 66 | 66G | PLUG: VALVE, 1 IN | ANTI-EXTRUSION, S44004/HT 2A6 | Valve-Plug : | EA | 1 | 0 | 0 | NO | 1890 | 293422.5 | FISHER CONTROLS | 34B6388X032 |  | 01,02,22 | 1 |  |  |  | FORM 5081 |  |  |  |  | 2012-01-06
2191 | 29200000TL | 03483 | EG1023005 | P | 58008241 | 58 | EGTL Spares | Mtce | 66 | 66F | CAGE: GLOBE VALVE 3 IN, | 3-7/16 INCH X 1-1/2 INCH | Valve - Parts & Accessories :CB7CU-1 H900, EQ%, EQ% | EA | 1 | 0 | 0 | NO | 1220.25 | 189443.8125 | FISHER CONTROLS | 34B9857X012 |  | 02,21,22 | 1 |  |  |  | D100390X012 |  |  |  |  | 2012-01-06
2192 | 29200000TL | 03483 | EG1008004 | P | 58008242 | 58 | EGTL Spares | Mtce | 66 | 66F | CAGE: GLOBE VALVE 1 IN, | 1-5/16 INCH X 3/4 INCH | Valve - Parts & Accessories :S17400 H1075, WHISPER III, A1 | EA | 1 | 0 | 0 | NO | 4087.5 | 634584.375 | FISHER CONTROLS | 36A0761X012 |  | 02,21,22 | 1 |  |  |  | FORM 5081 |  |  |  |  | 2012-01-06
2193 | 29300000TL | 03483 | EG1060018 | P | 58008243 | 58 | EGTL Spares | Mtce | 66 | 66F | SEAT: CONTROL VALVE 6 IN | 4-3/8 INCH,S44004/HT 2A6,LINER | Valve - Parts & Accessories : | EA | 1 | 0 | 1 | YES | 5423.3 | 5104735.358 | FISHER CONTROLS | 37B7030X032 |  | 01,22 | 1 |  |  |  | FORM 5081 |  |  |  |  | 2019-11-01 |  | 2023-05-18
2194 | 29300000TL | 03483 | EG1021005 | S | 58008244 | 58 | EGTL Spares | Mtce | 66 | 66F | CAGE: GLOBE VALVE, 4 IN | 4-3/8 INCH X 2-1/8 INCH | Valve - Parts & Accessories :17-4 SS H900 20B64, CAVIII, 1 STAGE | EA | 1 | 0 | 1 | YES | 7788.75 | 2955830.625 | FISHER CONTROLS | 38A1025X012 |  | 02,22 | 1 |  | 2BBB |  | FORM 5081 |  |  |  |  | 2019-11-13 |  | 2019-04-07
2195 | 29200000TL | 03483 | EG1025015 | P | 58008245 | 58 | EGTL Spares | Mtce | 66 | 66F | CAGE: GLOBE VALVE | 8 INCH X 3-3/8 INCH | Valve - Parts & Accessories :CB7CU-1 H900, CAVIII, 1 STAGE | EA | 1 | 0 | 0 | NO | 7965 | 1236566.25 | FISHER CONTROLS | 38A1029X012 |  | 02,21,22 | 1 | 1AXX |  |  | FORM 5081 |  |  |  |  | 2012-01-06
2196 | 29200000TL | 03483 | EGC035027 | P | 58008246 | 58 | EGTL Spares | Mtce | 66 | 66G | PLUG: CONTROL VALVE, 8 IN | S31600/COCR-A, CAVITROL III | Valve-Plug : | EA | 1 | 0 | 0 | NO | 10914.8338 | 1694527.95 | FISHER CONTROLS | 38A2238X012 |  | 02,22 | 1 | 1AXX |  |  | FORM 5081 |  |  |  |  | 2012-01-06
2197 | 29200000TL | 03483 | EGC043023 | P | 58008247 | 58 | EGTL Spares | Mtce | 66 | 66F | CAGE: GLOBE VALVE 8 IN | 3-7/16 INCH,STL 20B14/ENC | Valve - Parts & Accessories :RETAINER | EA | 1 | 0 | 0 | NO | 5262.5801 | 816962.93 | FISHER CONTROLS | 38B0765X012 |  | 02,21,22 | 1 |  |  |  | FORM 2376 |  |  |  |  | 2012-01-06
2198 | 29200000TL | 03483 | EGC016012 | P | 58008248 | 58 | EGTL Spares | Mtce | 66 | 66F | CAGE: GLOBE VALVE 12 IN | 7 INCH X 8 INCH,STL 20B14/ENC | Valve - Parts & Accessories :RETAINER | EA | 1 | 0 | 0 | NO | 10830.7377 | 1681363.721 | FISHER CONTROLS | 38B0802X012 |  | 02,21,22 | 1 |  |  |  | FORM 2376 |  |  |  |  | 2012-01-06
2199 | 29200000TL | 03483 | EG1023014 | P | 58008249 | 58 | EGTL Spares | Mtce | 66 | 66F | CAGE: GLOBE VALVE 3 IN | 2-5/16 INCH X 1-1/2 INCH | Valve - Parts & Accessories :17-4 SS H1075 20B64, WHISPER III, B3 | EA | 2 | 0 | 0 | NO | 5227.5 | 811569.375 | FISHER CONTROLS | 39A2962X012 |  | 02,21,22 | 1 |  |  |  | FORM 5081 |  |  |  |  | 2012-01-06
2200 | 29200000TL | 03483 | EG1023013 | P | 58008250 | 58 | EGTL Spares | Mtce | 66 | 66F | CAGE: GLOBE VALVE 1-1/2 IN | 1-7/8 INCH X 3/4 INCH | Valve - Parts & Accessories :17-4 SS H1075 20B64, WHISPER III, A1 | EA | 1 | 0 | 0 | NO | 4170 | 647392.5 | FISHER CONTROLS | 39A6266X012 |  | 02,21,22 | 1 |  |  |  | FORM 5081 |  |  |  |  | 2012-01-06
2201 | 29200000TL | 03483 | EG1023001 | P | 58008253 | 58 | EGTL Spares | Mtce | 66 | 66F | PLUG: CONTROL VALVE | 12 IN,CA6NM/SA234 HT | Valve - Parts & Accessories : | EA | 1 | 0 | 0 | NO | 9255 | 1436838.75 | FISHER CONTROLS | 48B0805X012 |  | 01,02,22 | 1 |  |  |  | FORM 2376 |  |  |  |  | 2012-01-06
2202 | 292000TLDE | 03483 | EGC007024 | P | 58008254 | 58 | EGTL Spares | Mtce | 66 | 66G | CAGE: GLOBE VALVE 8 IN | 8 INCH X 4 INCH | Valve-Plug : 17-4 SS H1075 20B64, WIII, LEVEL A3 | EA | 1 | 0 | 0 | NO | 0 | 0 | FISHER CONTROLS | 48B9473X012 |  | 02,21,22 | 1 | 1AXX |  |  | FORM 2376 |  |  |  |  | 2025-10-20 |  |  | 1 | 1
2203 | 29200000TL | 03483 | EGC045022 | P | 58008255 | 58 | EGTL Spares | Mtce | 66 | 66F | CAGE: GLOBE VALVE | 7/16 INCH X 4 INCH, 410 SS/HT | Valve - Parts & Accessories :6 IN X 4 IN VALVE,LEVEL Z | EA | 1 | 0 | 0 | NO | 4008.8698 | 622336.95 | FISHER CONTROLS | GE06648X012 |  | 02,21,22 | 1 |  |  |  | FORM 2376 |  |  |  |  | 2012-01-06
2204 | 29200000TL | 03483 | EG1023001 | P | 58008256 | 58 | EGTL Spares | Mtce | 66 | 66F | CAGE: GLOBE VALVE | 12 IN X 8 IN VALVE | Valve - Parts & Accessories :7 INCH X 8 INCH, 410 SS/HT, LEVEL Y | EA | 1 | 0 | 0 | NO | 5130 | 796432.5 | FISHER CONTROLS | GE06662X012 |  | 02,21,22 | 1 |  | 2BBB |  | FORM 2376 |  |  |  |  | 2012-01-06
2205 | 29200000TL | 03483 | EGC037012 | P | 58008257 | 58 | EGTL Spares | Mtce | 66 | 66Z | KIT: REPAIR | FOR CONTROL VALVE | Valve-Other : "CONTAINS 11B0672X052 ASKET,11B4671X012 WASHER,PLAIN,TYPE A,13B8413X012 SCREW,CAP,HEX SOCKET,13B8414X012 SCREW,CAP,HEX SOCKET,24B4761X012 SPRING,WAVE,24B4761X012 SPRING,WAVE, 28B0265X012 RADIAL SEAL 34B" | EA | 1 | 0 | 0 | NO | 426 | 66136.5 | FISHER CONTROLS | RV150X0HD32 |  | 01,22 | 1 | 1AXX |  |  | FORM 5290 |  |  |  |  | 2012-01-06
2206 | 29200000TL | 03483 | EGC036003 | P | 58008258 | 58 | EGTL Spares | Mtce | 66 | 66Z | KIT: REPAIR | FOR CONTROL VALVE | Valve-Other : CONTAINS 10A3804X012 O-RING,10A8217X042 O-RING,19A3717X012 PIN,EXPANSION, 19A5198X012 GASKET, F14114X0012 PIN, TAPER | EA | 1 | 0 | 0 | NO | 162.75 | 25266.9375 | FISHER CONTROLS | RV500X00042 |  | 01,22 | 1 | 1AXX |  |  | FORM 5236 |  |  |  |  | 2012-01-06
2207 | 29200000TL | 03483 | EGC036003 | P | 58008259 | 58 | EGTL Spares | Mtce | 66 | 66P | STEM: CONTROL VALVE | S30300, RING, COND A | Valve - Actuator & Positioner: | EA | 1 | 0 | 0 | NO | 48.75 | 7568.4375 | FISHER | 991235032 |  | 22 | 1 | 1BAA | 1BBB |  | FORM 5447 |  |  |  |  | 2012-03-07
2208 | 29200000TL | 03483 | EG1008004 | P | 58008261 | 58 | EGTL Spares | Mtce | 66 | 66G | PLUG: CONTROL VALVE 1IN | 316-A FMS 20B64, BAL | Valve-Plug : | EA | 1 | 0 | 0 | NO | 539.25 | 83718.5625 | FISHER CONTROLS | 10A3315X022 |  | 02,22 | 1 |  |  |  | FORM 5003 |  |  |  |  | 2012-01-06
2209 | 29300000TL | 03483 | EG1008017 | P | 58008262 | 58 | EGTL Spares | Mtce | 54 | 54A | GASKET: CONTROL VALVE | 1.38 IN X 1.91 IN X 0.03 IN | Gaskets : GRAPH/SS 17F46, RING | EA | 1 | 0 | 1 | YES | 200.1 | 83271.615 | FISHER CONTROLS | 10A3327X052 |  | 01,22 | 1 |  | 2BBB |  | FORM 5003 |  |  |  |  | 2019-11-01 |  | 2021-12-22
2210 | 29200000TL | 03483 | EG1002012 | P | 58008263 | 58 | EGTL Spares | Mtce | 54 | 54D | O-RING:CONTROL VALVE | 2-3/16 IN ID, 2-3/8 IN OD | *OBS*GS&P-O-Rings : 3/32 IN WD , ETH/PRO-DS52-10 | EA | 1 | 0 | 0 | NO | 7.88 | 1223.37 | FISHER CONTROLS | 10A3329X022 |  | 01,22 | 1 |  | 2BAB |  | FORM 5003 |  |  |  |  | 2012-01-06
2211 | 29200000TL | 03483 | EG1008017 | P | 58008264 | 58 | EGTL Spares | Mtce | 14 | 14C | RING: SEAL, 1 IN | PTFE/CARB 17F18 | Flow Measuring Instruments : | EA | 1 | 0 | 0 | NO | 24.9 | 3865.725 | FISHER CONTROLS | 10A3331X012 |  | 01,22 | 1 |  |  |  | FORM 5003 |  |  |  |  | 2012-01-06
2212 | 29200000TL | 03483 | EG1008003 | P | 58008265 | 58 | EGTL Spares | Mtce | 76 | 76Z | RING: BACK-UP 1 IN | ETHYLENE-PROPYLENE,HI-TEMP | Pumps-Other : FOR CONTROL VALVES | EA | 1 | 0 | 0 | NO | 35.78 | 5554.845 | FISHER CONTROLS | 10A3332X042 |  | 01,22 | 1 |  |  |  | FORM 5003 |  |  |  |  | 2012-01-06
2213 | 29300000TL | 03483 | EG1009010 | P | 58008266 | 58 | EGTL Spares | Mtce | 66 | 66P | SEAT: CONTROL VALVE | 1-9/16 IN, 316-A FMS 20B64 | Valve - Actuator & Positioner: 1 INCH VALVE, BOTTOM, RING | EA | 2 | 0 | 1 | YES | 480.62 | 591733.154 | FISHER CONTROLS | 10A3335X022 |  | 01,22 | 1 |  | 1BBB |  | FORM 5003 |  |  |  |  | 2019-11-01 |  | 2024-06-22
2214 | 29200000TL | 03483 | EG1009004 | P | 58008267 | 58 | EGTL Spares | Mtce | 66 | 66P | RING: RETAINING | EXTERNAL, 2 IN, N07750 HT | Valve - Control : FOR CONTROL VALVES | EA | 2 | 0 | 0 | NO | 6016.85 | 934119.42 | FISHER CONTROLS | 10A4210X042 |  | 01,22 | 1 | 1AXX |  |  | FORM 2376 |  |  |  |  | 2012-01-06 | 2013-12-16 | 2014-01-08
2215 | 29200000TL | 03483 | EG1018011 | P | 58008270 | 58 | EGTL Spares | Mtce | 66 | 66P | ASSY: PLUG AND STEM | 1-1/4 IN VALVE, 1-9/64 IN DIA | Valve - Control : 23 IN LG, S31600 B G&P, FOR CONTROL VALVE | EA | 1 | 0 | 1 | NO | 2483.65 | 385588.09 | FISHER CONTROLS | 10A6073X012 |  | 01,22 | 1 | 1AXX |  |  | FORM 5299 |  |  |  |  | 2012-01-06 | 2013-11-28 | 2014-01-08
2216 | 29200000TL | 03483 | EGC043005 | P | 58008271 | 58 | EGTL Spares | Mtce | 66 | 66F | ASSY: PLUG AND STEM | 8.75 INCH DIA,7.5 INCH LG | Valve - Parts & Accessories :N05500 HT27-35C, FOR CONTROL VALVE | EA | 1 | 0 | 0 | NO | 532.9802 | 82745.18 | FISHER CONTROLS | 10A8823XA22 |  | 01,22 | 1 | 1AXX |  |  | D100401X012 |  |  |  |  | 2012-01-06
2217 | 29200000TL | 03483 | EGC013001 | P | 58008274 | 58 | EGTL Spares | Mtce | 76 | 76Z | RING: BACK-UP | 2 IN, S41600 FGS 2B8 | Pumps-Other : FOR CONTROL VALVES | EA | 1 | 0 | 0 | NO | 204.48 | 62613.8208 | FISHER CONTROLS | 11A3404X012 |  | 01,22 | 1 |  | 2BBC |  | FORM 5081 |  |  |  |  | 2012-01-06 | 2018-05-09 | 2018-05-17
2218 | 29200000TL | 03483 | EG1025014 | P | 58008275 | 58 | EGTL Spares | Mtce | 76 | 76Z | RING: BACK-UP | 2 IN, 316-A FMS 20B64 | Pumps-Other : FOR CONTROL VALVES | EA | 1 | 0 | 0 | NO | 423.75 | 65787.1875 | FISHER CONTROLS | 11A3404X022 |  | 01,22 | 1 |  | 2BBB |  | D103211X012 |  |  |  |  | 2012-01-06
2219 | 29200000TL | 03483 | EG1008003 | P | 58008276 | 58 | EGTL Spares | Mtce | 87 | 87B | RING: RETAINING EXTERNAL | 0.81 IN, 18-8 20B15 SPGT | Engines - Parts : FOR CONTROL VALVES | EA | 1 | 0 | 0 | NO | 44.37 | 13587.0276 | FISHER CONTROLS | 11A3405X012 |  | 01,22 | 1 |  |  |  | FORM 5081 |  |  |  |  | 2012-01-06 | 2018-05-09 | 2018-05-17
2220 | 29200000TL | 03483 | EG1008003 | P | 58008277 | 58 | EGTL Spares | Mtce | 87 | 87B | RING: RETAINING EXTERNAL | 0.81 IN, N07750/NACE | Engines - Parts : FOR CONTROL VALVES | EA | 1 | 0 | 0 | NO | 4080 | 633420 | FISHER CONTROLS | 11A3405X042 |  | 01,22 | 1 |  | 2BBB |  | D103211X012 |  |  |  |  | 2012-01-06
2221 | 29200000TL | 03483 | EG1008010 | P | 58008278 | 58 | EGTL Spares | Mtce | 66 | 66P | RING:RADIAL SPRING SEAL | 27/32 IN X 1-3/32 IN X 1/8 IN | Valve - Actuator & Positioner: C276/PTFE/25% CG | EA | 2 | 0 | 0 | NO | 860.76 | 262833.066 | FISHER CONTROLS | 11A3407X022 |  | 01,22 | 1 |  | 1BBB |  | D103211X012 |  |  |  |  | 2012-01-06 | 2017-04-28 | 2017-04-29
2222 | 29200000TL | 03483 | EG1008010 | P | 58008279 | 58 | EGTL Spares | Mtce | 66 | 66P | RING:RADIAL SPRING SEAL | 27/32 IN X 1-3/32 IN X 1/8 IN | Valve - Actuator & Positioner: N10276/PTFE G M | EA | 1 | 0 | 0 | NO | 66.89 | 20480.8559 | FISHER CONTROLS | 11A3407X042 |  | 01,22 | 1 |  | 1BBB |  | FORM 5081 |  |  |  |  | 2012-01-06 | 2018-05-09 | 2018-05-17
2223 | 29200000TL | 03483 | EG1023009 | P | 58008280 | 58 | EGTL Spares | Mtce | 66 | 66F | ASSY: PLUG AND STEM | 1 IN DIA, 22.75 IN LG | Valve - Parts & Accessories :S31600 B G&P, FOR CONTROL VALVE | EA | 1 | 0 | 0 | NO | 811.5 | 125985.375 | FISHER CONTROLS | 11A3429X232 |  | 01,22 | 1 | 1AXX | 2BBB |  | FORM 5299 |  |  |  |  | 2012-01-06
2224 | 29200000TL | 03483 | EG1002018 | P | 58008281 | 58 | EGTL Spares | Mtce | 66 | 66G | PLUG: CONTROL VALVE | 1/2 - 1 IN VALVE, 316 SS | Valve-Plug : 20B64/COCRA, HI-TEMP | EA | 1 | 0 | 0 | NO | 675.75 | 104910.1875 | FISHER CONTROLS | 11A5205X012 |  | 02,22 | 1 |  |  |  | D100397X012 |  |  |  |  | 2012-01-06
2225 | 29200000TL | 03483 | EG1022006 | P | 58008283 | 58 | EGTL Spares | Mtce | 66 | 66G | ASSY: PLUG AND STEM | 1-13/32 IN DIA, 2-1/8 IN LG | Valve-Plug : 316 SS, FOR CONTROL VALVE, #6 S&G | EA | 1 | 0 | 0 | NO | 989.25 | 153581.0625 | FISHER CONTROLS | 11A5218X042 |  | 01,22 | 1 |  |  |  | D100397X012 |  |  |  |  | 2012-01-06
2226 | 29200000TL | 03483 | EGC013002 | P | 58008284 | 58 | EGTL Spares | Mtce | 66 | 66G | STEM: CONTROL VALVE | 1-13/32 IN DIA,2-1/8 IN LG | Valve-Plug : 316 SS/COCRA S&G, PLUG, HI-TEMP | EA | 1 | 0 | 0 | NO | 1045.5 | 162313.875 | FISHER | 11A5220X042 |  | 01,02,22 | 1 | 1BAA |  |  | D100401X012 |  |  |  |  | 2012-03-07
2227 | 29200000TL | 03483 | EGC013001 | P | 58008285 | 58 | EGTL Spares | Mtce | 66 | 66G | ASSY: PLUG AND STEM | 2-9/16 IN DIA,2-11/16 IN LG | Valve-Plug : 316 SS COCR-A/316 SS, FOR CONTROL VALVE | EA | 1 | 0 | 0 | NO | 1473 | 228683.25 | FISHER CONTROLS | 11A5332X202 |  | 01,22 | 1 |  |  |  | FORM 5081 |  |  |  |  | 2012-01-06
2228 | 29200000TL | 03483 | EGC015007 | P | 58008287 | 58 | EGTL Spares | Mtce | 66 | 66G | ASSY: PLUG AND STEM | 1/2 IN DIA,2-1/2 IN LG | Valve-Plug : COCR-A/316 SS, HI-TEMP | EA | 1 | 0 | 0 | NO | 3675.2367 | 570543.75 | FISHER CONTROLS | 11A8438X032 |  | 01,22 | 1 | 1AXX |  |  | D100397X012 |  |  |  |  | 2012-01-06
2229 | 29200000TL | 03483 | EGC043005 | P | 58008289 | 58 | EGTL Spares | Mtce | 65 | 65A | PIN:GROOVE,3/16 IN X 1 IN | S31600, TYPE 24 | Tools - Hand / Power :FOR CONTROL VALVES | EA | 1 | 0 | 0 | NO | 1.8016 | 279.7 | FISHER CONTROLS | 11B0705X012 |  | 01,22 | 1 |  | 2BBC |  | FORM 5290 |  |  |  |  | 2012-01-06
2230 | 29200000TL | 03483 | EG1022011 | P | 58008290 | 58 | EGTL Spares | Mtce | 76 | 76Z | RING: BACK-UP | 7 3/4 IN,316-A FMS 20B64 | Pumps-Other : FOR CONTROL VALVES | EA | 1 | 0 | 0 | NO | 1374.75 | 213429.9375 | FISHER CONTROLS | 11B8325X012 |  | 01,22 | 1 | 1AXX | 2BBB |  | FORM 5081 |  |  |  |  | 2012-01-06 | 2025-11-26 |  | -1 | 1
2231 | 29200000TL | 03483 | EG1003012 | P | 58008291 | 58 | EGTL Spares | Mtce | 66 | 66F | BUSHING: VALVE, LINED CONTROL | 5/8 IN X 23/32 IN X 5/8 IN | Valve - Parts & Accessories :FOR CONTROL VALVES | EA | 1 | 0 | 0 | NO | 14.33 | 2224.7325 | FISHER CONTROLS | 12A9555X012 |  | 02,22 | 1 |  | 2BAB |  | FORM 5290 |  |  |  |  | 2012-01-06
2232 | 29200000TL | 03483 | EG1008017 | P | 58008295 | 58 | EGTL Spares | Mtce | 54 | 54D | RING: PACKING BULK | 1.49 IN X 1.71 IN X 0.38 IN | Packing / Glands / Stuffing Boxes : S31600/S31603, BOX | EA | 1 | 0 | 0 | NO | 39.6 | 6147.9 | FISHER CONTROLS | 12B5777X012 |  | 01,22 | 1 | 1AXX | 2BBB |  | FORM 5299 |  |  |  |  | 2012-01-06
2233 | 29200000TL | 03483 | EG1008010 | P | 58008297 | 58 | EGTL Spares | Mtce | 66 | 66F | BUSHING: VALVE GUIDE | 1 INCH,GRAPHITE 17F39 | Valve - Parts & Accessories :FOR CONTROL VALVES | EA | 1 | 0 | 0 | NO | 25.28 | 3924.72 | FISHER CONTROLS | 12B5786X012 |  | 02,22 | 1 | 1AXX | 2BBB |  | FORM 5299 |  |  |  |  | 2012-01-06
2234 | 29200000TL | 03483 | EG1008003 | P | 58008299 | 58 | EGTL Spares | Mtce | 54 | 54D | PACKING:CONTROL VALVE,1 IN | 1 IN X1-3/4 IN X 3/8 IN | Packing / Glands / Stuffing Boxes : GR COMP 17D30, RING | EA | 1 | 0 | 0 | NO | 48.38 | 7510.995 | FISHER CONTROLS | 12B5801X012 |  | 01,22 | 1 | 1AXX |  |  | FORM 5299 |  |  |  |  | 2012-01-06
2235 | 29200000TL | 03483 | EG1008003 | P | 58008303 | 58 | EGTL Spares | Mtce | 54 | 54D | WASHER: PACKING, 1.015 IN ID | 1.765 IN OD, 0.018 IN THK | Packing / Glands / Stuffing Boxes : PTFE FMS 17F3 | EA | 6 | 0 | 0 | NO | 16.73 | 2597.3325 | FISHER CONTROLS | 12B6939X012 |  | 01,22 | 1 | 1AXX |  |  | FORM 5299 |  |  |  |  | 2012-01-06
2236 | 29200000TL | 03483 | EG1008017 | P | 58008304 | 58 | EGTL Spares | Mtce | 54 | 54A | GASKET: SPIRAL WOUND, 1500 LB | 4.5 IN X 5.31 IN X 0.175 IN | Gaskets : N06600 INNER RING, GRAPHITE FILLER, N06600/17N3 WINDING | EA | 2 | 1 | 2 | NO | 118.5 | 18397.125 | FISHER CONTROLS | 12B9350X012 |  | 01,22 | 1 |  |  |  | FORM 5299 |  |  |  |  | 2012-01-06
2237 | 29200000TL | 03483 | EG1008011 | P | 58008305 | 58 | EGTL Spares | Mtce | 66 | 66F | GASKET:CIRCULAR | BOILER | Valve - Parts & Accessories :4.00 HPT-NS, 172-FV-0201A, 172-FV-0301A, 172-FV-0401A, 4.00 HPT-NS, 172-FV-0201A, 172-FV-0301A, 172-FV-0401A | EA | 12 | 2 | 5 | NO | 86.2732 | 13393.185 | FISHER | 12B9351X012 |  | 01,22 | 1 | 3BBB |  |  | EGTL1-TBW-INS-DS-720503 |  |  |  |  | 2013-03-29
2238 | 29200000TL | 03483 | EG1002012 | P | 58008308 | 58 | EGTL Spares | Mtce | 50 | 50Z | BEARING:THRUST,30 INCH | A11 (CL300) SERIES | Bearings & Accessories - All :PEEK/CARBON 30A8 | EA | 1 | 0 | 0 | NO | 730.5 | 113410.125 | FISHER CONTROLS | 13B1959X012 |  | 01,21,22 | 1 | 1AXX |  |  | FORM 5338 |  |  |  |  | 2012-01-06
2239 | 29200000TL | 03483 | EG1008010 | P | 58008309 | 58 | EGTL Spares | Mtce | 50 | 50Z | BEARING:CONTROL VALVE,30 INCH | ROTARY, A11 (CL300) SERIES | Bearings & Accessories - All :PEEK/CARBON 30A8 | EA | 1 | 0 | 0 | NO | 1145.25 | 177800.0625 | FISHER CONTROLS | 13B1968X012 |  | 01,21,22 | 1 | 1AXX |  |  | FORM 5338 |  |  |  |  | 2012-01-06
2240 | 29200000TL | 03483 | EG1003006 | P | 58008311 | 58 | EGTL Spares | Mtce | 54 | 54D | RING: PACKING (SET) | CONTROL VALVES | Packing / Glands / Stuffing Boxes : 7 NOS RINGS,GR 17D29 WITHOUT ZN,SQ,4-1/2 IN X 6 IN X 3/4 INCH | EA | 1 | 0 | 0 | NO | 350.248 | 54376 | FISHER CONTROLS | 13B2364X022 |  | 01,22 | 1 |  | 2BAB |  | FORM 5338 |  |  |  |  | 2012-01-06
2241 | 29200000TL | 03483 | EG1008010 | P | 58008312 | 58 | EGTL Spares | Mtce | 64 | 64B | KEY: CONTROL VALVE | G10180 | Power Transmission Equipment & Replacement Parts : | EA | 1 | 0 | 0 | NO | 7.13 | 1106.9325 | FISHER CONTROLS | 13B2601X012 |  | 01,22 | 1 | 1AXX | 2BBB |  | FORM 5338 |  |  |  |  | 2012-01-06
2242 | 29200000TL | 03483 | EG1008003 | P | 58008313 | 58 | EGTL Spares | Mtce | 66 | 66G | PLUG: 2IN CONTROL VALVE | S31600/COCR-A | Valve-Plug : | EA | 1 | 0 | 0 | NO | 3877.5 | 601981.875 | FISHER | 13B6661X012 |  | 02,22 | 1 | 1BAA |  |  | FORM 5299 |  |  |  |  | 2012-03-07
2243 | 29200000TL | 03483 | EG1002019 | P | 58008314 | 58 | EGTL Spares | Mtce | 54 | 54D | SEAL:BALL, 2 INCH | PTFE/MINERAL | *OBS*GS&P-O-Rings : | EA | 1 | 0 | 0 | NO | 114.38 | 17757.495 | FISHER CONTROLS | 13B6686X062 |  | 01,22 | 1 |  | 2BAB |  | FORM 5290 |  |  |  |  | 2012-01-06
2244 | 29200000TL | 03483 | EG1002018 | P | 58008315 | 58 | EGTL Spares | Mtce | 54 | 54A | GASKET:CONTROL VALVE | 3.12 IN X 4.02 IN X 0.01 IN | Gaskets : GRAFOIL/GTB, RING | EA | 7 | 0 | 0 | NO | 25 | 4952.5 | FISHER CONTROLS | 13B6687X052 |  | 01,22 | 1 |  |  |  | FORM 5290 |  |  |  |  | 2012-01-06 | 2015-04-13 | 2015-02-02
2245 | 29200000TL | 03483 | EG1025002 | P | 58008316 | 58 | EGTL Spares | Mtce | 14 | 14C | RING:RADIAL SPRING SEAL | N10276/PTFE G M | Flow Measuring Instruments : 17-7/32 IN X 17-23/32 IN X 1/4 IN | EA | 1 | 1 | 2 | NO | 899.752 | 139692.4942 | FISHER CONTROLS | 13B7297X012 |  | 01,22 | 1 | 1AXX |  |  | FORM 5329 |  |  |  |  | 2012-01-06 | 2022-10-30
2246 | 29200000TL | 03483 | EG1003006 | P | 58008318 | 58 | EGTL Spares | Mtce | 54 | 54D | RING: PACKING (SET) | CONTROL VALVES | Packing / Glands / Stuffing Boxes : 3 RINGS,TFE, V-RING, 2-3/4 IN X 2 IN | EA | 2 | 0 | 0 | NO | 237.8506 | 36927.485 | FISHER CONTROLS | 14A2082X012 |  | 01,22 | 1 | 1AXX | 2BAB |  | FORM 5057 |  |  |  |  | 2012-01-06
2247 | 29200000TL | 03483 | EG1025002 | S | 58008319 | 58 | EGTL Spares | Mtce | 14 | 14C | RING:RADIAL SPRING SEAL | 22-1/2 IN X 23 IN X 1/4 IN | Flow Measuring Instruments : N10276/PTFE G M | EA | 1 | 0 | 0 | NO | 1042.1861 | 161804.6088 | FISHER CONTROLS | 14A4196X012 |  | 01,22 | 1 | 1AXX |  |  | FORM 5057 |  |  |  |  | 2012-01-06
2248 | 29200000TL | 03483 | EGC045029 | P | 58008320 | 58 | EGTL Spares | Mtce | 14 | 14C | RING:RADIAL SPRING SEAL | 17-55/64 IN X 18-23/64 IN X | Flow Measuring Instruments : 1/4 IN, N10276/PTFE G M | EA | 2 | 0 | 0 | NO | 664.3913 | 103140.11 | FISHER CONTROLS | 14B1184X012 |  | 01,22 |  | 1BAA |  |  | 5057 |  |  |  |  | 2013-03-10
2249 | 29200000TL | 03483 | EG1002009 | P | 58008321 | 58 | EGTL Spares | Mtce | 50 | 50Z | BEARING:CONTROL VALVE | ROTARY VEE-BALL, 2 IN | Bearings & Accessories - All :COMP PTFE/PEEK LINED | EA | 3 | 0 | 0 | NO | 31.8822 | 4949.3883 | FISHER CONTROLS | 14B3353X012 |  | 01,21,22 | 1 |  |  |  | FORM 5290 |  |  |  |  | 2012-01-06
2250 | 29200000TL | 03483 | EG1008010 | P | 58008322 | 58 | EGTL Spares | Mtce | 54 | 54D | PACKING:CONTROL VALVE | GRAPHITE 17D32,RING | Packing / Glands / Stuffing Boxes : 1 IN X 1-3/4 INCH | EA | 4 | 0 | 0 | NO | 51.15 | 7941.0375 | FISHER CONTROLS | 14B7521X012 |  | 01,22 | 1 | 1AXX |  |  | FORM 5299 |  |  |  |  | 2012-01-06
2251 | 29200000TL | 03483 | EG1022010 | P | 58008325 | 58 | EGTL Spares | Mtce | 87 | 87B | RING: RETAINING EXTERNAL | 9.25 IN, 18-8 20B15 SPGT | Engines - Parts : | EA | 1 | 0 | 0 | NO | 540.75 | 83951.4375 | FISHER CONTROLS | 15A3933X012 |  | 01,22 | 1 | 1AXX | 2BBB |  | FORM 5109 |  |  |  |  | 2012-01-06
2252 | 29200000TL | 03483 | EG1022014 | P | 58008327 | 58 | EGTL Spares | Mtce | 66 | 66P | RING:RADIAL SPRING SEAL | 9-23/32IN X 10-3/32IN X 3/16IN | Valve - Control : C276/PTFE/25% CG | EA | 8 | 0 | 0 | NO | 1648.98 | 324024.57 | FISHER CONTROLS | 15A3946X032 |  | 01,22 | 1 | 1AXX |  |  | FORM 5109 |  |  |  |  | 2012-01-06 | 2015-05-02 | 2015-05-06
2253 | 29300000TL | 03483 | EGC043005 | P | 58008328 | 58 | EGTL Spares | Mtce | 66 | 66G | PLUG: CONTROL VALVE, 1 IN | N05500 HT27-35C, M-FORM | Valve-Plug : | EA | 1 | 0 | 1 | YES | 1017.95 | 386312.025 | FISHER CONTROLS | 15A6502X042 |  | 01,02,22 | 1 | 1AXX | 1BAA |  | D100401X012 |  |  |  |  | 2019-11-01 |  | 2020-05-02
2254 | 29200000TL | 03483 | EG1023004 | P | 58008329 | 58 | EGTL Spares | Mtce | 66 | 66G | ASSY: PLUG AND STEM | 0.496 IN DIA, 2-5/8 IN LG | Valve-Plug : 416 HT SS/316 SS G&P, M-FORM | EA | 1 | 0 | 0 | NO | 169.5 | 26314.875 | FISHER CONTROLS | 15A6502X152 |  | 01,22 | 1 |  |  |  | D100401X012 |  |  |  |  | 2012-01-06
2255 | 29200000TL | 03483 | EGC014027 | P | 58008330 | 58 | EGTL Spares | Mtce | 66 | 66P | SEAT: CONTROL VALVE | 1-1/2 IN VALVE, 1/2 IN | Valve - Control : S41600 FGS 2B8, RING | EA | 1 | 0 | 1 | NO | 324.6 | 50384.17 | FISHER CONTROLS | 15A6514X052 |  | 01,22 | 1 |  |  |  | D100401X012 |  |  |  |  | 2012-01-06 | 2013-04-08 | 2013-10-24
2256 | 29200000TL | 03483 | EG1003012 | P | 58008331 | 58 | EGTL Spares | Mtce | 56 | 56Z | PLUG: VALVE CONTROL | M-FORM, 316 20B64/COCRA | Fasteners / Hardware : | EA | 1 | 0 | 0 | NO | 232.5 | 36095.63 | FISHER | 15A6659X012 |  | 02 |  |  | 2BAB | [6 empty] | 2013-05-01
2257 | 29200000TL | 03483 | EG1022006 | P | 58008332 | 58 | EGTL Spares | Mtce | 66 | 66G | STEM: CONTROL VALVE | 1/2 INCH DIA, 2-5/8 INCH LG | Valve-Plug : 316 SS COCR-A/316 SS, M-FORM | EA | 2 | 0 | 0 | NO | 918.3026 | 142557.2874 | FISHER CONTROLS | 15A6660X082 |  | 01,02,22 | 1 | 1AXX |  |  | D100401X012 |  |  |  |  | 2012-01-06
2258 | 29200000TL | 03483 | EGC013002 | P | 58008335 | 58 | EGTL Spares | Mtce | 87 | 87B | GASKET: SHIM | 5 IN X 5-19/32 IN X 1/32 IN | *OBS*Machinery-Misc- : N04400, RING | EA | 2 | 0 | 0 | NO | 88.13 | 13682.1825 | FISHER CONTROLS | 16A1941X022 |  | 01,22 | 1 | 1AXX | 2BAB |  | FORM 2376 |  |  |  |  | 2012-01-06
2259 | 29300000TL | 03483 | EG1023004 | S | 58008336 | 58 | EGTL Spares | Mtce | 66 | 66G | ASSY: PLUG AND STEM | 1/2 IN DIA, 2-9/16 IN LG | Valve-Plug : 416 HT SS/316 SS G&P, M-FORM | EA | 1 | 1 | 2 | YES | 425.22 | 176383.3821 | FISHER CONTROLS | 16A3335X182 |  | 01,22 | 1 | 1AXX |  |  | D100401X012 |  |  |  |  | 2019-11-01 | 2025-09-09 | 2025-12-02 | -1 | 1
2260 | 29200000TL | 03483 | EGC043005 | P | 58008338 | 58 | EGTL Spares | Mtce | 66 | 66G | GUIDE: CONTROL VALVE | 2 IN VALVE, 1/2 IN | Valve-Plug : N05500 HT27-35C, PLUG, M-FORM | EA | 1 | 0 | 0 | NO | 1583.5286 | 245826.98 | FISHER CONTROLS | 16A3445X042 |  | 01,22 | 1 | 1AXX | 2BBC |  | D100401X012 |  |  |  |  | 2012-01-06
2261 | 29200000TL | 03483 | EGC043013 | P | 58008339 | 58 | EGTL Spares | Mtce | 66 | 66F | ASSY: PLUG AND STEM | 1.962 IN DIA, 2.62 IN LG | Valve - Parts & Accessories :416 SS/S20910/316 SS | EA | 1 | 0 | 0 | NO | 1752.9421 | 272126.7375 | FISHER CONTROLS | 16A5346X0E2 |  | 01,22 | 1 | 1AXX | 2BBC |  | FORM 5299 |  |  |  |  | 2012-01-06
2262 | 29200000TL | 03483 | EGC013001 | P | 58008340 | 58 | EGTL Spares | Mtce | 76 | 76Z | RING: BACK-UP | 4 IN,316-A FMS 20B64 | Pumps-Other : | EA | 1 | 0 | 0 | NO | 312.75 | 48554.4375 | FISHER CONTROLS | 16A5483X022 |  | 01,22 | 1 |  |  |  | FORM 5299 |  |  |  |  | 2012-01-06
2263 | 29200000TL | 03483 | EG1002020 | P | 58008341 | 58 | EGTL Spares | Mtce | 66 | 66G | PLUG: CONTROL VALVE | 1-2 IN VALVE, 316-A FMS 20B64 | Valve-Plug : M-FORM | EA | 1 | 0 | 0 | NO | 81.38 | 12634.245 | FISHER CONTROLS | 16A5708X012 |  | 02,22 | 1 |  |  |  | D100401X012 |  |  |  |  | 2012-01-06
2264 | 29200000TL | 03483 | EG1012005 | P | 58008342 | 58 | EGTL Spares | Mtce | 66 | 66P | PLUG: CONTROL VALVE | 1-1/2 IN VALVE,S41600 FGS 2B8 | Valve - Control : WHISPER III | EA | 1 | 0 | 0 | NO | 919.7733 | 280530.85 | FISHER CONTROLS | 16A8431X012 |  | 01,02,22 | 1 |  |  |  | D100397X012 |  |  |  |  | 2012-01-06 | 2016-12-13 | 2013-10-24
2265 | 29200000TL | 03483 | EGC041001 | P | 58008343 | 58 | EGTL Spares | Mtce | 14 | 14C | RING: SEAL, 24 IN | FOR CONTROL VALVES | Flow Measuring Instruments : S17400 H1150M | EA | 2 | 0 | 0 | NO | 4630.3154 | 718810.1595 | FISHER CONTROLS | 16B1409X022 |  | 01,22 | 1 |  |  |  | FORM 5338 |  |  |  |  | 2012-01-06
2266 | 29200000TL | 03483 | EG1013017 | P | 58008344 | 58 | EGTL Spares | Mtce | 50 | 50Z | BEARING: SLEEVE JOURNAL | 4.270 INCH ID, 4.436 INCH OD | Bearings & Accessories - All :3.88 INCH LG, 316 SS/NITRIDE T2 | EA | 1 | 0 | 0 | NO | 1587.75 | 246498.1875 | FISHER CONTROLS | 16B1413X022 |  | 01,21,22 | 1 |  |  |  | FORM 5338 |  |  |  |  | 2012-01-06
2267 | 29200000TL | 03483 | EG1013017 | P | 58008345 | 58 | EGTL Spares | Mtce | 50 | 50Z | BEARING:ROTARY THRUST, 24 IN | ROTARY, 316 SS/NITRIDE T2 | Bearings & Accessories - All : | EA | 1 | 0 | 0 | NO | 529.5 | 82204.875 | FISHER CONTROLS | 16B1414X022 |  | 01,21,22 | 1 |  | 2BBB |  | FORM 5338 |  |  |  |  | 2012-01-06
2268 | 29200000TL | 03483 | EGC013002 | P | 58008346 | 58 | EGTL Spares | Mtce | 64 | 64B | KEY: CONTROL VALVE | S17400 H1025 | Power Transmission Equipment & Replacement Parts : FOR CONTROL VALVES | EA | 1 | 0 | 0 | NO | 207 | 32136.75 | FISHER CONTROLS | 16B1468X012 |  | 01,22 | 1 |  | 2BBC |  | FORM 5338 |  |  |  |  | 2012-01-06
2269 | 29200000TL | 03483 | EG1002019 | P | 58008347 | 58 | EGTL Spares | Mtce | 87 | 87B | RING: PISTON | 4 IN, GRAPHITE 17F39 | Engines - Parts : FOR CONTROL VALVES | EA | 1 | 0 | 0 | NO | 174.75 | 27129.9375 | FISHER CONTROLS | 17A3988X022 |  | 01,22 | 1 |  |  |  | D100390X012 |  |  |  |  | 2012-01-06
2270 | 29200000TL | 03483 | EG1026009 | P | 58008349 | 58 | EGTL Spares | Mtce | 66 | 66G | STEM: CONTROL VALVE | 3/4 IN DIA, 2.62 IN LG | Valve-Plug : 316 SS/COCRA/NITRONIC, PLUG, M-FORM | EA | 2 | 0 | 0 | NO | 1987.5 | 308559.375 | FISHER CONTROLS | 18A4133X032 |  | 01,02,22 | 1 | 1AXX |  |  | FORM 5299 |  |  |  |  | 2012-01-06 | 2025-06-14 |  | -1 | 1
2271 | 29200000TL | 03483 | EG1026010 | P | 58008350 | 58 | EGTL Spares | Mtce | 66 | 66P | SEAL:RADIAL | 1-15/16 IN X 2-1/8 IN X 3/32IN | Valve - Control : PTFE/CARB-GRAPHITE | EA | 8 | 5 | 10 | NO | 56.9759 | 10535.3582 | FISHER CONTROLS | 18B0263X012 |  | 01,22 | 1 |  |  |  | FORM 5290 |  |  |  |  | 2012-01-06 | 2015-11-01 | 2015-03-06
2272 | 29200000TL | 03483 | EGC015004 | P | 58008351 | 58 | EGTL Spares | Mtce | 66 | 66G | ASSEMBLY:PLUG,STEM & RING,1 IN | 440C/NIT 50 | Valve-Plug : FOR CONTROL VALVES | EA | 1 | 0 | 0 | NO | 1992.8784 | 309374.4375 | FISHER CONTROLS | 18B1275X042 |  | 01,22 | 1 |  |  |  | FORM 5299 |  |  |  |  | 2012-01-06
2273 | 29200000TL | 03483 | EG1008010 | P | 58008352 | 58 | EGTL Spares | Mtce | 54 | 54D | O-RING:CONTROL VALVE | 10-1/2 IN ID,11 IN OD,1/4IN WD | *OBS*GS&P-O-Rings : NITRILE-DS52-2 | EA | 1 | 0 | 0 | NO | 77.25 | 11993.0625 | FISHER CONTROLS | 19A9014X012 |  | 01,22 | 1 | 1AXX | 2BAB |  | FORM 5109 |  |  |  |  | 2012-01-06
2274 | 29300000TL | 03483 | EG1008017 | P | 58008353 | 58 | EGTL Spares | Mtce | 66 | 66Z | BUSHING:VALVE TYPE:BUSHING | GUIDE VALVE SIZE:1 IN X 1-3/4 | IN X 2.45 IN SIZE:N/A MATL:CARBON-GRAPHITE BUSHING,GUIDE MATL:GRAPHITE 17F39 REBUILD KIT PART NUMBER:19B2891X012 MFR: FISHER 6 HPT 6 HP SERIES BONNETS | EA | 2 | 0 | 1 | YES | 237.89 | 88025.2299 | FISHER CONTROLS | 19B2891X012 |  | 01 | 1 | 1AXX | 2BBB |  | FORM 5299 |  |  |  |  | 2019-12-21 |  | 2020-08-03
2275 | 29200000TL | 03483 | EG1025002 | P | 58008355 | 58 | EGTL Spares | Mtce | 87 | 87B | RING: PISTON | 14-3/4 IN, IRON/INC X-750 | Engines - Parts : | EA | 1 | 1 | 2 | NO | 4592.5621 | 713025.9 | FISHER CONTROLS | 19B5491X012 |  | 01,22 | 1 | 1AXX |  |  | FORM 5329 |  |  |  |  | 2012-01-06 | 2024-11-22 |  |  |  | -1 | 1
2276 | 29200000TL | 03483 | EG1025014 | P | 58008356 | 58 | EGTL Spares | Mtce | 65 | 65A | PIN:GROOVE | 3/32 IN X 0.44 IN, N10665 (B2) | Tools - Hand / Power :TYPE F | EA | 1 | 0 | 0 | NO | 130.13 | 20202.6825 | FISHER CONTROLS | 1B5990X0032 |  | 01,22 | 1 | 1AXX |  |  | D100401X012 |  |  |  |  | 2012-01-06
2277 | 29300000TL | 03483 | EG1003013 | P | 58008357 | 58 | EGTL Spares | Mtce | 65 | 65A | PIN:GROOVE | 3/32 IN X 0.81 IN, N04400 | Tools - Hand / Power :TYPE F | EA | 1 | 0 | 1 | YES | 52.53 | 19937.7538 | FISHER CONTROLS | 1B5993X00B2 |  | 01,22 | 1 | 1AXX | 2BBB |  | D100401X012 |  |  |  |  | 2019-11-01 |  | 2020-08-03
2278 | 29200000TL | 03483 | EG1008010 | P | 58008358 | 58 | EGTL Spares | Mtce | 65 | 65A | PIN:GROOVE | 1/8 IN X 0.69 IN, S3160 | Tools - Hand / Power :TYPE F | EA | 2 | 0 | 0 | NO | 6.5663 | 1019.42 | FISHER CONTROLS | 1B627035072 |  | 01,22 | 1 |  |  |  | FORM 5299 |  |  |  |  | 2012-01-06 | 2016-12-13
2279 | 29300000TL | 03483 | EG1008003 | P | 58008360 | 58 | EGTL Spares | Mtce | 56 | 56Z | O-RING:CONTROL VALVE | 11/16 IN ID, 13/16 IN OD | *OBS*GS&P-O-Rings : 1/16 IN WD, NITRILE-DS52-1 | EA | 1 | 0 | 1 | YES | 16.85 | 6999.3215 | FISHER CONTROLS | 1D269106992 |  | 01,22 | 1 |  | 2BBB |  | D100390X012 |  |  |  |  | 2019-11-01 |  | 2021-10-16
2280 | 29200000TL | 03483 | EGC043005 | P | 58008362 | 58 | EGTL Spares | Mtce | 65 | 65A | PIN: GROOVE | 1/8 IN X 0.81 IN, S31600 | Tools - Hand / Power :TYPE F | EA | 1 | 0 | 0 | NO | 25.9033 | 4021.49 | FISHER CONTROLS | 1D5423X00B2 |  | 01,22 | 1 |  |  |  | D103211X012 |  |  |  |  | 2012-01-06
2281 | 29200000TL | 03483 | EGC013002 | P | 58008364 | 58 | EGTL Spares | Mtce | 54 | 54A | GASKET:CONTROL VALVE | 8.00 IN X 8.98 IN X 0.03 IN | Gaskets : 17A5, RING,COMP | EA | 1 | 0 | 0 | NO | 17.25 | 2678.0625 | FISHER CONTROLS | 1E390404022 |  | 01,22 | 1 |  | 2BBC |  | FORM 1151 |  |  |  |  | 2012-01-06
2282 | 29200000TL | 03483 | EGC035003 | P | 58008365 | 58 | EGTL Spares | Mtce | 66 | 66F | DIAPHRAGM: VALVE | 3/4-1 IN, S30200 | Valve - Parts & Accessories :FULL HRD | EA | 1 | 0 | 0 | NO | 21 | 3260.25 | FISHER CONTROLS | 1E390536012 |  | 22 | 1 | 1BAA |  |  | FORM 1151 |  |  |  |  | 2012-01-06
2283 | 29200000TL | 03483 | EGC036009 | P | 58008366 | 58 | EGTL Spares | Mtce | 66 | 66F | BUSHING: control VALVE | 3/4 IN-1 IN,316-A FMS 20B64 | Valve - Parts & Accessories : | EA | 1 | 0 | 0 | NO | 99 | 15369.75 | FISHER CONTROLS | 1E398535072 |  | 02,22 | 1 |  | 2BBC |  | FORM 1151 |  |  |  |  | 2012-01-06
2284 | 29200000TL | 03483 | EGC036009 | P | 58008367 | 58 | EGTL Spares | Mtce | 14 | 14Z | ORIFICE:CONTROL VALVE | 1/8 INCH,316-A FMS 20B64 | Instruments - Other & Parts : | EA | 1 | 0 | 0 | NO | 99.75 | 15486.1875 | FISHER CONTROLS | 1E399535072 |  | 22 | 1 | 1BAA |  |  | FORM 1151 |  |  |  |  | 2012-01-06
2285 | 29200000TL | 03483 | EGC036009 | P | 58008368 | 58 | EGTL Spares | Mtce | 66 | 66F | HOLDER: VALVE DISC | 3/4 IN - 1 INCH VALVE | Valve - Parts & Accessories :316 SS/TFE, ASSEMBLY | EA | 1 | 0 | 0 | NO | 193.5 | 30040.875 | FISHER CONTROLS | 1E3996000D2 |  | 01,22 | 1 |  | 2BBC |  | FORM 1151 |  |  |  |  | 2012-01-06
2286 | 29300000TL | 03483 | EG1001003 | P | 58008369 | 58 | EGTL Spares | Mtce | 65 | 65A | PIN:GROOVE | 3/32 IN X 0.25 INCH,C36000 | Tools - Hand / Power :TYPE F | EA | 1 | 0 | 1 | YES | 12.89 | 19457.7128 | FISHER CONTROLS | 1E954514012 |  | 01,22 | 1 | 1AXX |  |  | FORM 5329 |  |  |  |  | 2019-11-01 |  | 2023-01-23
2287 | 29200000TL | 03483 | EGC036009 | P | 58008370 | 58 | EGTL Spares | Mtce | 66 | 66P | O-RING:CONTROL VALVE | 1-1/2 IN ID,1-11/16 INCH OD | Valve - Control : 3/32 IN WD, EPDM 17F51 | EA | 1 | 0 | 0 | NO | 41.85 | 6496.3755 | FISHER CONTROLS | 1F1153X0062 |  | 01,22 | 1 |  |  |  | TANK BLANKETING |  |  |  |  | 2012-01-06 | 2021-09-26 | 2014-06-19
2288 | 29200000TL | 03483 | EGC036009 | P | 58008371 | 58 | EGTL Spares | Mtce | 66 | 66F | STEM: ASSY, VALVE | 3/4 IN DIA,1 IN LG,316 SS | Valve - Parts & Accessories : | EA | 1 | 0 | 0 | NO | 395 | 149902.5 | FISHER CONTROLS | 1F2115000C2 |  | 01,02,22 | 1 |  | 1BAA |  | FORM 1151 |  |  |  |  | 2012-01-06 | 2017-09-21 | 2020-08-26
2289 | 29200000TL | 03483 | EG1021002 | P | 58008378 | 58 | EGTL Spares | Mtce | 66 | 66F | ASSY: STEM AND PLUG | 1-1/4 IN VALVE,1-1/8 IN DIA | Valve - Parts & Accessories :19 IN LG,S31600 B G&P | EA | 1 | 0 | 0 | NO | 1035 | 160683.75 | FISHER CONTROLS | 1K775335162 |  | 01,22 | 1 | 1AXX |  |  | FORM 2376 |  |  |  |  | 2012-01-06
2290 | 29200000TL | 03483 | EG1003012 | P | 58008381 | 58 | EGTL Spares | Mtce | 65 | 65A | PIN:GROOVE, TYPE F | 3/32 IN X 0.62 IN,S31600 | Tools - Hand / Power : | EA | 3 | 0 | 0 | NO | 7.5805 | 1176.7994 | FISHER CONTROLS | 1P730438992 |  | 01,22 | 1 |  |  |  | FORM 5003 |  |  |  |  | 2012-01-06
2291 | 29200000TL | 03483 | EG1025014 | P | 58008387 | 58 | EGTL Spares | Mtce | 54 | 54A | GASKET:CONTROL VALVE | 2.94 IN X 3.53 IN X 0.03 IN | Gaskets : GRAPH/SS 17F46,RING | EA | 1 | 0 | 0 | NO | 7.35 | 1141.0875 | FISHER CONTROLS | 1R3298X0032 |  | 01,22 | 1 |  | 2BBB |  | FORM 5081 |  |  |  |  | 2012-01-06
2292 | 29200000TL | 03483 | EG1024003 | P | 58008389 | 58 | EGTL Spares | Mtce | 54 | 54A | GASKET: SPIRAL WOUND | CL 600,N06600 INNER RING | Gaskets : GRAPHITE OUTER RING,GRAPHITE FILLER,N06600 WINDING,SPIRAL WOUND,5.06 IN X 5.56 IN X 0.175 IN, OX | EA | 2 | 1 | 2 | NO | 171 | 26547.75 | FISHER CONTROLS | 1R3722X0092 |  | 01,22 | 1 | 1AXX |  |  | FORM 2376 |  |  |  |  | 2012-01-06
2293 | 29200000TL | 03483 | EG1024003 | P | 58008390 | 58 | EGTL Spares | Mtce | 54 | 54A | GASKET:CONTROL VALVE | 5.00 IN X 6.09 IN X 0.03 IN | Gaskets : FMS 17F49,RING, OXY | EA | 2 | 1 | 2 | NO | 184.5 | 28643.625 | FISHER CONTROLS | 1R3724X0032 |  | 01,22 | 1 | 1AXX |  |  | FORM 2376 |  |  |  |  | 2012-01-06
2294 | 29200000TL | 03483 | EGC043005 | P | 58008391 | 58 | EGTL Spares | Mtce | 66 | 66G | TIP:PLUG, 0.5 IN PORT | N05500 HT27-35C, M-FORM | Valve-Plug : | EA | 1 | 0 | 0 | NO | 825.7972 | 128196.75 | FISHER CONTROLS | 1R9537X0062 |  | 22 | 1 | 1BAA |  |  | D100401X012 |  |  |  |  | 2012-01-06
2295 | 29200000TL | 03483 | EG1003013 | P | 58008393 | 58 | EGTL Spares | Mtce | 66 | 66P | SEAT: CONTROL VALVE | 3 IN VALVE | Valve - Actuator & Positioner: 316-A FMS 20B64, RING | EA | 1 | 0 | 0 | NO | 174.75 | 27129.9375 | FISHER CONTROLS | 1U222835072 |  | 01,22 | 1 |  | 1BBB |  | FORM 5081 |  |  |  |  | 2012-01-06
2296 | 29200000TL | 03483 | EG1023004 | P | 58008395 | 58 | EGTL Spares | Mtce | 66 | 66F | ASSY: STEM AND PLUG | 1/2 IN DIA,16.25 IN LG | Valve - Parts & Accessories :S31600 B G&P | EA | 1 | 0 | 0 | NO | 81.38 | 12634.245 | FISHER CONTROLS | 1U226335162 |  | 01,22 | 1 |  | 2BBB |  | D100397X012 |  |  |  |  | 2012-01-06
2297 | 29200000TL | 03483 | EGC043013 | P | 58008397 | 58 | EGTL Spares | Mtce | 66 | 66F | STEM: CONTROL VALVE | 21/32 IN DIA, 16-1/2 IN LG | Valve - Parts & Accessories :S20910 FMS 20B21 | EA | 1 | 0 | 0 | NO | 1487.9364 | 230987.24 | FISHER CONTROLS | 1U3411X0022 |  | 22 | 1 | 1BAA |  |  | FORM 5081 |  |  |  |  | 2012-01-06
2298 | 29200000TL | 03483 | EG1002020 | P | 58008398 | 58 | EGTL Spares | Mtce | 66 | 66F | ASSY: STEM AND PLUG | 1/2 IN VALVE, 0.42 IN DIA | Valve - Parts & Accessories :11.62 IN LG,S20910 FMS 20B21 | EA | 1 | 0 | 0 | NO | 282.75 | 43896.9375 | FISHER CONTROLS | 1U5309X0082 |  | 01,22 | 1 |  |  |  | FORM 5003 |  |  |  |  | 2012-01-06
2299 | 29200000TL | 03483 | EG1053036 | P | 58008399 | 58 | EGTL Spares | Mtce | 66 | 66F | ASSY: STEM AND PLUG | 1-1/4 IN VALVE, 1-9/64 IN DIA | Valve - Parts & Accessories :23-1/4 IN LG, S20910 FMS 20B21 | EA | 1 | 0 | 0 | NO | 646.5 | 100369.125 | FISHER CONTROLS | 1U9886X0172 |  | 01,22 | 1 | 1AXX |  |  | FORM 5299 |  |  |  |  | 2012-01-06
2300 | 29200000TL | 03483 | EGC018020 | P | 58008400 | 58 | EGTL Spares | Mtce | 54 | 54D | RING:PACKING BOX | 2 IN, 316L-A FMS 20B64 | Packing / Glands / Stuffing Boxes : | EA | 2 | 0 | 0 | NO | 285.1285 | 44266.2 | FISHER CONTROLS | 1V3127X0012 | 1V3127X0012 | 01,22 | 1 | 1BBA |  |  | FORM 5057 |  |  |  |  | 2012-01-06
2301 | 29200000TL | 03483 | EG1008010 | P | 58008401 | 58 | EGTL Spares | Mtce | 54 | 54D | WIPER:UPPER,2 IN,FELT | FOR CONTROL VALVES | *OBS*GS&P-Other : SAE F3 | EA | 2 | 0 | 0 | NO | 110.2961 | 17124.0313 | FISHER CONTROLS | 1V313206332 |  | 01,22 | 1 | 1AXX | 2BAB |  | FORM 5057 |  |  |  |  | 2012-01-06
2302 | 29200000TL | 03483 | EG1022006 | P | 58008403 | 58 | EGTL Spares | Mtce | 87 | 87B | ASSEMBLY:PLUG/STEM | BAL,316/316 | *OBS*Engines - Other : | EA | 1 | 0 | 0 | NO | 519 | 80574.75 | FISHER | 1V6579X0112 |  | 01 |  |  | 2BAB | [6 empty] | 2013-05-01
2303 | 29200000TL | 03483 | EGC036005 | P | 58008406 | 58 | EGTL Spares | Mtce | 66 | 66F | SEAT: DISC | 2 IN VALVE, 2.38 IN, ALLOY 6 | Valve - Parts & Accessories :FOR CONTROL VALVES | EA | 1 | 0 | 0 | NO | 1066.5 | 165574.125 | FISHER CONTROLS | 1V710639102 |  | 01,22 | 1 |  |  |  | FORM 5081 |  |  |  |  | 2012-01-06
2304 | 29200000TL | 03483 | EGC027004 | P | 58008425 | 58 | EGTL Spares | Mtce | 54 | 54A | GASKET:COUPLING,RUBBER,ROUND | CONNECTIONS OF 1/4 IN TO 1 IN | Gaskets : &quot;PACKAGE OF 50 ,ALLOWS CONNECTIONS OF 1/4 IN TO 1 IN&quot; | EA | 500 | 0 | 0 | NO | 2.2934 | 356.0537 |  |  | 3LZ03 | 01 | 1 | 2CAC | [7 empty] | 2012-01-07 |  | 2013-07-17
2305 | 29200000TL | 03483 | EG1030011 | P | 58008427 | 58 | EGTL Spares | Mtce | 54 | 54D | PACKING: BULK,HEMP, M3 X 8 M | HEMP, GRAPH, & TEF PACKING | Packing / Glands / Stuffing Boxes : | EA | 1 | 0 | 0 | NO | 10.4484 | 1622.12 | KLINGER | GL/PK1T/030B |  | 01,22 |  | 2CAC | [7 empty] | 2012-01-07
2306 | 29200000TL | 03483 | EG1001018 | P | 58008439 | 58 | EGTL Spares | Mtce | 50 | 50Z | BEARING: BALL,30MM ID | 62MM OD,16MM WD,6206 SERIES | Bearings & Accessories - All :&quot;ELECTRIC MOTOR DRIVE END DEEP GROOVE,SGL ROW 6 MICRON,STL CAGE SINGLE ROW , CONRAD OPEN , SERIES: 623-6224 , BOUNDARY DIMENSIONS IN ACCORDANCE WITH ISO 15-1998, VENT GAS KNOCKOUT DRUM PUMP&quot; | PC | 2 | 0 | 0 | NO | 137.061 | 30421.1888 | RELIANCE | 416821-3G | 5390009986 | 01,21,22 | 1 | 2CAC | [7 empty] | 2013-03-27 | 2019-11-25 | 2018-03-09
2307 | 29200000TL | 03483 | EG1002010 | P | 58008440 | 58 | EGTL Spares | Mtce | 50 | 50Z | BEARING: DRIVE END BALL | 52 MM OD X 15 MM WIDTH X | Bearings & Accessories - All :&quot;25 MM BORE,BALL,6205 SERIES,STEEL CAGE MATERIAL, NDE, 145-PR-001A-M/B-M,RELIANCE - 416821-3F ,SKF 6205&quot; | AS | 1 | 0 | 0 | NO | 9.1371 | 1418.54 | RELIANCE | 416821-3F | 416821-3F | 01,21,22 | 1 | 2CAC |  |  | 615470-846 |  |  |  |  | 2012-01-06 | 2014-10-10 | 2014-11-13
2308 | 29300000TL | 03483 | EGC007017 | P | 58008471 | 58 | EGTL Spares | Mtce | 51 | 51C | CONNECTOR:CABLE/CONDUT,4.094IN | X2.438IN,1-1/4IN NPT HUB,GLAND | Electric Components - Motor / Generator :TERMINATOR, METAL CLAD,STRAIGHT,ALUMINUM | EA | 40 | 14 | 20 | YES | 135 | 203366.7 | CROUSE-HINDS | TMCX4140 |  | 01 | 1 | 2CAC | 1CCC | [5 empty] | BENL388 | 2019-11-01 |  | 2024-02-22
2309 | 29200000TL | 03483 | EGC005034 | P | 58008473 | 58 | EGTL Spares | Mtce | 51 | 51C | CONNECTOR:CABLE/CONDUT,6.313IN | X3.50IN,2-1/2IN NPT HUB,GLAND | Electric Components - Motor / Generator :TERMINATOR,METAL CLAD,STRAIGHT,ALUMINUM | EA | 15 | 0 | 0 | NO | 122.17 | 18966.89 | CROUSE-HINDS | TMCX6206 |  | 01 | 1 | 2CAC | [7 empty] | 2012-01-07
2310 | 29200000TL | 03483 | EG1049017 | P | 58008476 | 58 | EGTL Spares | Mtce | 65 | 65A | KIT:ELECTRICIAN,FOR HOLE SAW | CONTAINS(19) PCS,3/4 IN,7/8 IN | *OBS*Tools - Power : 1-1/8 IN,1-3/8 IN,1-1/2 IN,1-3/4 IN IRONMAN HOLE SAW,2 IN,2-1/4 IN,2-1/2 IN,3 IN,3-5/8 IN,4-1/8 IN,4-1/2 IN IRONMAN HOLE SAW,(2) 7/16 IN HEX SHANK HOLE SAW ARBOR,(2) LARGE REPLACEMENT PILOT DR | EA | 3 | 0 | 0 | NO | 188.65 | 29287.91 | IDEAL | CAT# 36-502 |  | 01 | 1 | 2CAC | 2CAC | [6 empty] | 2012-01-07 | 2020-10-29
2311 | 29200000TL | 03483 | EGC029032 | P | 58008490 | 58 | EGTL Spares | Mtce | 51 | 51Z | CLAMP:GROUNDING ROD,1/2 IN ROD | COPPER, HEAVY DUTY | Electric-Other : | PK | 1 | 0 | 0 | NO | 150.4995 | 23365.13 | THOMAS & BETTS | GG12H |  | 01 | 1 | 2CAC | [7 empty] | 2012-01-07
2312 | 29200000TL | 03483 | EG1026014 | P | 58008496 | 58 | EGTL Spares | Mtce | 51 | 51E | CONNECTOR: ELECTRICAL TERMINAL | MECHANCIAL,6AWG STR-14AWG COND | Electric Components - Conduit / Fitting :ALUMINUM TIN PLATED,SLOTTED SCREW,ALUMINUM TIN PLATED CONNECTOR,(1) HOLE TERMINATION,NONE INSUL,NONE, MECHANCIAL CONNECTOR, 50/PACK | EA | 10 | 0 | 0 | NO | 0.22 | 34.155 | THOMAS & BETTS | ADR6 |  | 01 | 1 | 2CAC | [7 empty] | 2012-01-07 | 2022-11-14
2313 | 29200000TL | 03483 | EG1028005 | S | 58008497 | 58 | EGTL Spares | Mtce | 51 | 51E | CONNECTOR: ELECTRICAL TERMINAL | MECHANCIAL,2 STR-14 AWG COND | Electric Components - Conduit / Fitting :ALUMINUM TIN PLATED,SLOTTED SCREW,ALUMINUM TIN PLATED CONNECTOR,(1) HOLE TERMINATION,NONE INSUL,50/PACK | EA | 50 | 0 | 0 | NO | 0.3 | 46.575 | THOMAS & BETTS | ADR2 |  | 01 | 1 | 2CAC | 1CCC | [6 empty] | 2012-01-07
2314 | 29200000TL | 03483 | EG1026014 | P | 58008498 | 58 | EGTL Spares | Mtce | 51 | 51E | CONNECTOR: ELECTRICAL TERMINAL | MECHANCIAL,1/0 AWG STR-14 AWG | Electric Components - Conduit / Fitting :COND,ALUMINUM TIN PLATED,SLOTTED SCREW,ALUMINUM TIN PLATED CONNECTOR,(1) HOLE TERMINATION,NONE INSUL,25/PACK | EA | 30 | 0 | 0 | NO | 0.44 | 68.31 | THOMAS & BETTS | ADR11 |  | 01 | 1 | 2CAC | [7 empty] | 2012-01-07
2315 | 29200000TL | 03483 | EG1026014 | P | 58008499 | 58 | EGTL Spares | Mtce | 51 | 51E | CONNECTOR: ELECTRICAL TERMINAL | MECHANCIAL,2/0 AWG STR-14 AWG | Electric Components - Conduit / Fitting :COND,ALUMINUM TIN PLATED,SLOTTED SCREW,ALUMINUM TIN PLATED CONNECTOR,(1) HOLE TERMINATION,NONE INSUL,25/PACK | EA | 30 | 15 | 30 | NO | 0.4 | 62.1 | THOMAS & BETTS | ADR21 |  | 01 | 1 | 2CAC | [7 empty] | 2012-01-07
2316 | 29200000TL | 03483 | EGC028009 | P | 58008500 | 58 | EGTL Spares | Mtce | 51 | 51E | CONNECTOR: ELECTRICAL TERMINAL | MECHANCIAL,6 AWG STR-250 MCM | Electric Components - Conduit / Fitting :COND,ALUMINUM TIN PLATED,SLOTTED SCREW,ALUMINUM TIN PLATED CONNECTOR,(1) HOLE TERMINATION,NONE INSUL,25/PACK | EA | 15 | 0 | 0 | NO | 1.43 | 222.0075 | THOMAS & BETTS | ADR25 |  | 01 | 1 | 2CAC | [7 empty] | 2012-01-07
2317 | 29200000TL | 03483 | EG1042008 | S | 58008501 | 58 | EGTL Spares | Mtce | 51 | 51E | CONNECTOR: ELECTRICAL TERMINAL | MECHANCIAL,6 AWG STR-300 MCM | Electric Components - Conduit / Fitting :COND,ALUMINUM TIN PLATED,SLOTTED SCREW,ALUMINUM TIN PLATED CONNECTOR,(1) HOLE TERMINATION,NONE INSUL, 25/PACK | EA | 25 | 0 | 0 | NO | 1.56 | 242.19 | THOMAS & BETTS | ADR30 |  | 01 | 1 | 2CAC | [7 empty] | 2012-01-07
2318 | 29200000TL | 03483 | EG1026003 | P | 58008502 | 58 | EGTL Spares | Mtce | 51 | 51E | CONNECTOR: ELECTRICAL TERMINAL | MECHANCIAL,6 AWG STR-350 MCM | Electric Components - Conduit / Fitting :COND,ALUMINUM TIN PLATED,SLOTTED SCREW,ALUMINUM TIN PLATED CONNECTOR,(1) HOLE TERMINATION,NONE INSUL,12/PACK | EA | 15 | 0 | 0 | NO | 1.65 | 256.1625 | THOMAS & BETTS | ADR35 |  | 01 | 1 | 2CAC | [7 empty] | 2012-01-07
2319 | 29200000TL | 03483 | EG1026010 | P | 58008503 | 58 | EGTL Spares | Mtce | 51 | 51E | CONNECTOR: ELECTRICAL TERMINAL | MECHANCIAL,4 AWG STR-500 MCM | Electric Components - Conduit / Fitting :COND,ALUMINUM TIN PLATED,SLOTTED SCREW,ALUMINUM TIN PLATED CONNECTOR,(1) HOLE TERMINATION,NONE INSUL,6/PACK | EA | 16 | 8 | 16 | NO | 13.6475 | 2234.3994 | THOMAS & BETTS | ADR50 |  | 01 | 1 | 2CAC | [7 empty] | 2012-01-07 |  | 2014-11-05
2320 | 29200000TL | 03483 | EG1026010 | P | 58008504 | 58 | EGTL Spares | Mtce | 51 | 51E | CONNECTOR: ELECTRICAL TERMINAL | MECHANCIAL,2 AWG STR-600 MCM | Electric Components - Conduit / Fitting :COND,ALUMINUM TIN PLATED,SLOTTED SCREW,ALUMINUM TIN PLATED CONNECTOR,(1) HOLE TERMINATION,NONE INSUL,6/PACK | EA | 16 | 8 | 16 | NO | 11.56 | 1887.19 | THOMAS & BETTS | ADR60 |  | 01 | 1 | 2CAC | [7 empty] | 2012-01-07 |  | 2014-11-05
2321 | 29200000TL | 03483 | EGC041009 | P | 58008505 | 58 | EGTL Spares | Mtce | 51 | 51E | CONNECTOR: ELECTRICAL TERMINAL | MECHANCIAL,800 MCM-300 MCM | Electric Components - Conduit / Fitting :COND,ALUMINUM TIN PLATED,SLOTTED SCREW,ALUMINUM TIN PLATED CONNECTOR,(1) HOLE TERMINATION,NONE INSUL,4/PACK | EA | 15 | 8 | 16 | NO | 4.13 | 641.18 | THOMAS & BETTS | ADR80 |  | 01 | 1 | 2CAC | [7 empty] | 2012-01-07
2322 | 29200000TL | 03483 | EG1026003 | P | 58008506 | 58 | EGTL Spares | Mtce | 51 | 51E | CONNECTOR: ELECTRICAL TERMINAL | MECHANCIAL,1000 MCM-500 MCM | Electric Components - Conduit / Fitting :COND,ALUMINUM TIN PLATED,SLOTTED SCREW,ALUMINUM TIN PLATED CONNECTOR,(1) HOLE TERMINATION,NONE INSUL, 4/PACK | EA | 10 | 0 | 0 | NO | 5.37 | 833.6925 | THOMAS & BETTS | ADR99 |  | 01 | 1 | 2CAC | [7 empty] | 2012-01-07
2323 | 29200000TL | 03483 | EG1030005 | P | 58008507 | 58 | EGTL Spares | Mtce | 51 | 51E | CONNECTOR: ELECTRICAL TERMINAL | MECHANCIAL,3/0 AWG-STR 250 MCM | Electric Components - Conduit / Fitting :COND,ALUMINUM TIN PLATED,SLOTTED SCREW,ALUMINUM TIN PLATED CONNECTOR,(2) HOLE TERMINATION,NONE INSUL, MECHANCIAL CONNECTOR, 6/PACK | EA | 15 | 0 | 0 | NO | 22.13 | 3435.68 | THOMAS & BETTS | ADR25-12S |  | 01 | 1 | 2CAC | [7 empty] | 2012-01-07
2324 | 29200000TL | 03483 | EG1024005 | P | 58008508 | 58 | EGTL Spares | Mtce | 51 | 51E | CONNECTOR: ELECTRICAL TERMINAL | MECHANCIAL,4 AWG STR-350 MCM | Electric Components - Conduit / Fitting :COND,ALUMINUM TIN PLATED,SLOTTED SCREW,ALUMINUM TIN PLATED CONNECTOR,(2) HOLE TERMINATION,NONE INSUL, 3/PACK | EA | 16 | 0 | 0 | NO | 14.0813 | 3145.6688 | THOMAS & BETTS | ADR35-12S |  | 01 | 1 | 2CAC | [7 empty] | 2012-01-07
2325 | 29200000TL | 03483 | EG1026003 | P | 58008512 | 58 | EGTL Spares | Mtce | 51 | 51E | CONNECTOR: ELECTRICAL TERMINAL | MECHANCIAL,(2)1/0AWG STR-14AWG | Electric Components - Conduit / Fitting :COND,ALUMINUM TIN PLATED,SLOTTED SCREW,ALUMINUM TIN PLATED CONNECTOR,(1) HOLE TERMINATION,NONE INSUL, 1/PACK | EA | 30 | 2 | 3 | NO | 1.05 | 163.0125 | THOMAS & BETTS | ADR11-21 |  | 01 | 1 | 2CAC | [7 empty] | 2012-01-07
2326 | 29200000TL | 03483 | EG1026003 | P | 58008513 | 58 | EGTL Spares | Mtce | 51 | 51E | CONNECTOR: ELECTRICAL TERMINAL | MECHANCIAL,(2)2/0AWG STR 14AWG | Electric Components - Conduit / Fitting :COND,ALUMINUM TIN PLATED,(2) SLOTTED SCREW,ALUMINUM TIN PLATED CONNECTOR,(1) HOLE TERMINATION,NONE INSUL,1/PACK | EA | 30 | 2 | 3 | NO | 0.98 | 152.145 | THOMAS & BETTS | ADR21-21 |  | 01 | 1 | 2CAC | [7 empty] | 2012-01-07
2327 | 29200000TL | 03483 | EG1026014 | P | 58008514 | 58 | EGTL Spares | Mtce | 51 | 51E | CONNECTOR: ELECTRICAL TERMINAL | MECHANCIAL,(2) 6AWG STR 250MCM | Electric Components - Conduit / Fitting :COND,ALUMINUM TIN PLATED,(2) SLOTTED SCREW,ALUMINUM TIN PLATED CONNECTOR,(1) HOLE TERMINATION,NONE INSUL, 12/PACK | EA | 10 | 0 | 0 | NO | 2.93 | 454.8825 | THOMAS & BETTS | ADR25-21 |  | 01 | 1 | 2CAC | [7 empty] | 2012-01-07 | 2022-11-14
2328 | 29200000TL | 03483 | EGC029032 | P | 58008515 | 58 | EGTL Spares | Mtce | 51 | 51E | CONNECTOR: ELECTRICAL TERMINAL | MECHANCIAL,(2)6 AWG STR 350MCM | Electric Components - Conduit / Fitting :COND,ALUMINUM TIN PLATED,(2) SLOTTED SCREW,ALUMINUM TIN PLATED CONNECTOR,(1) HOLE TERMINATION,NONE INSUL,1/PACK | EA | 15 | 1 | 3 | NO | 4.06 | 630.315 | THOMAS & BETTS | ADR35-21 |  | 01 | 1 | 2CAC | [7 empty] | 2012-01-07
2329 | 29200000TL | 03483 | EGC044023 | P | 58008516 | 58 | EGTL Spares | Mtce | 51 | 51E | CONNECTOR: ELECTRICAL TERMINAL | MECHANCIAL,(2)2 AWG STR-600MCM | Electric Components - Conduit / Fitting :COND,ALUMINUM TIN PLATED,(2) SLOTTED SCREW,ALUMINUM TIN PLATED CONNECTOR,(1) HOLE TERMINATION,NONE INSUL,1/PACK | EA | 15 | 2 | 4 | NO | 6.56 | 1018.44 | THOMAS & BETTS | ADR60-21 |  | 01 | 1 | 2CAC | [7 empty] | 2012-01-07
2330 | 29200000TL | 03483 | EGC030024 | P | 58008517 | 58 | EGTL Spares | Mtce | 51 | 51E | CONNECTOR: ELECTRICAL TERMINAL | MECHANCIAL,(2) 800 MCM-300 MCM | Electric Components - Conduit / Fitting :COND,ALUMINUM TIN PLATED,(2) SLOTTED SCREW,ALUMINUM TIN PLATED CONNECTOR,(1) HOLE TERMINATION,NONE INSUL,1/PACK | EA | 15 | 2 | 4 | NO | 8.28 | 1285.47 | THOMAS & BETTS | ADR80-21 |  | 01 | 1 | 2CAC | [7 empty] | 2012-01-07
2331 | 29200000TL | 03483 | EG1040008 | S | 58008519 | 58 | EGTL Spares | Mtce | 51 | 51E | CONNECTOR: ELECTRICAL TERMINAL | MECHANCIAL,(2)6 AWG STR 350MCM | Electric Components - Conduit / Fitting :COND,ALUMINUM TIN PLATED,(2) SLOTTED SCREW,ALUMINUM TIN PLATED CONNECTOR,(1) HOLE TERMINATION,NONE INSUL, 3/PACK | EA | 15 | 0 | 0 | NO | 5.35 | 830.5875 | THOMAS & BETTS | ADR35-22 |  | 01 | 1 | 2CAC | [7 empty] | 2012-01-07
2332 | 29200000TL | 03483 | EG1040018 | S | 58008520 | 58 | EGTL Spares | Mtce | 51 | 51E | CONNECTOR: ELECTRICAL TERMINAL | MECHANCIAL,(2)2 AWG STR 600MCM | Electric Components - Conduit / Fitting :COND,ALUMINUM TIN PLATED,(2) SLOTTED SCREW,ALUMINUM TIN PLATED CONNECTOR,(1) HOLE TERMINATION,NONE INSUL, 3/PACK | EA | 15 | 8 | 16 | NO | 9.7 | 1505.93 | THOMAS & BETTS | ADR60-22D |  | 01 | 1 | 2CAC | [7 empty] | 2012-01-07
2333 | 29200000TL | 03483 | EG1042006 | S | 58008521 | 58 | EGTL Spares | Mtce | 51 | 51E | CONNECTOR: ELECTRICAL TERMINAL | MECHANCIAL,(2) 800 MCM-300 MCM | Electric Components - Conduit / Fitting :COND,ALUMINUM TIN PLATED,(2) SLOTTED SCREW,ALUMINUM TIN PLATED CONNECTOR,(2) HOLE TERMINATION,NONE INSUL,NONE, 3/PACK | EA | 15 | 0 | 0 | NO | 31.89 | 4950.9225 | THOMAS & BETTS | ADR80-22D |  | 01 | 1 | 2CAC | [7 empty] | 2012-01-07
2334 | 29200000TL | 03483 | EG1040018 | S | 58008522 | 58 | EGTL Spares | Mtce | 51 | 51E | CONNECTOR: ELECTRICAL TERMINAL | MECHANCIAL,(2) 1000MCM-500MCM | Electric Components - Conduit / Fitting :COND,ALUMINUM TIN PLATED,(2) SLOTTED SCREW,ALUMINUM TIN PLATED CONNECTOR,(2) HOLE TERMINATION,NONE INSUL,3/PACK | EA | 9 | 0 | 0 | NO | 49.1 | 7622.78 | THOMAS & BETTS | ADR99-22D |  | 01 | 1 | 2CAC | [7 empty] | 2012-01-07
2335 | 29200000TL | 03483 | EG1040007 | S | 58008528 | 58 | EGTL Spares | Mtce | 51 | 51E | CONNECTOR: ELECTRICAL TERMINAL | MECHANCIAL RECTANGULAR,1/0 STR | Electric Components - Conduit / Fitting :14 AWG COND,ALUMINUM TIN PLATED,SLOTTED SCREW,ALUMINUM TIN PLATED CONNECTOR,BOSS HOLE TERMINATION,NONE INSUL, 50/PACK | EA | 50 | 0 | 0 | NO | 0.84 | 130.41 | THOMAS & BETTS | BX1114 |  | 01 | 1 | 2CAC | [7 empty] | 2012-01-07
2336 | 29200000TL | 03483 | EGC016021 | P | 58008529 | 58 | EGTL Spares | Mtce | 51 | 51E | CONNECTOR: ELECTRICAL,2-12 AWG | MECHANCIAL PARALLEL TAP,ALUM | Electric Components - Conduit / Fitting :COND, 50/PACK | EA | 50 | 0 | 0 | NO | 4.4403 | 689.31 | THOMAS & BETTS | GP-2 |  | 01 | 1 | 2CAC | [7 empty] | 2012-01-07
2337 | 29200000TL | 03483 | EGC016021 | P | 58008530 | 58 | EGTL Spares | Mtce | 51 | 51E | CONNECTOR:ELECTRICAL,1/0 2 AWG | MECHANCIAL PARALLEL TAP,ALUM | Electric Components - Conduit / Fitting :TAP COND, 25/PACK | EA | 30 | 0 | 0 | NO | 7.8305 | 1215.6075 | THOMAS & BETTS | GP-0 |  | 01 | 1 | 2CAC | [7 empty] | 2012-01-07
2338 | 29200000TL | 03483 | EGC016021 | P | 58008531 | 58 | EGTL Spares | Mtce | 51 | 51E | CONNECTOR: ELECTRICAL,250 MCM- | 1/0AWG,MECHANCIAL PARALLEL TAP | Electric Components - Conduit / Fitting :ALUM COND, 6/PACK | EA | 15 | 0 | 0 | NO | 5.8804 | 912.87 | THOMAS & BETTS | GP-250-0 |  | 01 | 1 | 2CAC | [7 empty] | 2012-01-07
2339 | 29200000TL | 03483 | EGC041009 | P | 58008532 | 58 | EGTL Spares | Mtce | 51 | 51E | CONNECTOR: ELECTRICAL,2-12 AWG | MECHANCIAL PARALLEL TAP,ALUM | Electric Components - Conduit / Fitting :COND,50/PACK | EA | 50 | 0 | 0 | NO | 3.66 | 568.22 | THOMAS & BETTS | GT-2 |  | 01 | 1 | 2CAC | [7 empty] | 2012-01-07
2340 | 29200000TL | 03483 | EGC016021 | P | 58008534 | 58 | EGTL Spares | Mtce | 51 | 51E | CONNECTOR: ELECTRICAL,250 MCM- | 1/0AWG,MECHANCIAL PARALLEL TAP | Electric Components - Conduit / Fitting :ALUM COND, 25/PACK | EA | 15 | 0 | 0 | NO | 5.9904 | 929.9475 | THOMAS & BETTS | GT-250-0 |  | 01 | 1 | 2CAC | [7 empty] | 2012-01-07
2341 | 29200000TL | 03483 | EG1041008 | S | 58008550 | 58 | EGTL Spares | Mtce | 51 | 51E | CONNECTOR: ELECTRICAL,12 AWG- | 10 STR COND, SPLIT BOLT,COPPER | Electric Components - Conduit / Fitting :BRONZE ALLOY CONNECTOR, TYPE H, HIGH STRENGTH | EA | 104 | 0 | 0 | NO | 1.04 | 161.46 | THOMAS & BETTS | 9H |  | 01 | 1 | 2CAC | [7 empty] | 2012-01-07
2342 | 29200000TL | 03483 | EG1041008 | S | 58008551 | 58 | EGTL Spares | Mtce | 51 | 51E | CONNECTOR: ELECTRICAL,10 AWG- | 8 STR COND, SPLIT BOLT,COPPER | Electric Components - Conduit / Fitting :BRONZE ALLOY CONNECTOR,TYPE H, HIGH STRENGTH | EA | 100 | 0 | 0 | NO | 1.07 | 166.1175 | THOMAS & BETTS | 8H |  | 01 | 1 | 2CAC | [7 empty] | 2012-01-07
2343 | 29200000TL | 03483 | EG1041008 | S | 58008552 | 58 | EGTL Spares | Mtce | 51 | 51E | CONNECTOR: ELECTRICAL,12 AWG- | 8 STR COND, SPLIT BOLT,COPPER | Electric Components - Conduit / Fitting :BRONZE ALLOY CONNECTOR,TYPE H, HIGH STRENGTH | EA | 100 | 0 | 0 | NO | 1.13 | 175.4325 | THOMAS & BETTS | 8H3 |  | 01 | 1 | 2CAC | [7 empty] | 2012-01-07
2344 | 29200000TL | 03483 | EG1041008 | S | 58008553 | 58 | EGTL Spares | Mtce | 51 | 51E | CONNECTOR: ELECTRICAL,6-8 AWG | SPLIT BOLT,COND,COPPER,BRONZE | Electric Components - Conduit / Fitting :ALLOY CONNECTOR, TYPE H, HIGH STRENGTH | EA | 100 | 0 | 0 | NO | 1.07 | 166.1175 | THOMAS & BETTS | 6H |  | 01 | 1 | 2CAC | [7 empty] | 2012-01-07
2345 | 29200000TL | 03483 | EG1029004 | S | 58008554 | 58 | EGTL Spares | Mtce | 51 | 51E | CONNECTOR: ELECTRICAL,6-10AWG | SPLIT BOLT,COND,COPPER,BRONZE | Electric Components - Conduit / Fitting :ALLOY CONNECTOR, TYPE H, HIGH STRENGTH | EA | 100 | 0 | 0 | NO | 0.84 | 130.41 | THOMAS & BETTS | 6H3 |  | 01 | 1 | 2CAC | [7 empty] | 2012-01-07
2346 | 29200000TL | 03483 | EGC023009 | P | 58008555 | 58 | EGTL Spares | Mtce | 51 | 51E | CONNECTOR: ELECTRICAL,4-8 AWG | SPLIT BOLT,COND,COPPER,BRONZE | Electric Components - Conduit / Fitting :ALLOY CONNECTOR, TYPE H, HIGH STRENGTH | EA | 100 | 0 | 0 | NO | 1.0701 | 166.1175 | THOMAS & BETTS | 4H |  | 01 | 1 | 2CAC | [7 empty] | 2012-01-07
2347 | 29200000TL | 03483 | EG1041008 | S | 58008556 | 58 | EGTL Spares | Mtce | 51 | 51E | CONNECTOR: ELECTRICAL,4-8 AWG | SPLIT BOLT,COND,COPPER,BRONZE | Electric Components - Conduit / Fitting :ALLOY CONNECTOR, TYPE H, HIGH STRENGTH | EA | 75 | 0 | 0 | NO | 1.04 | 161.46 | THOMAS & BETTS | 4H3 |  | 01 | 1 | 2CAC | [7 empty] | 2012-01-07
2348 | 29200000TL | 03483 | EG1041007 | S | 58008557 | 58 | EGTL Spares | Mtce | 51 | 51E | CONNECTOR: ELECTRICAL,3-8 AWG | SPLIT BOLT,COND,COPPER,BRONZE | Electric Components - Conduit / Fitting :ALLOY CONNECTOR, TYPE H, HIGH STRENGTH | EA | 75 | 0 | 0 | NO | 1.3 | 201.825 | THOMAS & BETTS |  |  | 01 | 1 | 2CAC | [7 empty] | 2012-01-07
2349 | 29200000TL | 03483 | EG1021001 | P | 58008558 | 58 | EGTL Spares | Mtce | 51 | 51E | CONNECTOR: ELECTRICAL,4-8 AWG | SPLIT BOLT,COND,COPPER,BRONZE | Electric Components - Conduit / Fitting :ALLOY CONNECTOR, TYPE H, HIGH STRENGTH | EA | 75 | 0 | 0 | NO | 1.76 | 273.24 | THOMAS & BETTS | 3H3 |  | 01 | 1 | 2CAC | [7 empty] | 2012-01-07
2350 | 29200000TL | 03483 | EG1021001 | P | 58008559 | 58 | EGTL Spares | Mtce | 51 | 51E | CONNECTOR: ELECTRICAL,2-6 AWG | SPLIT BOLT,COND,COPPER,BRONZE | Electric Components - Conduit / Fitting :ALLOY CONNECTOR, TYPE H, HIGH STRENGTH | EA | 76 | 0 | 0 | NO | 3.6462 | 566.0519 | THOMAS & BETTS |  |  | 01 | 1 | 2CAC | [7 empty] | 2012-01-07 |  | 2013-06-03
2351 | 29200000TL | 03483 | EG1004018 | P | 58008560 | 58 | EGTL Spares | Mtce | 51 | 51E | CONNECTOR: ELECTRICAL,2-6 AWG | SPLIT BOLT,COND,COPPER,BRONZE | Electric Components - Conduit / Fitting :ALLOY CONNECTOR, TYPE H, HIGH STRENGTH | EA | 76 | 0 | 0 | NO | 6.4916 | 1007.8172 | THOMAS & BETTS | 2H3 |  | 01 | 1 | 2CAC | [7 empty] | 2012-01-07 |  | 2013-06-03
2352 | 29200000TL | 03483 | EG1041007 | S | 58008561 | 58 | EGTL Spares | Mtce | 51 | 51E | CONNECTOR:ELECTRICAL,2STR-6AWG | SPLIT BOLT,COND,COPPER,BRONZE | Electric Components - Conduit / Fitting :ALLOY CONNECTOR, TYPE H, HIGH STRENGTH | EA | 50 | 0 | 0 | NO | 2.13 | 330.6825 | THOMAS & BETTS |  |  | 01 | 1 | 2CAC | [7 empty] | 2012-01-07
2353 | 29200000TL | 03483 | EG1041007 | S | 58008562 | 58 | EGTL Spares | Mtce | 51 | 51E | CONNECTOR:ELECTRICAL,2STR-6AWG | SPLIT BOLT,COND,COPPER,BRONZE | Electric Components - Conduit / Fitting :ALLOY CONNECTOR, TYPE H, HIGH STRENGTH | EA | 20 | 0 | 0 | NO | 2.24 | 347.76 | THOMAS & BETTS | 1H3 |  | 01 | 1 | 2CAC | [7 empty] | 2012-01-07 | 2022-11-14
2354 | 29200000TL | 03483 | EG1028005 | S | 58008563 | 58 | EGTL Spares | Mtce | 51 | 51E | CONNECTOR: ELECTRICAL,1/0 STR- | 4 AWG,SPLIT BOLT,COND,COPPER | Electric Components - Conduit / Fitting :BRONZE ALLOY CONNECTOR,TYPE H, HIGH STRENGTH | EA | 50 | 0 | 0 | NO | 3.41 | 529.4025 | THOMAS & BETTS | 10H |  | 01 | 1 | 2CAC | [7 empty] | 2012-01-07
2355 | 29200000TL | 03483 | EG1040005 | P | 58008564 | 58 | EGTL Spares | Mtce | 51 | 51E | CONNECTOR: ELECTRICAL,2/0 STR- | 2 AWG,SPLIT BOLT,COND,COPPER | Electric Components - Conduit / Fitting :BRONZE ALLOY CONNECTOR,TYPE H, HIGH STRENGTH | EA | 50 | 0 | 0 | NO | 4.73 | 734.3325 | THOMAS & BETTS | 20H |  | 01 | 1 | 2CAC | [7 empty] | 2012-01-07
2356 | 29200000TL | 03483 | EG1040008 | S | 58008565 | 58 | EGTL Spares | Mtce | 51 | 51E | CONNECTOR: ELECTRICAL,4/0 STR- | 2 AWG,SPLIT BOLT,COND,COPPER | Electric Components - Conduit / Fitting :BRONZE ALLOY CONNECTOR,TYPE H, HIGH STRENGTH | EA | 51 | 0 | 0 | NO | 5.9 | 915.975 | THOMAS & BETTS | 30H |  | 01 | 1 | 2CAC | [7 empty] | 2012-01-07
2357 | 29200000TL | 03483 | EG1041008 | S | 58008566 | 58 | EGTL Spares | Mtce | 51 | 51E | CONNECTOR:ELECTRICAL,1AWG STR- | 250 MCM COND,SPLIT BOLT,COPPER | Electric Components - Conduit / Fitting :BRONZE ALLOY CONNECTOR, TYPE H, HIGH STRENGTH | EA | 50 | 0 | 0 | NO | 6.54 | 1015.34 | THOMAS & BETTS | 40H |  | 01 | 1 | 2CAC | [7 empty] | 2012-01-07
2358 | 29200000TL | 03483 | EG1042003 | S | 58008567 | 58 | EGTL Spares | Mtce | 51 | 51E | CONNECTOR: ELECTRICAL,350 MCM- | 250 MCM COND,SPLIT BOLT,BRONZE | Electric Components - Conduit / Fitting :ALLOY,COPPER CONNECTOR, TYPE H, HIGH STRENGTH | EA | 25 | 0 | 0 | NO | 14.24 | 2210.76 | THOMAS & BETTS | 350M |  | 01 | 1 | 2CAC | [7 empty] | 2012-01-07
2359 | 29200000TL | 03483 | EG1043008 | S | 58008568 | 58 | EGTL Spares | Mtce | 51 | 51E | CONNECTOR: ELECTRICAL,500 MCM- | 400 MCM COND,SPLIT BOLT,BRONZE | Electric Components - Conduit / Fitting :ALLOY,COPPER CONNECTOR, TYPE H, HIGH STRENGTH | EA | 25 | 0 | 0 | NO | 18.63 | 2892.31 | THOMAS & BETTS | 500M |  | 01 | 1 | 2CAC | [7 empty] | 2012-01-07
2360 | 29200000TL | 03483 | EG1021001 | P | 58008569 | 58 | EGTL Spares | Mtce | 51 | 51E | CONNECTOR: ELECTRICAL,750 MCM- | 600 MCM COND,SPLIT BOLT,BRONZE | Electric Components - Conduit / Fitting :ALLOY,COPPER CONNECTOR, TYPE H, HIGH STRENGTH | EA | 15 | 0 | 0 | NO | 30.222 | 4691.66 | THOMAS & BETTS | 750M |  | 01 | 1 | 2CAC | [7 empty] | 2012-01-07
2361 | 29200000TL | 03483 | EG1050011 | P | 58008570 | 58 | EGTL Spares | Mtce | 51 | 51E | CONNECTOR:ELECTRICAL,1000 MCM- | 800MCM COND,SPLIT BOLT,BRONZE | Electric Components - Conduit / Fitting :ALLOY,COPPER CONNECTOR, TYPE H, HIGH STRENGTH | EA | 15 | 0 | 0 | NO | 44.63 | 6928.81 | THOMAS & BETTS | 1000M |  | 01 | 1 | 2CAC | [7 empty] | 2012-01-07
2362 | 29200000TL | 03483 | EG1053009 | P | 58008609 | 58 | EGTL Spares | Mtce | 14 | 14Z | TRANSMITTER:VORTEX | 4-20MA HART (DUAL SENSOR) | Instruments - Other & Parts : FOUNDATION FIELDBUS OUTPUT, -330 TO 800 DEG F INPUT, 24VDC EXT POWER SUPPLY, 3 IN, 300 ANSI, EXTENDED TEMP, FF, FM EXPLOSION PROOF AND INSTRINSICALLY SAFE, 2 TRANSMITTER HEAD S | EA | 1 | 0 | 0 | NO | 4443.2832 | 689819.72 | ROSEMOUNT MEASUREMENT |  |  | 05,22 | 1 |  | 2BBB |  | EGTL1-RMT-INS-MM-009999 |  |  |  |  | 2013-04-27
2363 | 29200000TL | 03483 | EG1054027 | P | 58008610 | 58 | EGTL Spares | Mtce | 14 | 14Z | TRANSMITTER:VORTEX | 4-20MA HART (DUAL SENSOR) | Instruments - Other & Parts : FOUNDATION FIELDBUS OUTPUT,-330 TO 800 DEG F INPUT,24VDC EXT POWER SUPPLY, 6 IN, 300 ANSI, EXTENDED TEMP, FF, FM EXPLOSION PROOF AND INSTRINSICALLY SAFE, 2 TRANSMITTER HEAD S Serial number162855. | EA | 1 | 1 | 2 | NO | 6675.88 | 1036430.37 | ROSEMOUNT MEASUREMENT | 8800DD060SA3E1F1K5- |  | 05,22 | 1 |  |  |  | EGTL1-RMT-INS-MM-009999 |  |  |  |  | 2013-04-27
2364 | 29200000TL | 03483 | EG1052024 | P | 58008611 | 58 | EGTL Spares | Mtce | 14 | 14Z | TRANSMITTER:FLG,3IN,300 ANSI | 9-32VDC SUPPLY | Instruments - Other & Parts : VARIABLE INPUT,FOUNDATION FIELDBUS OUTPUT FLG, 3 IN, 300 ANSI, FF, FM EXPLOSION PROOF AND INSTRINSICALLY SAFE | EA | 2 | 0 | 0 | NO | 3068.0001 | 799083.9835 | ROSEMOUNT MEASUREMENT | 8800DF030SA3N1F1K5Q4Q8 | 8800DF030SA3N1F1K5Q4Q8 | 05,22 | 1 | 1AXX |  |  | EGTL1-RMT-INS-MM-009999 |  |  |  |  | 2012-01-06 |  | 2019-06-13
2365 | 29200000TL | 03483 | EG1051058 | P | 58008612 | 58 | EGTL Spares | Mtce | 14 | 14Z | TRANSMITTER:FLG,4IN,300 ANSI | VORTEX METERS (SMART) | Instruments - Other & Parts : VARIABLE INPUT,FOUNDATION FIELDBUS OUTPUT,9-32VDC SUPPLY, EXTENDED TEMP, FF, FM EXPLOSION PROOF AND INSTRINSICALLY SAFE, SS, | EA | 2 | 1 | 2 | NO | 5374.4095 | 1556678.2695 | ROSEMOUNT MEASUREMENT | 8800DF040SA3E1F1K5Q4Q8 | 8800DF040SA3E1F1K5Q4Q8 | 05,22 | 1 | 1AXX |  |  | EGTL1-RMT-INS-MM-009999 |  |  |  |  | 2012-01-06 | 2017-08-04 | 2017-08-28
2366 | 29200000TL | 03483 | EG1051023 | P | 58008613 | 58 | EGTL Spares | Mtce | 14 | 14Z | TRANSMITTER:FLG,4IN,600 ANSI | VORTEX METERS (SMART) | Instruments - Other & Parts : VARIABLE INPUT, FOUNDATION FIELDBUS OUTPUT,9-32VDC SUPPLY, FF, FM EXPLOSION PROOF AND INSTRINSICALLY SAFE, SS, EXTENDED TEMP | EA | 2 | 0 | 0 | NO | 4133.0434 | 1065454.2223 | ROSEMOUNT MEASUREMENT | 8800DF040SA6E1F1K5Q4Q8 | 8800DF040SA6E1F1K5Q4Q8 | 05,22 | 1 | 1AXX |  |  | EGTL1-RMT-INS-MM-009999 |  |  |  |  | 2012-01-06 |  | 2019-06-13
2367 | 29200000TL | 03483 | EG1050006 | P | 58008614 | 58 | EGTL Spares | Mtce | 14 | 14Z | TRANSMITTER:FLG,6IN,300 ANSI | VORTEX METERS (SMART) | Instruments - Other & Parts : VARIABLE INPUT, FOUNDATION FIELDBUS OUTPUT,9-32VDC SUPPLY, FF, EXTENDED TEMP, FM EXPLOSION PROOF AND INSTRINSICALLY SAFE, SS, | EA | 2 | 0 | 0 | NO | 3416.785 | 1047066.85 | ROSEMOUNT MEASUREMENT | 8800DF060SA3E1F1K5Q4Q8 | 8800DF060SA3E1F1K5Q4Q8 | 05,22 | 1 | 1AXX |  |  | EGTL1-RMT-INS-MM-009999 |  |  |  |  | 2012-01-06 | 2019-10-01
2368 | 29200000TL | 03483 | EG1052024 | P | 58008615 | 58 | EGTL Spares | Mtce | 14 | 14Z | TRANSMITTER:FLG,6IN,600 ANSI | VORTEX METERS (SMART) | Instruments - Other & Parts : VARIABLE INPUT, FOUNDATION FIELDBUS OUTPUT,9-32VDC SUPPLY, FF, EXTENDED TEMP, FM EXPLOSION PROOF AND INSTRINSICALLY SAFE, SS, | EA | 2 | 0 | 0 | NO | 5405.5758 | 1396484.5998 | ROSEMOUNT MEASUREMENT | 8800DF060SA6E1F1K5Q4Q8 | 8800DF060SA6E1F1K5Q4Q8 | 05,22 | 1 | 1AXX |  |  | EGTL1-RMT-INS-MM-009999 |  |  |  |  | 2012-01-06 |  | 2019-06-13
2369 | 29200000TL | 03483 | EG1051023 | P | 58008618 | 58 | EGTL Spares | Mtce | 14 | 14Z | TRANSMITTER:FLG,10IN,300 ANSI | VORTEX METERS | Instruments - Other & Parts : VARIABLE INPUT,FOUNDATION FIELDBUS OUTPUT,9-32VDC SUPPLY, FF, FM EXPLOSION PROOF AND INSTRINSICALLY SAFE, SS | EA | 1 | 0 | 0 | NO | 14223.5335 | 2667163.0042 | ROSEMOUNT MEASUREMENT | 8800DF100SA3N1F1K5Q4Q8 | 8800DF100SA3N1F1K5Q4Q8 | 05,22 | 1 | 1AXX |  |  | EGTL1-RMT-INS-MM-009999 |  |  |  |  | 2012-01-06 |  | 2015-01-22
2370 | 29200000TL | 03483 | EG1051023 | P | 58008619 | 58 | EGTL Spares | Mtce | 14 | 14C | TRANSMITTER:VORTEX FLOW | REDUCER, 4 IN, 600 ANSI, FF | Flow Measuring Instruments : VARIABLE INPUT,FOUNDATION FIELDBUS OUTPUT,9-32VDC SUPPLY, :, EXTENDED TEMP, FM EXPLOSION PROOF AND INSTRINSICALLY SAFE, SS, | EA | 1 | 0 | 0 | NO | 6782.4558 | 1269167.246 | ROSEMOUNT MEASUREMENT | 8800DR040SA6E1F1K5Q4Q8 | 8800DR040SA6E1F1K5Q4Q8 | 05,22 | 1 | 1AXX |  |  | EGTL1-RMT-INS-MM-009999 |  |  |  |  | 2012-01-06 |  | 2015-01-22
2371 | 29200000TL | 03483 | EG3001024 | S | 58008620 | 58 | EGTL Spares | Mtce | 14 | 14C | TRANSMITTER:VORTEX FLOW | REDUCER, 6 IN, 300 ANSI, FF, | Flow Measuring Instruments : VARIABLE INPUT,FOUNDATION FIELDBUS OUTPUT,9-32VDC SUPPLY, FM EXPLOSION PROOF AND INSTRINSICALLY SAFE, SS | EA | 1 | 0 | 0 | NO | 7183 | 1115120.1275 | ROSEMOUNT MEASUREMENT | 8800DR060SA3N1F1K5Q4Q8 | 8800DR060SA3N1F1K5Q4Q8 | 05,22 | 1 | 1AXX |  |  | EGTL1-RMT-INS-MM-009999 |  |  |  |  | 2012-01-06 | 2013-10-24 | 2014-01-22
2372 | 292000TLDE | 03483 | EG3002049 | S | 58008621 | 58 | EGTL Spares | Mtce | 14 | 14C | TRANSMITTER:VORTEX FLOW | DUAL SENSOR,6 IN,1500 ANSI RTJ | Flow Measuring Instruments : VARIABLE INPUT,4-20MA HART OUTPUT,10.8-42VDC SUPPLY, HART, FM EXPLOSION PROOF AND INSTRINSICALLY SAFE, SS | EA | 1 | 0 | 0 | NO | 0 | 0 | ROSEMOUNT MEASUREMENT | 8800DD060SB8N1D1K5Q4Q8 | 8800DD060SB8N1D1K5Q4Q8 | 05,22 | 1 | 1AXX |  |  | EGTL1-RMT-INS-MM-009999 |  |  |  |  | 2025-10-20 |  |  | 2 | 2
2373 | 29200000TL | 03483 | EG1054027 | P | 58008623 | 58 | EGTL Spares | Mtce | 14 | 14C | TRANSMITTER:VORTEX FLOW | 6IN, 600 ANSI, 4-20MA HART | Flow Measuring Instruments : VARIABLE INPUT, FOUNDATION FIELDBUS OUTPUT, 10.8-42/9-32VDC SUPPLY, DUAL SENSOR, EXTENDED TEMP, FF, FM EXPLOSION PROOF AND INSTRINSICALLY SAFE , 2 TRANSMITTER HEAD SPECIAL (ONE FF AN | EA | 1 | 1 | 2 | NO | 23502.515 | 4001074.9639 | EMMERSON ROUSEMOUNT | 8800DD060SA6E1F- |  | 05,22 | 1 |  |  |  | EGTL1-RMT-INS-MM-009999 |  |  |  |  | 2013-04-27 | 2013-09-04 | 2015-04-11
2374 | 29200000TL | 03483 | EG1051023 | P | 58008624 | 58 | EGTL Spares | Mtce | 14 | 14C | TRANSMITTER:VORTEX FLOW | REDUCER, 4 IN, 150 ANSI, FF | Flow Measuring Instruments : VARIABLE INPUT, FOUNDATION FIELDBUS OUTPUT, 9-32VDC SUPPLY, FM EXPLOSION PROOF AND INSTRINSICALLY SAFE, SS, | EA | 2 | 0 | 0 | NO | 5622.4665 | 872844.2594 | ROSEMOUNT MEASUREMENT | 8800DR040SA1N1F1K5Q4Q8 | 8800DR040SA1N1F1K5Q4Q8 | 05,22 | 1 | 1AXX |  |  | EGTL1-RMT-INS-MM-009999 |  |  |  |  | 2012-01-06 |  | 2014-06-04
2375 | 29200000TL | 03483 | EG3001071 | P | 58008625 | 58 | EGTL Spares | Mtce | 14 | 14C | TRANSMITTER:VORTEX FLOW | REDUCER, 6 IN, 150 ANSI, FF | Flow Measuring Instruments : FOUNDATION FIELDBUS OUTPUT,9-32VDC SUPPLY, FM EXPLOSION PROOF AND INSTRINSICALLY SAFE, SS, | EA | 6 | 0 | 0 | NO | 6514 | 1011299.1236 | ROSEMOUNT MEASUREMENT | 8800DR060SA1N1F1K5Q4Q8 | 8800DR060SA1N1F1K5Q4Q8 | 05,22 | 1 | 1AXX |  |  | EGTL1-RMT-INS-MM-009999 |  |  |  |  | 2012-01-06 | 2013-09-13 | 2014-01-08
2376 | 29200000TL | 03483 | EGC026008 | P | 58008626 | 58 | EGTL Spares | Mtce | 66 | 66Z | SEAT:PTFE 316 (PERAR 02) | PAIR OF SEATS | Valve-Other : | ST | 1 | 0 | 0 | NO | 348 | 54027 |  |  |  | 01 |  | 1AXX | [7 empty] | 2013-05-01
2377 | 29200000TL | 03483 | EGC026008 | P | 58008627 | 58 | EGTL Spares | Mtce | 66 | 66Z | SEAT:PTFE PTFE (PERAR 02) | PAIR OF SEATS | Valve-Other : | ST | 1 | 0 | 0 | NO | 552 | 85698 |  |  |  | 01 | [9 empty] | 2013-05-01
2378 | 29200000TL | 03483 | EGC026008 | P | 58008628 | 58 | EGTL Spares | Mtce | 87 | 87B | BALL | F316 316 (PERAR 03) | Engines - Parts : | EA | 1 | 0 | 0 | NO | 1095 | 169998.75 |  |  |  | 01,22 |  |  | 2BBC | [6 empty] | 2013-05-01
2379 | 29200000TL | 03483 | EGC026008 | P | 58008630 | 58 | EGTL Spares | Mtce | 66 | 66Z | SEAT:AISI410+TC/F316+TC | PAIR OF SEATS | Valve-Other : 316 (PERAR 03) | EA | 3 | 0 | 0 | NO | 3352 | 658533.92 |  |  |  | 01 |  | 1AXX | [7 empty] | 2013-05-01 | 2019-10-31 | 2015-03-09
2380 | 29200000TL | 03483 | EGC004023 | S | 58008631 | 58 | EGTL Spares | Mtce | 66 | 66Z | SEAT:AISI410+TC/F316+TC | PAIR OF SEATS | Valve-Other : 317 (PERAR 03) | EA | 1 | 0 | 0 | NO | 13148.3197 | 2502693.2448 |  |  |  | 01 | [9 empty] | 2013-05-01 | 2018-10-13 | 2014-08-12
2381 | 29200000TL | 03483 | EGC005011 | P | 58008633 | 58 | EGTL Spares | Mtce | 66 | 66Z | SEAT:TC TC (PERAR 03) | PAIR OF SEATS | Valve-Other : | EA | 3 | 0 | 0 | NO | 11229.61 | 2204652.0573 |  |  |  | 01 |  | 1AXX | [7 empty] | 2013-05-01 | 2013-12-29 | 2014-08-12
2382 | 29200000TL | 03483 | EGC026008 | P | 58008634 | 58 | EGTL Spares | Mtce | 66 | 66Z | SEAT:TC 316 (PERAR 03) | PAIR OF SEATS | Valve-Other : (ROTORK WCCP100) | EA | 1 | 0 | 0 | NO | 775 | 120318.75 |  |  |  | 01 |  | 1AXX | [7 empty] | 2013-05-01
2383 | 29200000TL | 03483 | EGC026008 | P | 58008638 | 58 | EGTL Spares | Mtce | 87 | 87B | BALL | F316+TC 316 | Engines - Parts : (PERAR 04)EA | EA | 1 | 0 | 1 | NO | 1113 | 172793.25 |  |  |  | 01,22 |  | 1AXX | 2CBC | [6 empty] | 2013-05-01 | 2013-12-29
2384 | 29200000TL | 03483 | EGC031032 | P | 58008641 | 58 | EGTL Spares | Mtce | 54 | 54A | KIT:REPAIR | 3IN 300lb SOFT FLOATING | Gaskets : CONTAINING GRAPHITE BODY GASKET, GRAPHITE STEM GASKET, VITON BODY O'RING, VITON STEM O-RING. | KI | 2 | 1 | 2 | NO | 2063.015 | 396157.8465 | PERAR |  |  | 01 | [9 empty] | 2013-05-01 |  | 2014-10-28
2385 | 29200000TL | 03483 | EGC031024 | P | 58008642 | 58 | EGTL Spares | Mtce | 54 | 54A | KIT:REPAIR | 3IN 300lb METAL TRUNNION | Gaskets : CONTAINING GRAPHITE BODY GASKET GRAPHITE STEM GASKET GRAPHITE GLAND | KI | 2 | 1 | 2 | NO | 1183.2487 | 218786.9396 | PERAR |  |  | 01 | [9 empty] | 2013-05-01 | 2015-11-28 | 2014-10-28
2386 | 29300000TL | 03483 | EGC031027 | P | 58008643 | 58 | EGTL Spares | Mtce | 54 | 54A | KIT:REPAIR, 6INX4IN | 600lb METAL TRUNNION | KIT: REPAIR, 6IN X 4IN 600lb METAL TRUNNION spare parts consisting of: 07 Upper thrust washer 09a Body gasket 16a Stem gasket 31 Gland plate gasket | EA | 2 | 1 | 2 | YES | 7560.5 | 2869209.75 | PERAR |  |  | 01 |  | 1AXX | 2BBB | [6 empty] | 2019-12-22 |  | 2020-03-03
2387 | 29200000TL | 03483 | EGC031025 | P | 58008644 | 58 | EGTL Spares | Mtce | 54 | 54A | KIT:REPAIR | 4IN 600lb SOFT TRUNNION | Gaskets : CONTAINING GRAPHITE BODY GASKET VITON CLOSURE O-RING, VITON STEM O-RING, GRAPHITE STEM GASKET, GRAPHITE GLAND PLATE GASKET, VITON GLAND PLATE O-RING, GRAPHITE TRUNNION GASKET, VITION TRUNNION O-RING. | KI | 2 | 1 | 2 | NO | 3838.91 | 725600.6303 | PERAR |  |  | 01 | [9 empty] | 2013-05-01 |  | 2014-10-28
2388 | 29200000TL | 03483 | EGC031025 | P | 58008648 | 58 | EGTL Spares | Mtce | 54 | 54A | KIT:REPAIR | 12IN 300lb SOFT RING | Gaskets : TRUNNION CONTAINING GRAPHITE BODY GASKET VITON CLOSURE RING VITON STEM RING GRAPHITE STEM GASKET GRAPHITE GLAND | KI | 2 | 0 | 0 | NO | 5731.79 | 1126254.6942 | PERAR |  |  | 01 | [9 empty] | 2013-05-01 | 2014-06-30 | 2014-10-28
2389 | 29200000TL | 03483 | EGC031034 | P | 58008650 | 58 | EGTL Spares | Mtce | 54 | 54A | KIT:REPAIR | 4IN 300lb O'RING | Gaskets : SOFT FLOATING CONTAINING GRAPHITE BODY GASKET VITON BODY | KI | 2 | 1 | 2 | NO | 546.1408 | 84788.34 | PERAR |  |  | 01 |  | 1AXX | [7 empty] | 2013-05-01
2390 | 29300000TL | 03483 | EGC031031 | P | 58008651 | 58 | EGTL Spares | Mtce | 66 | 66A | KIT:REBUILD TYPE:REPAIR | APPLICATION:BALL CONTROL | CONTAINS A:UPPER THRUST WASHER POS NO.07 CONTAINS B:BODY GASKET POS NO:09A CONTAINS C:STEM GASKET POS NO:16A CONTAINS D:GLAND PLATE GASKET POS NO:31 CONTAINS E:SEAT GASKET POS NO:33 CONTAINS F:STD VALVE KITS: UPPER THRUST WASHER, POS. NO. 07, MATERIAL: D | KI | 2 | 1 | 2 | YES | 3877.695 | 6007675.6358 | PERAR | 0601060029-(0029/0040) |  | 01 | [7 empty] | MH-EBF09RF105SSB |  | 2019-11-01 |  | 2025-01-20
2391 | 29200000TL | 03483 | EGC031027 | P | 58008652 | 58 | EGTL Spares | Mtce | 54 | 54A | KIT:REPAIR | 2IN 300lb SOFT FLOATING | Gaskets : CONTAINING GRAPHITE BODY GASKET , GRAPHITE STEM GASKET, VITON BODY O-RING, VITON STEM O-RING. | KI | 2 | 1 | 2 | NO | 1745.373 | 336767.513 | PERAR |  |  | 01 |  | 1AXX | [7 empty] | 2013-05-01 |  | 2014-10-28
2392 | 29200000TL | 03483 | EGC031034 | P | 58008653 | 58 | EGTL Spares | Mtce | 54 | 54A | KIT:REPAIR | 6IN 300lb SOFT TRUNNION | Gaskets : CONTAINING GRAPHITE BODY GASKET VITON CLOSURE RING VITON STEM RING GRAPHITE STEM GASKET GRAPHITE GLAND | KI | 2 | 1 | 2 | NO | 2605.5946 | 470316.913 | PERAR |  |  | 01 | [9 empty] | 2013-05-01 |  | 2014-10-28
2393 | 29200000TL | 03483 | EGC031032 | P | 58008654 | 58 | EGTL Spares | Mtce | 54 | 54A | KIT:REPAIR | 10IN 300lb SOFT TRUNNION | Gaskets : CONTAINING GRAPHITE BODY GASKET, VITON CLOSURE O-RING, VITON STEM O-RING, GRAPHITE STEM GASKET, GRAPHITE GLAND PLATE GASKET, VITON GLAND PLATE O-RING | KI | 2 | 1 | 2 | NO | 4504.7957 | 835201.1486 | PERAR |  |  | 01 |  | 1AXX | [7 empty] | 2013-05-01 |  | 2014-10-28
2394 | 29200000TL | 03483 | EGC031034 | P | 58008656 | 58 | EGTL Spares | Mtce | 54 | 54A | KIT:REPAIR,6INX4IN | 1500lb METAL TRUNNION | Gaskets : CONTAINING GRAPHITE BODY GASKET ,GRAPHITE STEM GASKET, GRAPHITE GLAND PLATE GASKET, GRAPHITE TRUNNION GASKRT | KI | 2 | 1 | 2 | NO | 3398.6496 | 629288.9853 | PERAR |  |  | 01 |  | 1AXX | [7 empty] | 2013-05-01 |  | 2014-10-28
2395 | 29200000TL | 03483 | EGC031025 | P | 58008657 | 58 | EGTL Spares | Mtce | 54 | 54A | KIT:REPAIR | 6 IN 1500LB METAL TRUNNION | Gaskets : CONTAINING GRAPHITE BODY GASKET GRAPHITE STEM GASKET GRAPHITE GLAND, PERAR 20027 RESCALDINA(MI),ITALY VIA, GRIGNA 37 TEL 0331/465208 | EA | 2 | 1 | 2 | NO | 2528.0746 | 458281.938 | PERAR TRUNNION |  |  | 01 |  | 1AXX | [7 empty] | 2013-05-01 |  | 2014-10-28
2396 | 29200000TL | 03483 | EGC031033 | P | 58008658 | 58 | EGTL Spares | Mtce | 54 | 54A | KIT:REPAIR | 10IN 300lb METAL TRUNNION | Gaskets : PERAR FULL PORT BALL VALVE, STEM: 17-4-PH, BALL: 316SS, SEAT: 316SS+TC, CONTAINING GRAPHITE BODY GASKET, GRAPHITE STEM GASKET, GRAPHITE GLAND PLATE GASKET.MODEL: MH-EBF03RF105SSBSERIAL NUMBER: 0601240005-0005 | KI | 2 | 0 | 0 | NO | 5488.6056 | 1429416.7168 | PERAR |  |  | 01 | [7 empty] | MH-EBF03RF105SSB |  | 2013-05-01 | 2016-06-07 | 2017-05-18
2397 | 29200000TL | 03483 | EGC031026 | P | 58008659 | 58 | EGTL Spares | Mtce | 54 | 54A | KIT:REPAIR, 2INX1.5IN | 300lb SOFT TRUNNION | Gaskets : CONTAINING GRAPHITE BODY GASKET VITON CLOSURE RING VITON STEM RING GRAPHITE STEM GASKET GRAPHITE GLAND | KI | 6 | 3 | 6 | NO | 732.1886 | 113672.28 | PERAR |  |  | 01 |  | 1AXX | [7 empty] | 2013-05-01 | 2018-07-23
2398 | 29200000TL | 03483 | EGC031034 | P | 58008660 | 58 | EGTL Spares | Mtce | 54 | 54A | KIT: REPAIR, 2IN X1.5IN | 300LB METAL TRUNNION | Gaskets : CONTAINING GRAPHITE BODY GASKET GRAPHITE STEM GASKET GRAPHITE GLANDPERAR 20027 RESCALDINA(MI),ITALY VIA, GRIGNA 37 TEL 0331/465208 | EA | 2 | 1 | 2 | NO | 1196.4118 | 227534.5759 | PERAR |  |  | 01 | 1 | [8 empty] | 2013-05-01 |  | 2014-10-28
2399 | 29200000TL | 03483 | EGC031024 | P | 58008661 | 58 | EGTL Spares | Mtce | 54 | 54A | KIT:REPAIR, GRAPHITE GASKET | 3IN 600LB SOFT TRUNNION O-RING | Gaskets : PERAR VALVE MODEL NUMBER ECF06RF105SSB, SERIAL NUMBER 0601240008, FULL PORT BALL VALVE, GRAPHITE GASKET AND O-RING KITS (GRAPHITE BODY GASKET, VITON CLOSURE RING, VITON STEM RING, STEM GRAPHITE GASKET, GLAND PLATE GRAPHITE GASKET, VITON GLAND PL | KI | 3 | 2 | 3 | NO | 2551.2469 | 747714.92 | PERAR | 0601240008 |  | 01 | [7 empty] | ECF06RF105SSB |  | 2013-05-01 | 2015-11-28 | 2016-02-05
2400 | 29200000TL | 03483 | EGC031032 | P | 58008663 | 58 | EGTL Spares | Mtce | 54 | 54A | KIT:REPAIR, 6INX4IN | 300lb SOFT TRUNNION | Gaskets : CONTAINING GRAPHITE BODY GASKET VITON CLOSURE RING VITON STEM RING GRAPHITE STEM GASKET GRAPHITE GLAND | KI | 4 | 2 | 4 | NO | 1829.4712 | 284025.41 | PERAR |  |  | 01 |  | 1AXX | [7 empty] | 2013-05-01 | 2018-07-23
2401 | 29200000TL | 03483 | EGC031034 | P | 58008664 | 58 | EGTL Spares | Mtce | 54 | 54A | KIT:REPAIR, 3INX2IN | 300lb SOFT TRUNNION | Gaskets : CONTAINING GRAPHITE BODY GASKET VITON CLOSURE RING VITON STEM RING GRAPHITE STEM GASKET GRAPHITE GLAND PLATE GASKET VITON GLAND FOR 150-XXV-0024, Make: Perar SR#: 0900020001 Size: 3 x 300 Body: LF2 Ball: 316 Seat: 3 | KI | 2 | 1 | 2 | NO | 3406.42 | 1041717.3002 | PERAR |  |  | 01 | [9 empty] | 2013-05-01 | 2017-02-18 | 2017-05-28
2402 | 29200000TL | 03483 | EGC031033 | P | 58008665 | 58 | EGTL Spares | Mtce | 54 | 54A | KIT:REPAIR, 20INX16IN | 300lb SOFT TRUNNION | Gaskets : CONTAINING GRAPHITE BODY GASKET VITON CLOSURE RING VITON STEM RING GRAPHITE STEM GASKET GRAPHITE GLAND | KI | 2 | 1 | 2 | NO | 7131.837 | 1107217.7 | PERAR |  |  | 01 | [9 empty] | 2013-05-01
2403 | 29200000TL | 03483 | EGC031033 | P | 58008668 | 58 | EGTL Spares | Mtce | 54 | 54A | KIT:REPAIR, 20INX10IN | 300lb SOFT TRUNNION | Gaskets : CONTAINING GRAPHITE BODY GASKET VITON CLOSURE RING VITON STEM RING GRAPHITE STEM GASKET GRAPHITE GLAND | KI | 2 | 1 | 2 | NO | 10059.5912 | 1561751.53 | PERAR |  |  | 01 |  | 1AXX | [7 empty] | 2013-05-01 | 2018-12-01
2404 | 29200000TL | 03483 | EGC031034 | P | 58008669 | 58 | EGTL Spares | Mtce | 54 | 54A | KIT:REPAIR, 4INX3IN | 300lb SOFT TRUNNION | Gaskets : CONTAINING GRAPHITE BODY GASKET VITON CLOSURE RING VITON STEM RING GRAPHITE STEM GASKET GRAPHITE GLAND | KI | 2 | 1 | 2 | NO | 8779.2614 | 1362980.33 | PERAR |  |  | 01 |  | 1AXX | [7 empty] | 2013-05-01 | 2018-12-02
2405 | 29200000TL | 03483 | EGC031031 | P | 58008670 | 58 | EGTL Spares | Mtce | 54 | 54A | KIT:REPAIR, 4INX3IN | 300lb METAL TRUNNION | Gaskets : CONTAINING GRAPHITE BODY GASKET GRAPHITE STEM GASKET GRAPHITE GLAND | KI | 7 | 1 | 2 | NO | 1829.4712 | 284025.41 | PERAR |  |  | 01 |  | 1AXX | [7 empty] | 2013-05-01
2406 | 29200000TL | 03483 | EGC031024 | P | 58008671 | 58 | EGTL Spares | Mtce | 54 | 54A | KIT:REPAIR, 8INX6IN | 300lb SOFT TRUNNION | Gaskets : CONTAINING GRAPHITE BODY GASKET VITON CLOSURE RING VITON STEM RING GRAPHITE STEM GASKET GRAPHITE GLAND | KI | 1 | 1 | 2 | NO | 915.2358 | 142090.35 | PERAR |  |  | 01 |  | 1AXX | [7 empty] | 2013-05-01
2407 | 29200000TL | 03483 | EGC031025 | P | 58008672 | 58 | EGTL Spares | Mtce | 54 | 54A | KIT:REPAIR | 1IN 300lb METAL FLOATING | Gaskets : CONTAINING GRAPHITE BODY | KI | 6 | 0 | 0 | NO | 7131.837 | 1107217.7 | PERAR |  |  | 01 |  | 1AXX | [7 empty] | 2013-05-01 | 2013-12-29
2408 | 29200000TL | 03483 | EGC031025 | P | 58008673 | 58 | EGTL Spares | Mtce | 54 | 54A | KIT:REPAIR, 1IN X 0.75IN | 300LB METAL FLOATING | Gaskets : CONTAINING GRAPHITE BODY | KI | 1 | 1 | 2 | NO | 10059.5912 | 1561751.53 | PERAR |  |  | 01 |  | 1AXX | [7 empty] | 2013-05-01
2409 | 29200000TL | 03483 | EGC031031 | P | 58008674 | 58 | EGTL Spares | Mtce | 54 | 54A | KIT:REPAIR, 8INX6IN | 300lb METALTRUNNION | Gaskets : CONTAINING GRAPHITE BODY GASKET GRAPHITE STEM GASKET GRAPHITE GLAND | KI | 2 | 1 | 2 | NO | 8779.2614 | 1362980.33 | PERAR |  |  | 01 |  | 1AXX | [7 empty] | 2013-05-01
2410 | 29200000TL | 03483 | EGC031025 | P | 58008675 | 58 | EGTL Spares | Mtce | 54 | 54A | KIT:REPAIR, 1IN X 0.75IN | 300lb SOFT FLOATING | Gaskets : CONTAINING GRAPHITE BODY | KI | 2 | 0 | 0 | NO | 155.04 | 24069.95 | PERAR |  |  | 01 |  | 1AXX | [7 empty] | 2013-05-01
2411 | 29200000TL | 03483 | EGC031032 | P | 58008677 | 58 | EGTL Spares | Mtce | 54 | 54A | KIT:REPAIR, 3INX2IN | 300lb METAL TRUNNION | Gaskets : 460V 60HZ 3PH, FRACTIONATOR BOTTOM PUMPS MOTOR | KI | 1 | 1 | 2 | NO | 438.113 | 68017.02 | PERAR |  |  | 01 |  | 1AXX | [7 empty] | 2013-05-01
2412 | 29200000TL | 03483 | EGC031027 | P | 58008678 | 58 | EGTL Spares | Mtce | 54 | 54A | KIT: SOFT SEALS & GASKETS | SIZE / CLASS: 1.1/2IN 300 LB | VALVE KITS CONTAINS: UPPER THRUST WASHER 07 DU-DRY, BODY GASKET 09A GRAPHITE, CLOSURE GASKET 09B GRAPHITE, STEM GASKET 16A GRAPHITE, GLAND PLATE GASKET 31 GRAPHITE, GLAND PLATE GASKET 32 GRAPHITE, SEAT GASKET 33 GRAPHITE, TRUNNION GASKET 47 GRAPHITE, TRUN | KI | 2 | 1 | 2 | NO | 4448.38 | 1195675.5175 | PERAR | 0900020003 |  | 01 |  | 1AXX | 1CCC | [6 empty] | 2013-05-01 | 2016-10-24 | 2018-11-19
2413 | 29200000TL | 03483 | EGC025029 | P | 58008727 | 58 | EGTL Spares | Mtce | 66 | 66Z | VERSA: SV-5-MS-167 | SHUTTLE VALVE, ELECTRONIC | (ROTORK, SV-5-MS-167)EA | EA | 1 | 0 | 0 | NO | 740.0477 | 114892.4 |  |  |  | 00 |  |  | 1CCC | [6 empty] | 2013-12-15
2414 | 29200000TL | 03483 | EGC026011 | P | 58008756 | 58 | EGTL Spares | Mtce | 65 | 65A | PUNCH SET:DUAL CUTTING HEAD | 1/8 IN TO 1-3/16 IN HOLE | Tools - Hand / Power :15 PIECE, PLASTIC CASE, TITLE OF BOM 000006A, REV. 1 | ST | 2 | 1 | 2 | NO | 174.5523 | 27106.23 | MCMASTER-CARR | 3375A11 |  | 00 | 1 | 2CAC | [7 empty] | 2012-01-07
2415 | 29200000TL | 03483 | EG1051011 | P | 58008758 | 58 | EGTL Spares | Mtce | 66 | 66Z | VALVE: GLOBE, 8 IN | COMPLETE VALVE WITH NO ACTUATO | Valve-Other : CLASS 600, RTJ FLG, WCC CARBON STEEL BODY, 416 SS HD PLUG, 410 SS SEAT, 17-4 PH CAGE, 316 SS STEM,REDUCED PORT, ACTUATOR OPERATED, 58 BARG @DEG C, PTFE PACKING, BOLTED BONNET, SLIDING STEM ; FOR FEED GAS COMPRESSOR A RECYCLE VALVE | EA | 1 | 0 | 0 | NO | 15524.5999 | 2410194.14 | FISHER | FSHPT-56 |  | 02 | [9 empty] | 2013-05-01
2416 | 29200000TL | 03483 | EGC003004 | P | 58008769 | 58 | EGTL Spares | Mtce | 66 | 66F | STEM: CONTROL VALVE | 1 IN DIA, 23-1/4 IN LG | Valve - Parts & Accessories :S20910 FMS20B21, PLUG, S20910 FMS20B21 | EA | 2 | 0 | 0 | NO | 773.8975 | 120155.32 | FISHER CONTROLS | 11A3429XG82 | 11A3429XG82 | 22 | 1 | 1BBA |  |  | FORM 5251 |  |  |  |  | 2012-01-06
2417 | 29200000TL | 03483 | EG1020013 | P | 58008771 | 58 | EGTL Spares | Mtce | 50 | 50Z | BEARING:THRUST,ROTARY | 4-17/32 IN X 5-29/32 IN X | Bearings & Accessories - All :63/64 IN | EA | 1 | 0 | 0 | NO | 765.6405 | 118873.35 | FISHER CONTROLS | 11A7184X012 | 11A7184X012 | 01,21,22 | 1 | 1BBA |  |  | FORM 5057 |  |  |  |  | 2012-01-06
2418 | 29200000TL | 03483 | EGC027027 | P | 58008773 | 58 | EGTL Spares | Mtce | 14 | 14C | RING:SPR RADIAL SEAL | 15.86 IN X 16.36 IN X 0.25 IN | Flow Measuring Instruments : N10276/PTFE G M | EA | 1 | 0 | 0 | NO | 775.3987 | 120388.4 | FISHER CONTROLS | 13B7296X012 | 13B7296X012 | 01,22 | 1 | 1BBA |  |  | FORM 5329 |  |  |  |  | 2012-01-06
2419 | 29200000TL | 03483 | EGC024008 | P | 58008775 | 58 | EGTL Spares | Mtce | 76 | 76Z | BUSHING: CONTROL VALVE | SEAL,SIZE 80-100 | Pumps-Other : B505 C95400 | EA | 1 | 0 | 0 | NO | 337.0319 | 52327.58 | FISHER CONTROLS | 1H946314042 | 1H946314042 | 02,22 | 1 | 1BBA |  |  | FORM 5329 |  |  |  |  | 2012-01-06
2420 | 29200000TL | 03483 | EGC003004 | P | 58008776 | 58 | EGTL Spares | Mtce | 66 | 66F | STEM: GLOBE VALVE | 1-1/4 IN DIA,23-1/2 IN LG | Valve - Parts & Accessories :S31600,GND & POL, S31600, B, G&P | EA | 2 | 0 | 0 | NO | 1479.4878 | 229705.27 | FISHER CONTROLS | 1L2298X0012 | 1L2298X0012 | 01,02,22 | 1 | 1BBA |  |  | FORM 5081 |  |  |  |  | 2012-01-06
2421 | 29200000TL | 03483 | EGC003004 | P | 58008777 | 58 | EGTL Spares | Mtce | 66 | 66F | STEM: GLOBE VALVE | 1 IN DIA, 20-1/2 IN LG,S31600 | Valve - Parts & Accessories :GND & POL, S31600, B, G&P | EA | 2 | 0 | 0 | NO | 747.6255 | 116076.33 | FISHER CONTROLS | 1L877635162 | 1L877635162 | 01,02,22 | 1 | 1BBA |  |  | FORM 5032 |  |  |  |  | 2012-01-06
2422 | 29200000TL | 03483 | EGC003004 | P | 58008779 | 58 | EGTL Spares | Mtce | 66 | 66F | STEM: CONTROL VALVE | 3/4 IN DIA,23-1/2 IN LG,S20910 | Valve - Parts & Accessories :PLUG, S20910 FMS20B21 | EA | 1 | 0 | 0 | NO | 2814.855 | 437034.38 | FISHER CONTROLS | 21B0783X542 | 21B0783X542 | 22 | 1 | 1BBA |  |  | FORM 5032 |  |  |  |  | 2012-01-06
2423 | 29200000TL | 03483 | EGC030012 | P | 58008780 | 58 | EGTL Spares | Mtce | 66 | 66F | RETAINER:CAGE,6 IN,STL NITRIDE | FOR CONTROL VALVES | Valve - Parts & Accessories : | EA | 1 | 0 | 0 | NO | 4226.0356 | 656134.28 | FISHER CONTROLS | 22A3255X022 | 22A3255X022 | 22 | 1 | 1BBA |  |  | FORM 5032 |  |  |  |  | 2012-01-06
2424 | 29200000TL | 03483 | EGC024007 | P | 58008781 | 58 | EGTL Spares | Mtce | 66 | 66F | RING: RETAINING | SEAT, 2 IN, 718/2B22/CRCT | Valve - Parts & Accessories : | EA | 1 | 0 | 0 | NO | 976.567 | 151621.79 | FISHER CONTROLS | 26A5296X022 | 26A5296X022 | 01,22 | 1 | 1BBA |  |  | FORM 5251 |  |  |  |  | 2012-01-06
2425 | 29200000TL | 03483 | EGC024009 | P | 58008782 | 58 | EGTL Spares | Mtce | 54 | 54A | GASKET:CONTROL VALVE | 3.19 IN X 3.69 IN X .03 IN | Gaskets : SILVER PLTD N04400, RING | EA | 4 | 0 | 0 | NO | 74.3122 | 11537.71 | FISHER CONTROLS | 26A5308X012 | 26A5308X012 | 01 | 1 | 1BBA |  |  | FORM 5251 |  |  |  |  | 2012-01-06
2426 | 29200000TL | 03483 | EGC028033 | P | 58008783 | 58 | EGTL Spares | Mtce | 66 | 66G | PLUG: VALVE | 6 IN VALVE, SA564 S17400 H900 | Valve-Plug : WHISPER III, S17400 H900 | EA | 2 | 0 | 0 | NO | 3889.0035 | 603806.69 | FISHER CONTROLS | 27A3999X012 | 27A3999X012 | 01,02,22 | 1 | 1BBA |  |  | FORM 5032 |  |  |  |  | 2012-01-06
2427 | 29200000TL | 03483 | EGC029034 | P | 58008784 | 58 | EGTL Spares | Mtce | 66 | 66F | CAGE: GLOBE VALVE | 6 IN VALVE, 5 3/8 IN, S41600 | Valve - Parts & Accessories :WHISPER III, C3, S41600 FGS 2B8 | EA | 2 | 0 | 0 | NO | 5652.2287 | 877565.03 | FISHER CONTROLS | 32A3250X012 | 32A3250X012 | 02,21,22 | 1 | 1BBA |  |  | FORM 5032 |  |  |  |  | 2012-01-06
2428 | 29200000TL | 03483 | EG1053036 | P | 58008785 | 58 | EGTL Spares | Mtce | 66 | 66G | STEM: GLOBE VALVE | 14.75 IN DIA,12.56 IN LG | Valve-Plug : CA6NM HT/NIT50 | EA | 1 | 0 | 0 | NO | 13447.5003 | 2087858.89 | FISHER CONTROLS | 33B7321X262 | 33B7321X262 | 22 | 1 | 1BBA |  |  | FORM 5329 |  |  |  |  | 2012-01-06 | 2024-11-22 |  |  |  | -1 | 1
2429 | 29200000TL | 03483 | EGC029026 | P | 58008786 | 58 | EGTL Spares | Mtce | 66 | 66G | PLUG: GLOBE VALVE | 2 IN VALVE,316 SS, 20B64/COCRA | Valve-Plug : | EA | 2 | 0 | 0 | NO | 2169.3149 | 336807.83 | FISHER CONTROLS | 36A5425X052 | 36A5425X052 | 02,22 | 1 | 1BBA |  |  | FORM 5251 |  |  |  |  | 2012-01-06
2430 | 29200000TL | 03483 | EGC029026 | P | 58008789 | 58 | EGTL Spares | Mtce | 66 | 66F | CAGE: GLOBE VALVE 2 IN | 1-7/8 IN, 316 SS CR CT | Valve - Parts & Accessories :EQ%,CTD BORE, CR CT | EA | 1 | 0 | 0 | NO | 1996.6704 | 310003.05 | FISHER CONTROLS | 39A9226X022 | 39A9226X022 | 02,21,22 | 1 | 1BBA |  |  | FORM 5251 |  |  |  |  | 2012-01-06
2431 | 292000TLDE | 03483 | EG1053036 | P | 58008790 | 58 | EGTL Spares | Mtce | 66 | 66G | STEM: GLOBE VALVE | 14.75 IN DIA, 15.56 IN LG | Valve-Plug : CA6NM/NIT50 | AS | 1 | 0 | 0 | NO | 0 | 0 | FISHER CONTROLS | 39B5233X032 | 39B5233X032 | 22 | 1 | 1BBA |  |  | FORM 5329 |  |  |  |  | 2025-10-20 |  |  | 1 | 1
2432 | 29200000TL | 03483 | EG1053036 | P | 58008791 | 58 | EGTL Spares | Mtce | 66 | 66G | STEM: GLOBE VALVE | 16.25 IN DIA, 15.56 IN LG | Valve-Plug : CA6NM/NIT50 | AS | 1 | 0 | 0 | NO | 17283.2092 | 2683391.06 | FISHER CONTROLS | 40C2676X0E2 | 40C2676X0E2 | 22 | 1 | 1BBA |  |  | FORM 5329 |  |  |  |  | 2012-01-06
2433 | 29200000TL | 03483 | EGC003035 | P | 58008792 | 58 | EGTL Spares | Mtce | 66 | 66F | CAGE: GLOBE VALVE | 8 IN X 4 IN, 17-4 H1075 | Valve - Parts & Accessories :WIII, LEVEL B3, 17-4H1075 20B64 | EA | 1 | 0 | 0 | NO | 12028.8133 | 1867593.56 | FISHER CONTROLS | 40C3901X012 | 40C3901X012 | 02,21,22 | 1 | 1BBA |  |  | FORM 5081 |  |  |  |  | 2012-01-06
2434 | 292000TLDE | 03483 | EGC002030 | P | 58008795 | 58 | EGTL Spares | Mtce | 66 | 66F | ASSEMBLY:CAGE/RETAIN/RING | 16 IN,410/17-4/316/#6 | Valve - Parts & Accessories :FOR CONTROL VALVE | EA | 1 | 0 | 0 | YES | 7939.1298 | 11887179.61 | FISHER CONTROLS | GE28161X042 | GE28161X042 | 01,22 | 1 | 1BBA |  |  | FORM 5329 |  |  |  |  | 2016-03-31 |  |  | 1 | 1
2435 | 292000TLDE | 03483 | EGC002030 | P | 58008798 | 58 | EGTL Spares | Mtce | 66 | 66F | ASSEMBLY:CAGE/RING/20 IN | 17-4/17-4 | Valve - Parts & Accessories :FOR CONTROL VALVE | AS | 1 | 0 | 0 | YES | 7641.6807 | 11441812.08 | FISHER CONTROLS | 49B2628X0A2 | 49B2628X0A2 | 01,22 | 1 | 1BBA |  |  | FORM 5329 |  |  |  |  | 2016-03-31 |  |  | 1 | 1
2436 | 29200000TL | 03483 | EGC003035 | P | 58008800 | 58 | EGTL Spares | Mtce | 66 | 66F | CAGE: GLOBE VALVE | 8 IN VALVE,7 IN X 6 IN,410/HT | Valve - Parts & Accessories :LEVEL Y, 410/HT | EA | 1 | 0 | 0 | NO | 5321.9524 | 826286.33 | FISHER CONTROLS | GE06659X012 | GE06659X012 | 02,21,22 | 1 | 1BBA |  |  | FORM 5081 |  |  |  |  | 2012-01-06
2437 | 29200000TL | 03483 | EGC031022 | P | 58008802 | 58 | EGTL Spares | Mtce | 66 | 66F | SEAT: LINER 3 IN VALVE | 1-7/8 IN, ALLOY 6 | Valve - Parts & Accessories :FOR CONTROL VALVE | EA | 2 | 0 | 0 | NO | 3715.6085 | 576885.38 | FISHER CONTROLS | GE16363X012 | GE16363X012 | 01,22 | 1 | 1BBA |  |  | FORM 5251 |  |  |  |  | 2012-01-06
2438 | 29200000TL | 03483 | EGC006FLR | P | 58008803 | 58 | EGTL Spares | Mtce | 66 | 66F | ASSEMBLY:CAGE/RETAINER/RING | 20 IN,316L/CRCT/316 NO-6 | Valve - Parts & Accessories :FOR CONTROL VALVE | EA | 1 | 0 | 0 | NO | 175 | 27170.5 | FISHER CONTROLS | GE28942X052 | GE28942X052 | 01,22 | 1 | 1BBA |  |  | FORM 5057 |  |  |  |  | 2012-01-06
2439 | 29200000TL | 03483 | EGC002023 | P | 58008804 | 58 | EGTL Spares | Mtce | 66 | 66G | PLUG: GLOBE VALVE | 8 IN VALVE, 410/416 SS | Valve-Plug : BAL, HT 20B64 | EA | 2 | 0 | 0 | NO | 4248.5544 | 659630.55 | FISHER CONTROLS | GE30364X012 | GE30364X012 | 01,02,22 | 1 | 1BBA |  |  | FORM 5081 |  |  |  |  | 2012-01-06
2440 | 29200000TL | 03483 | EGC035016 | P | 58008834 | 58 | EGTL Spares | Mtce | 08 | 08Z | PAINT:ENAMEL,SAFETY ORANGE | 12 OZ CAN, 6 CANS/CASE | *OBS*Corsn Mitigtn-P : TITLE OF BOM 000006A. All chemicals and other hazardous materials must be accompained by the following; a) Safety data Sheet, SDS, (not more than 5 years old); b) Certificate of Analysis /Quality , COA/Q, c) All containers must be | CN | 5 | 3 | 5 | NO | 43.946 | 10185.6437 | RUST-OLEUM | 7555838 |  | 12 | 1 | 2CAC | 1CCC | [6 empty] | 2012-01-07 | 2017-07-13 | 2017-08-16
2441 | 29300000TL | 03483 | EGC035009 | P | 58008836 | 58 | EGTL Spares | Mtce | 08 | 08Z | PAINT:ENAMEL,SAFETY RED | 12 OZ CAN, 6 CANS/CASE | *OBS*Corsn Mitigtn-P : TITLE OF BOM 000006A. All chemicals and other hazardous materials must be accompained by the following; a) Safety data Sheet, SDS, (not more than 5 years old); b) Certificate of Analysis /Quality , COA/Q, c) All containers must be | CN | 4 | 2 | 4 | YES | 197 | 314155.9 | RUST-OLEUM | 7564838 |  | 12 | 1 | 2CAC | 2CAC | [6 empty] | 2019-11-01 |  | 2025-04-21
2442 | 29200000TL | 03483 | EG1004006 | P | 58008870 | 58 | EGTL Spares | Mtce | 51 | 51D | WIRE | ASTM A580TP302 | Electric Components - Wire / Cable : | EA | 1 | 0 | 0 | NO | 31.4 | 4874.85 | NUOVO PIGNONE | BKR00250 |  | 00 |  |  | 2CBC | [6 empty] | 2013-05-01 |  | 2014-06-17
2443 | 29200000TL | 03483 | EG1004013 | P | 58008871 | 58 | EGTL Spares | Mtce | 56 | 56Z | NUT | 8 ISO 898-2 | Fasteners / Hardware : | EA | 6 | 4 | 6 | NO | 8.1933 | 1345.0963 | NUOVO PIGNONE | FFF14024 |  | 01,21,22 |  |  | 2CBC | [6 empty] | 2013-05-01 |  | 2014-06-17
2444 | 29200000TL | 03483 | EG1004013 | P | 58008873 | 58 | EGTL Spares | Mtce | 65 | 65A | PIN: 2 MM DIAMETER, STEEL | CONTROL VALVE ASSEMBLY N50 | Tools - Hand / Power : | EA | 4 | 0 | 0 | NO | 7.7 | 1195.425 | NUOVO PIGNONE | FPD06060 |  | 01,22 | 1 | 3CAC |  |  | SOL01293, 47 |  |  |  |  | 2012-01-06
2445 | 29200000TL | 03483 | EG1004004 | P | 58008887 | 58 | EGTL Spares | Mtce | 56 | 56Z | NUT | RING 45CRMOV4 | Fasteners / Hardware : | EA | 4 | 2 | 4 | NO | 498.9 | 77454.23 | NUOVO PIGNONE | SLQ31175 |  | 01,21,22 |  |  | 2CBC | [6 empty] | 2013-05-01
2446 | 29200000TL | 03483 | EG1004004 | P | 58008891 | 58 | EGTL Spares | Mtce | 66 | 66F | SEAT: VALVE, 2 IN | 100 MM DIA, X20CRMOW12 | Valve - Parts & Accessories :FOR STEAM TURBINE CONTROL | EA | 1 | 0 | 1 | NO | 1944 | 301806 | NUOVO PIGNONE | SLR61578 |  | 01,22 | 1 | 1AXX |  |  | SOL01293, 1, 2, 4, 5 |  |  |  |  | 2012-01-06
2447 | 29200000TL | 03483 | EG1004013 | P | 58008894 | 58 | EGTL Spares | Mtce | 87 | 87B | BUSH | STANDARD MATERIAL | Engines - Parts : | EA | 6 | 3 | 6 | NO | 13.8267 | 2267.2647 | NUOVO PIGNONE | SLZ35682 |  | 01 |  |  | 2CBC | [6 empty] | 2013-05-01 |  | 2014-06-17
2448 | 29200000TL | 03483 | EG1011006 | P | 58008896 | 58 | EGTL Spares | Mtce | 66 | 66Z | KIT:REPAIR, WIQ81123 | FOR STEAM TURBINE GENERATOR | Valve-Other : CONTAINS BACKUP RING, PISTON SEAL,PUSHROD BUSH, PUSHROD SEALS,PISTON, VARIOUS 173-XV-0104; 173-XV-1104;173-XV-2104 IN | EA | 7 | 0 | 0 | NO | 4763.9314 | 739599.5142 | B.F.E. S.P.A. | WIQ81123 | IRV2986001 | 01 | 1 | 3CAC |  |  | SOL06676 |  |  |  |  | 2012-01-06
2449 | 29200000TL | 03483 | EGC043012 | P | 58008897 | 58 | EGTL Spares | Mtce | 66 | 66P | KIT:REPAIR, WIQ81145 | FOR STEAM TURBINE GENERATOR | Valve - Control : &quot;CONTAINS DIAPHRAGM,DIAPHRAGM PLATE,SCREW, VARIOUS 173-XV-0101; 173-XV-1101; 173-XV-2101 IN&quot; | EA | 7 | 0 | 0 | NO | 9.3006 | 1443.83 | B.F.E. S.P.A. | WIQ81145 | IRV2986003 | 01,22 | 1 | 3CAC |  |  | SOL06676 |  |  |  |  | 2012-01-06
2450 | 29200000TL | 03483 | EGC036004 | P | 58008904 | 58 | EGTL Spares | Mtce | 65 | 65A | PIN:GROOVE, TYPE 24 | 4MM DIA X 12MM LG, | Tools - Hand / Power :"NITRONIC 50, S31600 EQUIPMENT: SOLENOID VALVES AND SILECER" | EA | 1 | 0 | 0 | NO | 28.7529 | 4463.88 | EMERSON FISHER | 18A6138X012 |  | 01,22 | 1 | 1AXX |  |  | 5290 |  |  |  |  | 2012-01-06
2451 | 29200000TL | 03483 | EG1021016 | P | 58008968 | 58 | EGTL Spares | Mtce | 56 | 56Z | RING | OIL SPLASH RING, AL | Fasteners / Hardware : | EA | 3 | 4 | 6 | NO | 1004.6 | 155964.15 | NUOVO PIGNONE | SLS32524 |  | 01 |  |  | 2CBC | [6 empty] | 2013-05-01
2452 | 29200000TL | 03483 | EG1021015 | P | 58008969 | 58 | EGTL Spares | Mtce | 56 | 56Z | RING | AL | Fasteners / Hardware : | EA | 6 | 4 | 6 | NO | 814.2733 | 153181.3739 | NUOVO PIGNONE | SLS32380 |  | 01 |  |  | 2CBC | [6 empty] | 2013-05-01 | 2013-09-26 | 2014-08-01
2453 | 29200000TL | 03483 | EG1021015 | P | 58008970 | 58 | EGTL Spares | Mtce | 52 | 56Z | RING | RETAINER OIL | Fasteners / Hardware : | EA | 6 | 4 | 6 | NO | 1742.8 | 531554 | NUOVO PIGNONE | SLS32523 |  | 01 |  |  | 2CBC | [6 empty] | 2013-05-01 | 2013-09-24 | 2015-12-08
2454 | 29200000TL | 03483 | EG1011009 | P | 58008977 | 58 | EGTL Spares | Mtce | 66 | 66G | PLUG: VALVE | 100 MM DIAMETER VALVE | Valve-Plug : STL DIN 1.7175, X20CRMOW12 | EA | 2 | 0 | 0 | NO | 2263.4063 | 351380.435 | NUOVO PIGNONE | SLR6206560 |  | 01,02,22 | 1 | 3CAC |  |  | SOL01293, 10 |  |  |  |  | 2012-01-06
2455 | 29200000TL | 03483 | EG1004021 | P | 58008978 | 58 | EGTL Spares | Mtce | 21 | 21Z | JOINT | BALL, VARIOUS | OCTG-Other : | EA | 1 | 4 | 8 | NO | 168.7 | 26190.68 | NUOVO PIGNONE | RGO08915 |  | 01 |  |  | 2CBC | [6 empty] | 2013-05-01
2456 | 29200000TL | 03483 | EG1004021 | P | 58008979 | 58 | EGTL Spares | Mtce | 65 | 65A | PIN: 40MM DIA | SS DIN 1.7225, 40CRMO4B | Tools - Hand / Power : | EA | 2 | 0 | 0 | NO | 371.2 | 57628.8 | NUOVO PIGNONE | SLQ60424 |  | 01,22 | 1 | 3CAC |  |  | SOL01293, 105 |  |  |  |  | 2012-01-06
2457 | 29200000TL | 03483 | EG1004021 | P | 58008980 | 58 | EGTL Spares | Mtce | 87 | 87B | RING:STEAM TURBINE VALVE | 40MM DIA, STL DIN EN 10083, | Engines - Parts : 2C45 | EA | 2 | 0 | 1 | NO | 160.2 | 24871.05 | NUOVO PIGNONE | SLP30738 |  | 01,22 | 1 | 3CAC |  |  | SOL01293, 106 |  |  |  |  | 2012-01-06
2458 | 29200000TL | 03483 | EG1004021 | P | 58008981 | 58 | EGTL Spares | Mtce | 87 | 87B | RING:STEAM TURBINE VALVE | 40 MM DIA,SPRING STL | Engines - Parts : SEEGER RING | EA | 2 | 0 | 0 | NO | 28.9 | 4486.725 | NUOVO PIGNONE | KKA00035 |  | 01,22 | 1 | 3CAC |  |  | SOL01293, 107 |  |  |  |  | 2012-01-06
2459 | 29200000TL | 03483 | EG1004021 | P | 58008982 | 58 | EGTL Spares | Mtce | 65 | 65A | PIN:STEAM TURBINE VALVE | 10 MM DIA X 100 MM LG, STL C45 | Tools - Hand / Power : | EA | 2 | 0 | 1 | NO | 44.4 | 6893.1 | NUOVO PIGNONE | SLP60559 |  | 01,22 | 1 | 3CAC |  |  | SOL01293, 108 |  |  |  |  | 2012-01-06
2460 | 29200000TL | 03483 | EG1004021 | P | 58008983 | 58 | EGTL Spares | Mtce | 56 | 56Z | SPRING | STEEL | Fasteners / Hardware : | EA | 20 | 10 | 20 | NO | 0.8 | 124.2 | NUOVO PIGNONE | RMQ19239 |  | 01 |  |  | 2CBC | [6 empty] | 2013-05-01
2461 | 29200000TL | 03483 | EG1004021 | P | 58008984 | 58 | EGTL Spares | Mtce | 87 | 87B | RING:STEAM TURBINE VALVE | 30 MM DIA, STL 45CRMOV4 | Engines - Parts : | EA | 2 | 0 | 0 | NO | 358.9116 | 55719.2275 | NUOVO PIGNONE | SLQ31164 |  | 01,22 | 1 | 3CAC |  |  | SOL01293, 11 |  |  |  |  | 2012-01-06
2462 | 29200000TL | 03483 | EG1004021 | P | 58008985 | 58 | EGTL Spares | Mtce | 87 | 87B | RING:STEAM TURBINE VALVE | 10 MM DIA,STL C45 | Engines - Parts : | EA | 2 | 0 | 0 | NO | 91.9 | 14267.475 | NUOVO PIGNONE | SLP81889 |  | 01,22 | 1 | 3CAC |  |  | SOL01293, 110 |  |  |  |  | 2012-01-06
2463 | 29200000TL | 03483 | EG1004021 | P | 58008986 | 58 | EGTL Spares | Mtce | 57 | 56Z | NUT | 8 ISO 898-2 | Fasteners / Hardware : | EA | 6 | 4 | 6 | NO | 0.8 | 124.2 | NUOVO PIGNONE | FFF14012 |  | 01,21,22 |  |  | 2CBC | [6 empty] | 2013-05-01
2464 | 29200000TL | 03483 | EG1026010 | P | 58008987 | 58 | EGTL Spares | Mtce | 65 | 65A | PIN:STEAM TURBINE VALVE | 25 MM DIAMETER,STL C45 | Tools - Hand / Power : | EA | 1 | 0 | 0 | NO | 207.9634 | 32284.2375 | NUOVO PIGNONE | SLP60572 |  | 01,22 | 1 | 3CAC |  |  | SOL01293, 112 |  |  |  |  | 2012-01-06
2465 | 29200000TL | 03483 | EG1026003 | P | 58008988 | 58 | EGTL Spares | Mtce | 87 | 87B | RING:SEEGER,25MM DIA | SPRING STL | Engines - Parts : | EA | 1 | 0 | 0 | NO | 92.9 | 14422.725 | NUOVO PIGNONE | KKA00025 |  | 01,22 | 1 | 3CAC |  |  | SOL01293, 113 |  |  |  |  | 2012-01-06
2466 | 29200000TL | 03483 | EGC036031 | P | 58008989 | 58 | EGTL Spares | Mtce | 65 | 65A | PIN:STEAM TURBINE VALVE | 30 MM DIA X 150 MM LG,STL C45 | Tools - Hand / Power : | EA | 1 | 0 | 0 | NO | 487.9315 | 75746.48 | NUOVO PIGNONE | SLP60909 |  | 01,22 | 1 | 3CAC |  |  | SOL01293, 114 |  |  |  |  | 2012-01-06
2467 | 29200000TL | 03483 | EG1026003 | P | 58008990 | 58 | EGTL Spares | Mtce | 65 | 65A | PIN:STEAM TURBINE VALVE | 3 MM DIA X 100 MM,STL C45 | Tools - Hand / Power : | EA | 1 | 0 | 0 | NO | 28.06 | 4356.315 | NUOVO PIGNONE | SLP60426 |  | 01,22 | 1 | 3CAC |  |  | SOL01293, 116 |  |  |  |  | 2012-01-06
2468 | 29200000TL | 03483 | EG1026003 | P | 58008991 | 58 | EGTL Spares | Mtce | 65 | 65A | PIN:STEAM TURBINE VALVE | 3 MM DIA X 12 MM LG,INOX | Tools - Hand / Power : | EA | 1 | 0 | 0 | NO | 28.06 | 4356.315 | NUOVO PIGNONE | FPD03020 |  | 01,22 | 1 | 3CAC |  |  | SOL01293, 118 |  |  |  |  | 2012-01-06
2469 | 29200000TL | 03483 | EGC036032 | P | 58008992 | 58 | EGTL Spares | Mtce | 87 | 87B | PIN:STEAM TURBINE VALVE | 30 MM DIA,STL 45CRMOV4 | Engines - Parts : | EA | 1 | 0 | 0 | NO | 122.988 | 19092.65 | NUOVO PIGNONE | SLQ81590 |  | 01,22 | 1 | 3CAC |  |  | SOL01293, 12 |  |  |  |  | 2012-01-06
2470 | 29200000TL | 03483 | EGC036032 | P | 58008993 | 58 | EGTL Spares | Mtce | 87 | 87B | RING:STEAM TURBINE VALVE | 30 MM DIA, STL 45CRMOV4 | Engines - Parts : | EA | 1 | 0 | 0 | NO | 97.8763 | 15194.32 | NUOVO PIGNONE | SLQ81570 |  | 01,22 | 1 | 3CAC |  |  | SOL01293, 13 |  |  |  |  | 2012-01-06
2471 | 29200000TL | 03483 | EGC036032 | P | 58008994 | 58 | EGTL Spares | Mtce | 87 | 87B | RING:STEAM TURBINE VALVE | 30 MM DIA,STL 45CRMOV4 | Engines - Parts : | EA | 1 | 0 | 0 | NO | 282.2082 | 43810 | NUOVO PIGNONE | SLQ81593 |  | 01,22 | 1 | 3CAC |  |  | SOL01293, 14 |  |  |  |  | 2012-01-06
2472 | 29200000TL | 03483 | EGC036032 | P | 58008995 | 58 | EGTL Spares | Mtce | 87 | 87B | RING:STEAM TURBINE VALVE | 30 MM DIA,STL 45CRMOV4 | Engines - Parts : | EA | 1 | 0 | 0 | NO | 141.2891 | 21933.72 | NUOVO PIGNONE | SLQ81575 |  | 01,22 | 1 | 3CAC |  |  | SOL01293, 15 |  |  |  |  | 2012-01-06
2473 | 29200000TL | 03483 | EG1026003 | S | 58009000 | 58 | EGTL Spares | Mtce | 54 | 54A | PACKING: GRAPHITE, ROUND | 32 MM ID X 48 MM OD | Gaskets : FOR STEAM TURBINE CONTROL VALVE | EA | 20 | 1 | 11 | NO | 754.49 | 117134.5725 | NUOVO PIGNONE | RAZ08478 |  | 01,22 | 1 | 3CAC |  |  | SOL01293, 24 |  |  |  |  | 2012-01-06
2474 | 29200000TL | 03483 | EG1026003 | P | 58009001 | 58 | EGTL Spares | Mtce | 54 | 54A | PACKING: GRAPHITE, ROUND | 32 MM ID X 48 MM OD | Gaskets : FOR STEAM TURBINE CONTROL VALVE | EA | 20 | 0 | 0 | NO | 754.49 | 117134.5725 | NUOVO PIGNONE | RAZ08470 |  | 01,22 | 1 | 1AXX |  |  | SOL01293, 25 |  |  |  |  | 2012-01-06
2475 | 29200000TL | 03483 | EG1004021 | P | 58009002 | 58 | EGTL Spares | Mtce | 87 | 87B | BUSHING:STEAM TURBINE CONTROL | 40 MM DIA,SS DIN 1.8507 | *OBS*Engines - Other : | EA | 2 | 0 | 1 | NO | 331.8 | 51511.95 | NUOVO PIGNONE | SLQ35665 |  | 01,22 | 1 | 3CAC | 3CAC |  | SOL01293, 26 |  |  |  |  | 2012-01-06
2476 | 29200000TL | 03483 | EG1004005 | P | 58009003 | 58 | EGTL Spares | Mtce | 87 | 87B | BUSHING:STEAM TURBINE CONTROL | 40 MM DIA,SS DIN 1.8705 | *OBS*Engines - Other : | EA | 2 | 0 | 0 | NO | 318.4 | 49431.6 | NUOVO PIGNONE | SLR35666 |  | 01,22 | 1 | 3CAC | 3CAC |  | SOL01293, 27 |  |  |  |  | 2012-01-06
2477 | 29200000TL | 03483 | EG1011009 | P | 58009004 | 58 | EGTL Spares | Mtce | 66 | 66F | SEAT: VALVE | DIN 50 VALVE,120 MM DIA,STL | Valve - Parts & Accessories :X20CRMOW12 | EA | 2 | 0 | 1 | NO | 1755.3 | 272510.325 | NUOVO PIGNONE | SLR61574 |  | 01,22 | 1 | 3CAC |  |  | SOL01293, 3 |  |  |  |  | 2012-01-06
2478 | 29200000TL | 03483 | EG1007007 | P | 58009005 | 58 | EGTL Spares | Mtce | 65 | 65A | PIN:STEAM TURBINE VALVE | 3 MM DIA X 42 MM LG | Tools - Hand / Power :SS X12CR13, X12CR13 | EA | 2 | 0 | 0 | NO | 77.2 | 11985.3 | NUOVO PIGNONE | FPU04050 |  | 01,22 | 1 | 3CAC |  |  | SOL01293, 31 |  |  |  |  | 2012-01-06
2479 | 29200000TL | 03483 | EG1007002 | P | 58009006 | 58 | EGTL Spares | Mtce | 87 | 87B | BUSHING | NICUFE | Engines - Parts : | EA | 4 | 3 | 6 | NO | 1080.4 | 167732.1 | NUOVO PIGNONE | SLQ35698 |  | 01 |  |  | 2CBC | [6 empty] | 2013-05-01
2480 | 29200000TL | 03483 | EG1007007 | P | 58009007 | 58 | EGTL Spares | Mtce | 65 | 65A | PIN:STEAM TURBINE VALVE | 40 MM DIA X 100 MM LG, C40 | Tools - Hand / Power : | EA | 2 | 0 | 1 | NO | 244.6 | 37974.15 | NUOVO PIGNONE | SLP60607 |  | 01,22 | 1 | 3CAC |  |  | SOL01293, 33 |  |  |  |  | 2012-01-06
2481 | 29200000TL | 03483 | EG1007007 | P | 58009008 | 58 | EGTL Spares | Mtce | 87 | 87B | RING: SEEGER, 40MM DIA | SPRING STL | Engines - Parts : | EA | 2 | 0 | 0 | NO | 50.6 | 7855.65 | NUOVO PIGNONE | KKA00040 |  | 01,22 | 1 | 3CAC |  |  | SOL01293, 34 |  |  |  |  | 2012-01-06
2482 | 29200000TL | 03483 | EG1011010 | P | 58009009 | 58 | EGTL Spares | Mtce | 65 | 65A | PIN:STEAM TURBINE VALVE | 40 MM DIA X 560 MM LG,STL C45 | Tools - Hand / Power : | EA | 2 | 0 | 0 | NO | 1823.5 | 283098.375 | NUOVO PIGNONE | SLP60908 |  | 01,22 | 1 | 3CAC |  |  | SOL01293, 36 |  |  |  |  | 2012-01-06
2483 | 29200000TL | 03483 | EG1007007 | P | 58009010 | 58 | EGTL Spares | Mtce | 87 | 87B | BUSHING | STEEL | Engines - Parts : | EA | 2 | 0 | 0 | NO | 164.2 | 25492.05 | NUOVO PIGNONE | SLZ35680 |  | 01 |  |  | 2CBC | [6 empty] | 2013-05-01
2484 | 29200000TL | 03483 | EG1007002 | P | 58009011 | 58 | EGTL Spares | Mtce | 87 | 87B | BUSHING | STEEL | Engines - Parts : | EA | 2 | 0 | 0 | NO | 77.6 | 12047.4 | NUOVO PIGNONE | SLZ30734 |  | 01 |  |  | 2CBC | [6 empty] | 2013-05-01
2485 | 29200000TL | 03483 | EG1005014 | P | 58009012 | 58 | EGTL Spares | Mtce | 65 | 65A | PIN:STEAM TURBINE VALVE | 40 MM DIA X 560 MM LG,STL C40 | Tools - Hand / Power : | EA | 2 | 0 | 0 | NO | 2051.4 | 318479.85 | NUOVO PIGNONE | SLP60437 |  | 01,22 | 1 | 3CAC |  |  | SOL01293, 41 |  |  |  |  | 2012-01-06
2486 | 29200000TL | 03483 | EG1007002 | P | 58009013 | 58 | EGTL Spares | Mtce | 56 | 56Z | SCREW | SOCKET HEAD GRUB | Fasteners / Hardware : Steel ball, Black oxide treated, e:2.5mm,d1:6mm, LenghtQ:10mm | EA | 6 | 0 | 0 | NO | 126.9118 | 21196.1138 | NUOVO PIGNONE | HMK06010 |  | 02,21,22 |  |  | 2CBC | [6 empty] | 2013-05-01 | 2019-03-19 | 2014-11-21
2487 | 29200000TL | 03483 | EG1053006 | P | 58009014 | 58 | EGTL Spares | Mtce | 57 | 56Z | WASHER | SPRING STEEL | Fasteners / Hardware : | EA | 2 | 0 | 0 | NO | 2376 | 368874 | NUOVO PIGNONE | SLP53773 |  | 01 |  |  | 2CBC | [6 empty] | 2013-05-01
2488 | 29200000TL | 03483 | EG1051072 | P | 58009016 | 58 | EGTL Spares | Mtce | 54 | 54D | SPRING | WASHER, 50CRV4 | *OBS*GS&P-Other : | EA | 1 | 0 | 0 | NO | 4203 | 652515.75 | NUOVO PIGNONE | RMQ14305 |  | 01 |  |  | 2BAB | [6 empty] | 2013-05-01
2489 | 29200000TL | 03483 | EG1007021 | P | 58009017 | 58 | EGTL Spares | Mtce | 54 | 54D | SPRING | WASHER, C45 | *OBS*GS&P-Other : (ROTORK WCB55) | EA | 1 | 0 | 0 | NO | 1038.8 | 161273.7 | NUOVO PIGNONE | SLP53774 |  | 01 |  |  | 2BAB | [6 empty] | 2013-05-01
2490 | 29200000TL | 03483 | EG1004013 | P | 58009018 | 58 | EGTL Spares | Mtce | 87 | 87B | BUSHING | CAST IRON GM | Engines - Parts : | EA | 1 | 3 | 6 | NO | 314.2 | 48779.55 | NUOVO PIGNONE | SLM35679 |  | 01 |  |  | 2CBC | [6 empty] | 2013-05-01
2491 | 29200000TL | 03483 | EG1006005 | P | 58009019 | 58 | EGTL Spares | Mtce | 87 | 87B | BUSHING | C45 | Engines - Parts : | EA | 1 | 3 | 6 | NO | 511.8 | 79456.95 | NUOVO PIGNONE | SLP35668 |  | 01 |  |  | 2CBC | [6 empty] | 2013-05-01
2492 | 29200000TL | 03483 | EG1004004 | P | 58009020 | 58 | EGTL Spares | Mtce | 87 | 87B | BUSHING | C40 | Engines - Parts : | EA | 1 | 3 | 6 | NO | 1416.7 | 219942.68 | NUOVO PIGNONE | SLP35663 |  | 01 |  |  | 2CBC | [6 empty] | 2013-05-01
2493 | 29200000TL | 03483 | EGC036032 | P | 58009023 | 58 | EGTL Spares | Mtce | 65 | 65A | PIN:STEAM TURBINE VALVE | 40 MM DIA X 300 MM LG,C40 | Tools - Hand / Power : | EA | 1 | 0 | 0 | NO | 237.8453 | 36923.11 | NUOVO PIGNONE | SLP60570 |  | 01,22 | 1 | 3CAC |  |  | SOL01293, 58 |  |  |  |  | 2012-01-06
2494 | 29200000TL | 03483 | EG1004013 | P | 58009025 | 58 | EGTL Spares | Mtce | 56 | 56Z | NUT | RING, 45CRMOV4 | Fasteners / Hardware : | EA | 2 | 1 | 2 | NO | 635.755 | 103259.3653 | NUOVO PIGNONE | SLQ31210 |  | 01,21,22 |  |  | 2CBC | [6 empty] | 2013-05-01 |  | 2014-06-17
2495 | 29200000TL | 03483 | EGC036025 | P | 58009026 | 58 | EGTL Spares | Mtce | 66 | 66G | PLUG:STEAM TURBINE VALVE | 100 MM DIA, STL X 20CRMOW12 | Valve-Plug : | EA | 1 | 0 | 0 | NO | 2282.037 | 354263.42 | NUOVO PIGNONE | SLR5020963 |  | 01,02,22 | 1 | 3CAC |  |  | SOL01293, 7 |  |  |  |  | 2012-01-06
2496 | 29200000TL | 03483 | EG1004013 | P | 58009027 | 58 | EGTL Spares | Mtce | 65 | 65A | PIN:STEAM TURBINE VALVE | 3 MM DIA X 12 MM LG,IRON FE60 | Tools - Hand / Power : | EA | 5 | 0 | 0 | NO | 20.6 | 3198.15 | NUOVO PIGNONE | FJA06030 |  | 01,22 | 1 | 1AXX |  |  | SOL01293, 70 |  |  |  |  | 2012-01-06
2497 | 29200000TL | 03483 | EGC036031 | P | 58009028 | 58 | EGTL Spares | Mtce | 66 | 66G | PLUG:STEAM TURBINE VALVE | 100 MM DIA,STL X20 CRMOW12 | Valve-Plug : | EA | 1 | 0 | 0 | NO | 1848.0191 | 286886.48 | NUOVO PIGNONE | SLR6206611 |  | 01,02,22 | 1 | 3CAC |  |  | SOL01293, 8 |  |  |  |  | 2012-01-06
2498 | 29200000TL | 03483 | EGC036025 | P | 58009029 | 58 | EGTL Spares | Mtce | 66 | 66G | PLUG:STEAM TURBINE VALVE | 100MM DIA,STL X 20 CRMOW12 | Valve-Plug : | EA | 1 | 0 | 0 | NO | 2678.9126 | 415874.39 | NUOVO PIGNONE | SLR5020964 |  | 01,02,22 | 1 | 3CAC |  |  | SOL01293, 9 |  |  |  |  | 2012-01-06
2499 | 29200000TL | 03483 | EG1052005 | P | 58009030 | 58 | EGTL Spares | Mtce | 72 | 72Z | FILTER:STEAM,250MM DIA | 250 MM DIA,PATICOLARE ELEMENT | *OBS*Filtration-Elem : 5 MICRON,STL HSG,VARIOUS | EA | 1 | 0 | 0 | NO | 565.15 | 87739.5375 | NUOVO PIGNONE | SLO1200800 |  | 01,22 | 1 | 3CAC | 3CAC |  | SLO2708501, 3 |  |  |  |  | 2012-01-06
2500 | 29200000TL | 03483 | EG1004013 | P | 58009031 | 58 | EGTL Spares | Mtce | 87 | 87B | BUSHING | 34CRALMO7 | Engines - Parts : | EA | 1 | 3 | 6 | NO | 581.8 | 90324.45 | NUOVO PIGNONE | SLQ45406 |  | 01 |  |  | 2CBC | [6 empty] | 2013-05-01
2501 | 29200000TL | 03483 | EG1004013 | P | 58009032 | 58 | EGTL Spares | Mtce | 87 | 87B | BUSHING | THREADED X22CRMOV12 | Engines - Parts : | EA | 1 | 3 | 6 | NO | 441.4 | 68527.35 | NUOVO PIGNONE | SLQ45407 |  | 01 |  |  | 2CBC | [6 empty] | 2013-05-01
2502 | 29200000TL | 03483 | EG1004013 | P | 58009033 | 58 | EGTL Spares | Mtce | 56 | 56Z | RING | X22CRMOV12 | Fasteners / Hardware : | EA | 1 | 0 | 0 | NO | 625.5 | 97108.88 | NUOVO PIGNONE | SLQ31177 |  | 01 |  |  | 2CBC | [6 empty] | 2013-05-01
2503 | 29200000TL | 03483 | EG1004013 | P | 58009034 | 58 | EGTL Spares | Mtce | 57 | 56Z | NUT | C45 | Fasteners / Hardware : | EA | 2 | 1 | 2 | NO | 216.375 | 35143.6238 | NUOVO PIGNONE | SLP44363 |  | 01,21,22 |  |  | 2CBC | [6 empty] | 2013-05-01 |  | 2014-06-17
2504 | 29200000TL | 03483 | EG1051005 | P | 58009035 | 58 | EGTL Spares | Mtce | 66 | 66F | SEAT: VALVE | FOR EMERGENCY STOP VALVE | Valve - Parts & Accessories :DIN 250 VALVE,260 MM DIA X 305 MM OUTER DIA, STL 45CRMOV4 | EA | 1 | 0 | 0 | NO | 7689.4953 | 1193717.25 | NUOVO PIGNONE | SLQ61533 |  | 01,22 | 1 | 3CAC |  |  | SLO2708500, 2 |  |  |  |  | 2012-01-06
2505 | 29200000TL | 03483 | EG1004013 | P | 58009037 | 58 | EGTL Spares | Mtce | 54 | 54A | GASKET | GRAFITE | Gaskets : | EA | 2 | 1 | 2 | NO | 63.21 | 10266.5905 | NUOVO PIGNONE | RAZ08463 |  | 01 |  |  | 2CBC | [6 empty] | 2013-05-01 |  | 2014-06-17
2506 | 29200000TL | 03483 | EG1004013 | P | 58009038 | 58 | EGTL Spares | Mtce | 54 | 54D | O-RING | FKM | Packing / Glands / Stuffing Boxes : | EA | 1 | 0 | 0 | NO | 9.3 | 1443.83 | NUOVO PIGNONE | KHA094803501 |  | 01 |  |  | 2CBC | [6 empty] | 2013-05-01
2507 | 29200000TL | 03483 | EG1052033 | P | 58009040 | 58 | EGTL Spares | Mtce | 56 | 56Z | ROD | X22CRMOV12 | Fasteners / Hardware : | EA | 1 | 4 | 6 | NO | 4379.3 | 679886.33 | NUOVO PIGNONE | SLR78177 |  | 00 |  |  | 2CBC | [6 empty] | 2013-05-01
2508 | 29200000TL | 03483 | EG1004013 | P | 58009041 | 58 | EGTL Spares | Mtce | 87 | 87B | BUSHING | THREADED 42CRMO4 | Engines - Parts : | EA | 1 | 3 | 6 | NO | 462.2 | 71756.55 | NUOVO PIGNONE | SLQ45403 |  | 01 |  |  | 2CBC | [6 empty] | 2013-05-01
2509 | 29200000TL | 03483 | EG1004013 | P | 58009042 | 58 | EGTL Spares | Mtce | 87 | 87B | BUSHING | 34CRALMO5 | Engines - Parts : | EA | 1 | 3 | 6 | NO | 583.9 | 90650.48 | NUOVO PIGNONE | SLQ45404 |  | 01 |  |  | 2CBC | [6 empty] | 2013-05-01
2510 | 29200000TL | 03483 | EG1004004 | P | 58009043 | 58 | EGTL Spares | Mtce | 87 | 87B | BUSHING | 42CRMO4 | Engines - Parts : | EA | 2 | 3 | 6 | NO | 836.5 | 129866.63 | NUOVO PIGNONE | SLQ45405 |  | 01 |  |  | 2CBC | [6 empty] | 2013-05-01
2511 | 29200000TL | 03483 | EG1021012 | P | 58009045 | 58 | EGTL Spares | Mtce | 50 | 50Z | PAD:STEAM TURBINE GEN | 162 MM ID X 62 MM WIDE,STL C45 | Bearings & Accessories - All : | EA | 4 | 0 | 0 | NO | 3403 | 528315.75 | NUOVO PIGNONE | SLP41256 |  | 22 | 1 | 3CAC |  |  | SLO1102901, 6 |  |  |  |  | 2012-01-06
2512 | 29200000TL | 03483 | EG1004006 | P | 58009046 | 58 | EGTL Spares | Mtce | 87 | 87B | RING: RETAINING OIL | 162 MM DIA, SS C20 | Engines - Parts : | EA | 2 | 0 | 1 | NO | 3819.9 | 593039.475 | NUOVO PIGNONE | SLP62350 |  | 01,22 | 1 | 3CAC |  |  | SLO1102901, 9 |  |  |  |  | 2012-01-06
2513 | 29200000TL | 03483 | EG1004006 | P | 58009047 | 58 | EGTL Spares | Mtce | 87 | 87B | RING:OIL SPLASH,162MM DIA | SS C20 | Engines - Parts : | EA | 2 | 0 | 0 | NO | 7452.2 | 1156954.05 | NUOVO PIGNONE | SLP62355 |  | 01,22 | 1 | 3CAC |  |  | SOL35938, 10 |  |  |  |  | 2012-01-06
2514 | 29200000TL | 03483 | EG1004006 | P | 58009048 | 58 | EGTL Spares | Mtce | 87 | 87B | RING:OIL SPLASH,162MM DIA | SS C20 | Engines - Parts : | EA | 2 | 0 | 1 | NO | 6900.9 | 1071364.725 | NUOVO PIGNONE | SLP62354 |  | 01,22 | 1 | 3CAC |  |  | SOL35938, 9 |  |  |  |  | 2012-01-06
2515 | 29200000TL | 03483 | EG1051029 | P | 58009049 | 58 | EGTL Spares | Mtce | 54 | 54A | KIT | SEAL, ROTOR, VARIOUS | Seals : | EA | 1 | 0 | 0 | NO | 15006.6 | 2329774.65 | NUOVO PIGNONE | SLO2020884 |  | 01 |  |  | 1BBB | [6 empty] | 2013-05-01
2516 | 29200000TL | 03483 | EG1026003 | P | 58009061 | 58 | EGTL Spares | Mtce | 63 | 63Z | TAPE: SEAL (SET) | 0.15 MM WIDE X 10 M LG | Plumbing - Hardware and Fittings : | KT | 1 | 0 | 0 | NO | 0.87 | 135.0675 | NUOVO PIGNONE | SLO0582583 |  | 01,22 | 1 | 3CAC |  |  | SOH30006, 6-7 |  |  |  |  | 2012-01-06
2517 | 29200000TL | 03483 | EGC030001 | P | 58009062 | 58 | EGTL Spares | Mtce | 63 | 63Z | SET: SEAL TAPE | 0.15 MM WIDE X 10 M LG | Plumbing - Hardware and Fittings : | KT | 2 | 0 | 0 | NO | 2659.54 | 444874.5535 | NUOVO PIGNONE | SLO0582588 |  | 22 | 1 | 3CAC |  |  | SOH30006, 6-7 |  |  |  |  | 2012-01-06 | 2013-05-15 | 2014-07-28
2518 | 29200000TL | 03483 | EG1013020 | P | 58009064 | 58 | EGTL Spares | Mtce | 14 | 14I | SENSOR: TEMPERATURE RESISTANCE | TYPE RTD PT-100 | Temperature and heat measuring instruments : For steam turbine Thrust bearing, Dual element RTD, Model Number: 2-PT100-RTO77619000-EExnA; Drawing number: SOL45492/4; Manufacture Thermoengineering | EA | 4 | 2 | 4 | NO | 351.1748 | 63602.2975 | NUOVO PIGNONE |  |  | 01,22 | 1 | [6 empty] | PT-100 |  | 2013-05-01 | 2013-06-04 | 2014-08-03
2519 | 29200000TL | 03483 | EG1003007 | P | 58009067 | 58 | EGTL Spares | Mtce | 14 | 14Z | PROBE:VIBRATION | NUOVO PIGNONE, RJO04207 |  | EA | 3 | 0 | 0 | NO | 22581.4544 | 3505770.8 |  |  |  | 00 |  |  | 1CCC | [6 empty] | 2013-12-15
2520 | 29200000TL | 03483 | EG1004020 | P | 58009068 | 58 | EGTL Spares | Mtce | 14 | 14B | SWITCH | LIMIT | Programmable Logic Controllers : | EA | 1 | 3 | 6 | NO | 1309.3 | 203268.83 | NUOVO PIGNONE | RJO212365005 |  | 01,10 |  |  | 2CBC | [6 empty] | 2013-05-01
2521 | 29200000TL | 03483 | EG1026003 | P | 58009070 | 58 | EGTL Spares | Mtce | 63 | 63Z | TAPE:HIGH PRESS NOZZLE CHAMBER | 100 MM WIDE X 6 M LG | Plumbing - Hardware and Fittings :SS X12CR13,SILVER | EA | 2 | 0 | 0 | NO | 0.87 | 135.0675 | NUOVO PIGNONE | BMW00410 |  | 01,22 | 1 | 3CAC |  |  | SH-54102 |  |  |  |  | 2012-01-06
2522 | 29200000TL | 03483 | EG1053032 | P | 58009071 | 58 | EGTL Spares | Mtce | 54 | 54Z | KIT: SEAL, IMPULSE STAGE | CONTAINS O-RING, SEALS | *OBS*GS&P-Other : LABRINTH SEALING STRIPS FOR HP NOZZLE CHAMBER ON TURBINEDRAWING NR : SOH 06836. QA Code 01A, 02, 21 | EA | 1 | 0 | 0 | NO | 3461.39 | 680128.5211 | NUOVO PIGNONE | SHO1102464 |  | 01A, 02, 21 | 1 | 3CAC |  |  | SOH06836, 4-5 |  |  |  |  | 2012-01-06 |  | 2015-09-17
2523 | 29200000TL | 03483 | EG1053023 | P | 58009081 | 58 | EGTL Spares | Mtce | 64 | 64B | GEAR: MANUAL BARRING | 310 MM DIA, 74 TEETH | Power Transmission Equipment & Replacement Parts : 328 MM PITCH DIA,CS | EA | 1 | 0 | 0 | NO | 3536 | 548964 | NUOVO PIGNONE | SLO2745446 | SLO2745446 | 22 | 1 | 3CAC |  |  | SOL06676, 173-GE-011A-M |  |  |  |  | 2012-01-06
2524 | 29200000TL | 03483 | EG1011009 | P | 58009086 | 58 | EGTL Spares | Mtce | 56 | 56Z | PIN:STEAM TURBINE VALVE | 40 MM DIA X 560 MM LG,STL C40 | Fasteners / Hardware : | EA | 1 | 0 | 0 | NO | 299 | 46419.75 | NUOVO PIGNONE | SLP60442 |  | 01 |  |  | 2BBB | [6 empty] | 2013-05-01
2525 | 29200000TL | 03483 | EG1004013 | P | 58009087 | 58 | EGTL Spares | Mtce | 56 | 56Z | PIN | C40 | Fasteners / Hardware : | EA | 1 | 0 | 0 | NO | 243.5 | 37803.38 | NUOVO PIGNONE | SLP60446 |  | 01 |  |  | 2BBB | [6 empty] | 2013-05-01
2526 | 29200000TL | 03483 | EG1004013 | P | 58009088 | 58 | EGTL Spares | Mtce | 87 | 87B | BEARING | VARIOUS | Engines - Parts : | EA | 2 | 2 | 4 | NO | 78.1 | 12125.03 | SKF | 082G | RCO30770 | 01,21,22 |  |  | 2CBC | [6 empty] | 2013-05-01
2527 | 29200000TL | 03483 | EG1004013 | P | 58009089 | 58 | EGTL Spares | Mtce | 56 | 56Z | PIN | C40 | Fasteners / Hardware : | EA | 1 | 0 | 0 | NO | 154.1 | 23924.03 | NUOVO PIGNONE | SLP60447 |  | 01 |  |  | 2BBB | [6 empty] | 2013-05-01
2528 | 29200000TL | 03483 | EG1004013 | P | 58009090 | 58 | EGTL Spares | Mtce | 87 | 87B | BUSHING | STANDARD MATERIAL | Engines - Parts : | EA | 6 | 0 | 0 | NO | 9.4267 | 1547.5863 | NUOVO PIGNONE | SLZ35683 |  | 01 |  |  | 2CBC | [6 empty] | 2013-05-01 |  | 2014-06-17
2529 | 29200000TL | 03483 | EG1011009 | P | 58009091 | 58 | EGTL Spares | Mtce | 87 | 87B | BUSHING | STANDARD MATERIAL | Engines - Parts : | EA | 2 | 0 | 0 | NO | 7.0009 | 1086.68 | NUOVO PIGNONE | SLZ35684 |  | 01 |  |  | 2CBC | [6 empty] | 2013-05-01
2530 | 29200000TL | 03483 | EG1004013 | P | 58009092 | 58 | EGTL Spares | Mtce | 56 | 56Z | PIN | C45 | Fasteners / Hardware : | EA | 1 | 0 | 0 | NO | 115.8 | 17977.95 | NUOVO PIGNONE | SLP60474 |  | 01 |  |  | 2BBB | [6 empty] | 2013-05-01
2531 | 29200000TL | 03483 | EG1004013 | P | 58009093 | 58 | EGTL Spares | Mtce | 54 | 54A | RING | SEEGER, SPRING STEEL | Seals : | EA | 8 | 2 | 6 | NO | 11 | 1707.75 | NUOVO PIGNONE | KKA00008 |  | 01 |  |  | 1BBB | [6 empty] | 2013-05-01
2532 | 29200000TL | 03483 | EG1004013 | P | 58009094 | 58 | EGTL Spares | Mtce | 21 | 21Z | JOINT | BALL | OCTG-Other : | EA | 1 | 4 | 8 | NO | 65.6 | 10184.4 | NUOVO PIGNONE | RGO09086 |  | 01 |  |  | 2CBC | [6 empty] | 2013-05-01
2533 | 29200000TL | 03483 | EG1004013 | P | 58009095 | 58 | EGTL Spares | Mtce | 56 | 56Z | PIN | X30CR13 | Fasteners / Hardware : | EA | 1 | 0 | 0 | NO | 56.6 | 8787.15 | NUOVO PIGNONE | SLP60468 |  | 01 |  |  | 2BBB | [6 empty] | 2013-05-01
2534 | 29200000TL | 03483 | EG1004013 | P | 58009097 | 58 | EGTL Spares | Mtce | 87 | 87B | BUSHING | STANDARD MATERIAL | Engines - Parts : | EA | 1 | 3 | 6 | NO | 9.8 | 1521.45 | NUOVO PIGNONE | SLZ35681 |  | 01 |  |  | 2CBC | [6 empty] | 2013-05-01
2535 | 29200000TL | 03483 | EG1004013 | P | 58009098 | 58 | EGTL Spares | Mtce | 56 | 56Z | PIN | C45 | Fasteners / Hardware : | EA | 1 | 0 | 0 | NO | 185.5 | 28798.88 | NUOVO PIGNONE | SLP60439 |  | 01 |  |  | 2BBB | [6 empty] | 2013-05-01
2536 | 29200000TL | 03483 | EG1004013 | P | 58009099 | 58 | EGTL Spares | Mtce | 21 | 21Z | JOINT | BALL | OCTG-Other : | EA | 1 | 4 | 8 | NO | 65.6 | 10184.4 | NUOVO PIGNONE | RGO09089 |  | 01 |  |  | 2CBC | [6 empty] | 2013-05-01
2537 | 29200000TL | 03483 | EG1004013 | P | 58009100 | 58 | EGTL Spares | Mtce | 56 | 56Z | PIN | X30CR13 | Fasteners / Hardware : | EA | 1 | 0 | 0 | NO | 110.3 | 17124.08 | NUOVO PIGNONE | SLP60444 |  | 01 |  |  | 2BBB | [6 empty] | 2013-05-01
2538 | 29200000TL | 03483 | EG1004013 | P | 58009101 | 58 | EGTL Spares | Mtce | 56 | 56Z | PIN | X30CR13 | Fasteners / Hardware : | EA | 1 | 0 | 0 | NO | 49.2 | 7638.3 | NUOVO PIGNONE | SLP60466 |  | 01 |  |  | 2BBB | [6 empty] | 2013-05-01
2539 | 29200000TL | 03483 | EG1004013 | P | 58009103 | 58 | EGTL Spares | Mtce | 21 | 21Z | JOINT | BALL | OCTG-Other : | EA | 1 | 4 | 8 | NO | 256.9 | 39883.73 | NUOVO PIGNONE | RGO09083 |  | 01 |  |  | 2CBC | [6 empty] | 2013-05-01
2540 | 29200000TL | 03483 | EG1006003 | P | 58009109 | 58 | EGTL Spares | Mtce | 50 | 50Z | BEARING: BALL,ANGULAR CONTACT | 45 MM ID,100 MM OD,25 MM WD | Bearings & Accessories - All :SINGLE ROW HEAVY SERIES,SEAL,C3,STL CAGE | EA | 1 | 0 | 0 | NO | 0.61 | 94.7025 | NUOVO PIGNONE | KXC00010 |  | 01,21,22 | 1 | 3CAC |  |  | SLO0902703, 20 |  |  |  |  | 2012-01-06
2541 | 29200000TL | 03483 | EG1004013 | P | 58009113 | 58 | EGTL Spares | Mtce | 87 | 87B | BUSHING | STANDARD MATERIAL | Engines - Parts : | EA | 1 | 3 | 6 | NO | 11 | 1707.75 | NUOVO PIGNONE | SLZ35677 |  | 01 |  |  | 2CBC | [6 empty] | 2013-05-01
2542 | 29300000TL | 03483 | EG1004013 | P | 58009114 | 58 | EGTL Spares | Mtce | 56 | 56Z | ROD | X210CR12 | Fasteners / Hardware : | EA | 2 | 1 | 2 | YES | 195 | 86964.15 | NUOVO PIGNONE | SLR78008 |  | 00 |  |  | 2CBC | [6 empty] | 2019-11-01 |  | 2022-06-07
2543 | 29200000TL | 03483 | EG1026003 | P | 58009118 | 58 | EGTL Spares | Mtce | 54 | 54A | GASKET:SERVO-CYLINDER | 45 MM DIA, SS 316/GRAPHITE | Gaskets : CIRCULAR, AL PAL MGSI | EA | 1 | 0 | 0 | NO | 5.845 | 907.435 | NUOVO PIGNONE | KBA003202720 |  | 01 | 1 | 3CAC |  |  | SLO0902703, 8 |  |  |  |  | 2012-01-06
2544 | 29200000TL | 03483 | EG1006004 | P | 58009120 | 58 | EGTL Spares | Mtce | 87 | 87B | BRUSH: ELECTRICAL | ALUMINUM HOLDER/COPPER BRISTLE | *OBS*Engines - Other : WELDED, 338 MM LG X 64 MM WIDE X 33 MM, | EA | 2 | 0 | 0 | NO | 925.0596 | 143606.25 | NUOVO PIGNONE | IRS2111002 |  | 01,22 | 1 | 3CAC | 3CAC |  | SOL43055, 1A |  |  |  |  | 2012-01-06
2545 | 29200000TL | 03483 | EGC043014 | P | 58009123 | 58 | EGTL Spares | Mtce | 87 | 87B | TAPE: OIL RING SEAL | 12 MM X 6 M LG,PALMG 3,5,GREY | Engines - Parts : | EA | 1 | 0 | 0 | NO | 732.0165 | 113638.25 | NUOVO PIGNONE | SLS61911 |  | 01,22 | 1 | 3CAC |  |  | SLO2553028, 5 |  |  |  |  | 2012-01-06 | 2013-09-26
2546 | 29200000TL | 03483 | EG1005007 | P | 58009124 | 58 | EGTL Spares | Mtce | 51 | 51C | DETECTOR:RESISTANCE TEMP (RTD) | 0-120 C, 100 OHM, 3 WIRE | Electric Components - Motor / Generator :PLATINUM ELEMENT,0.215 MM DIA,425 MM LG,316 SS TUBE, CROSS REF DWG: SOL06676, TE0124, TE0125, TE0126, TE0127, TE0128, TE0129, TE0130, TE0131, | EA | 24 | 0 | 0 | NO | 544.6 | 84549.15 | LUFKIN | 7585301300 | IRR371003123 | 22 | 1 | 3CAC |  |  | SEE ITEM NOTE |  |  |  |  | 2012-01-06
2547 | 29200000TL | 03483 | EG1021015 | P | 58009126 | 58 | EGTL Spares | Mtce | 54 | 54D | SHIM, | VARIOUS | Packing / Glands / Stuffing Boxes : (ROTORK WCCP180) | EA | 1 | 4 | 6 | NO | 1199.4228 | 186222.38 | LUFKIN | 18804200 |  | 00 |  |  | 2CBC | [6 empty] | 2013-05-01
2548 | 29200000TL | 03483 | EG1021015 | P | 58009127 | 58 | EGTL Spares | Mtce | 54 | 54D | SHIM | VARIOUS | Packing / Glands / Stuffing Boxes : | EA | 1 | 4 | 6 | NO | 103.4 | 16052.85 | LUFKIN | E7059668 |  | 00 |  |  | 2CBC | [6 empty] | 2013-05-01
2549 | 29200000TL | 03483 | EG1052011 | P | 58009132 | 58 | EGTL Spares | Mtce | 87 | 87B | BEARING | THRUST | Engines - Parts : | EA | 1 | 2 | 4 | NO | 20470.4 | 3178029.6 | LUFKIN | 6539009800 |  | 01,21,22 |  |  | 2CBC | [6 empty] | 2013-05-01
2550 | 292000TLDE | 03483 | EG1050012 | P | 58009133 | 58 | EGTL Spares | Mtce | 87 | 87B | BEARING | VARIOUS | Engines - Parts : | EA | 1 | 0 | 0 | NO | 0 | 0 | LUFKIN | 6548206400 |  | 01,21,22 |  |  | 2CBC | [6 empty] | 2025-10-20 |  |  | 1 | 1
2551 | 292000TLDE | 03483 | EG1050012 | P | 58009134 | 58 | EGTL Spares | Mtce | 87 | 87B | BEARING | VARIOUS | Engines - Parts : | EA | 1 | 0 | 0 | NO | 0 | 0 | LUFKIN | 6548206500 |  | 01,21,22 |  |  | 2CBC | [6 empty] | 2025-10-20 |  |  | 1 | 1
2552 | 29200000TL | 03483 | EG1051008 | P | 58009135 | 58 | EGTL Spares | Mtce | 87 | 87B | BEARING | THRUST | Engines - Parts : | EA | 1 | 2 | 4 | NO | 17437.7 | 2707202.93 | LUFKIN | 8055131108 |  | 01,21,22 |  |  | 2CBC | [6 empty] | 2013-05-01
2553 | 29200000TL | 03483 | EG1051008 | P | 58009136 | 58 | EGTL Spares | Mtce | 87 | 87B | BEARING | THRUST | Engines - Parts : | EA | 1 | 2 | 4 | NO | 17437.7 | 2707202.93 | LUFKIN | 8055131109 |  | 01,21,22 |  |  | 2CBC | [6 empty] | 2013-05-01
2554 | 29200000TL | 03483 | EGC043014 | P | 58009139 | 58 | EGTL Spares | Mtce | 54 | 54A | GASKET:REDUCING GEAR | 268 MM ID X 356 MM OD,GRAPHITE | Gaskets : CIRCULAR | EA | 2 | 1 | 2 | NO | 70.2246 | 10901.66 | LUFKIN | 8362020250 | IRR371003117 | 01 | 1 | 3CAC |  |  | SOL06676 |  |  |  |  | 2012-01-06
2555 | 29200000TL | 03483 | EGC036034 | P | 58009143 | 58 | EGTL Spares | Mtce | 54 | 54A | GASKET:REDUCING GEAR | 6.25 MM DIA, SILICONE CARBIDE | Gaskets : CIRCULAR | EA | 1 | 0 | 0 | NO | 824.9232 | 128061.07 | LUFKIN | 7245000100 | IRR371003121 | 01 | 1 | 3CAC |  |  | SOL06676 |  |  |  |  | 2012-01-06
2556 | 29200000TL | 03483 | EG1001017 | P | 58009144 | 58 | EGTL Spares | Mtce | 51 | 51D | CABLE:EXTENSION,8 METERS | 75 O TRIAXIAL | Electric Components - Wire / Cable : FLUOROETHYLENE PROPYLENE (FEP) INSULATED,ARMORED WITH END SEALS | EA | 1 | 0 | 0 | NO | 47.92 | 7439.58 | BENTLY NEVADA | 330130-080-00-00 | RJO04211 | 01,10,22 | 1 | 3CAC |  |  | SOL06676, FOR SE0101A/B |  |  |  |  | 2012-01-06
2557 | 29200000TL | 03483 | EG1001017 | P | 58009145 | 58 | EGTL Spares | Mtce | 51 | 51D | CABLE:EXTENSION,8.5 METERS | 75 O TRIAXIAL | Electric Components - Wire / Cable : FLUOROETHYLENE PROPYLENE (FEP) INSULATED,ARMORED WITH END SEALS, CROSS REF DWG: SOL06676, FOR VYE0141 VXE0141 VYE0142 VXE0142 VZE0140A/B | EA | 2 | 0 | 0 | NO | 47.92 | 7439.58 | BENTLY NEVADA | 330130-085-00-00 | RJO04212 | 01,10,22 | 1 | 3CAC |  |  | SEE ITEM NOTE |  |  |  |  | 2012-01-06
2558 | 29200000TL | 03483 | EGC037031 | P | 58009147 | 58 | EGTL Spares | Mtce | 14 | 14I | GAUGE: PRESSURE | 0-4 BARG RANGE,6 IN DIAL | Temperature and heat measuring instruments : 1/2 IN MPT,316 SS CASE,316 SS TUBE,316 SS,BOTTOM,STEM MOUNT,SILICONE FILLED | EA | 1 | 0 | 0 | NO | 316.6704 | 49159.9125 | WIKA INSTRUMENTS | 233.30 0-:-400 KPA | RMO419714703 | 05,22 | 1 | 3CAC |  |  | SOL06676, PI0122 |  |  |  |  | 2012-01-06
2559 | 29200000TL | 03483 | EG1010012 | P | 58009148 | 58 | EGTL Spares | Mtce | 14 | 14Z | PROXIMITOR: 7.87 MV/µm | 200MV/MILS SCALE,8MM PROBE DIA | Instruments - Other & Parts : 9 METERS CABLE LG, CROSS REF DWG: SOL06676, VYT0141 VXT0141 VYT0142 VXT0142 VZT0140A/B, OUTPUT -1.5...-20 BDC | EA | 4 | 1 | 2 | NO | 849.2 | 131838.3 | BENTLY NEVADA | BN 3300 | RJO05385 | 22 | 1 | 3CAC |  |  | SEE ITEM NOTE |  |  |  |  | 2012-01-06
2560 | 29200000TL | 03483 | EG1001009 | P | 58009149 | 58 | EGTL Spares | Mtce | 66 | 66V | VALVE: SOLENOID, 3/4 IN PIPE | 2 MM ORIFICE,24VDC,BRASS BODY | Process Control System :2-WAY, 150 BAR, NPT, NC, 24 VDC, EP/WATERTIGHT ENCLOSURE | EA | 1 | 0 | 0 | NO | 2551.0443 | 396024.12 | NUOVO PIGNONE | B223 | REO045030000 | 02,22 | 1 | 3CAC |  |  | SOL06676, XY0109 |  |  |  |  | 2012-01-06
2561 | 29200000TL | 03483 | EG1004021 | P | 58009153 | 58 | EGTL Spares | Mtce | 54 | 54A | GASKET:COUPLING GAURD ACCESS | 87.5 MM ID X 147 MM OD | Gaskets : GRAPHITE,CIRCULAR | EA | 4 | 1 | 2 | NO | 9.2 | 1428.3 | NUOVO PIGNONE | KCX013609020 | KCX013609020 | 01 | 1 | 3CAC |  |  | SLO1883311, 10 |  |  |  |  | 2012-01-06
2562 | 29200000TL | 03483 | EGC007014 | P | 58009154 | 58 | EGTL Spares | Mtce | 54 | 54A | GASKET:COUPLING GUARD GEAR BOX | END, 1125 MM DIA, GRAPHITE | Gaskets : CIRCULAR | EA | 2 | 0 | 1 | NO | 332.7 | 51651.675 | NUOVO PIGNONE | KFZ350130604 | KFZ350130604 | 01 | 1 | 3CAC |  |  | SLO1883311, 3 |  |  |  |  | 2012-01-06
2563 | 29200000TL | 03483 | EGC036032 | P | 58009157 | 58 | EGTL Spares | Mtce | 51 | 51E | CONTACTOR:GENERATOR, 9A,3 POLE | 230/460VAC LINE,110-120V COIL | Electric Components - Conduit / Fitting :OPEN ENCLOSURE | EA | 4 | 0 | 0 | NO | 69.7983 | 17504.2152 | ALLEN BRADLEY | 100-C09D10 | IQQ030020059 | 01,10,22 | 1 | 3CAC |  |  | SOL3341410, 10 |  |  |  |  | 2012-01-06
2564 | 29200000TL | 03483 | EGC036031 | P | 58009161 | 58 | EGTL Spares | Mtce | 51 | 51Z | RELAY:TURNING GEAR PANEL | 8/15A, 250/2500VAC, 2 CO | Electric-Other : AG-NI CONTACT,DPDT,5-125 VDC COIL, 5MM PIN PLUG IN TERMINAL, PANEL/PLUG-IN MOUNT, PLASTIC/METAL ENCLOSURE | EA | 1 | 0 | 0 | NO | 11.6808 | 1813.32 | ELETTROMECCANICA | 405290240040 | IQQ030040040 | 01,10,22 | 1 | 3CAC |  |  | SOL3341410, 12 |  |  |  |  | 2012-01-06
2565 | 29200000TL | 03483 | EGC036032 | P | 58009162 | 58 | EGTL Spares | Mtce | 51 | 51E | TERMINAL: GENERATOR, 800V, 76A | FOR STEAM TURBINE GENERATOR | Electric Components - Conduit / Fitting : | EA | 1 | 0 | 0 | NO | 3.1402 | 487.49 | ELETTROMECCANICA | UK10N | IQQ030110017 | 22 | 1 | 3CAC |  |  | SOL3341410, 13 |  |  |  |  | 2012-01-06
2566 | 29200000TL | 03483 | EGC036032 | P | 58009166 | 58 | EGTL Spares | Mtce | 51 | 51B | LAMP: INCANDESCENT, WHITE | TURNING GEAR PANEL,2.6W, 24V | Electric Components - Lighting : THERMOPLASTIC BULB, BIPIN BASE | EA | 2 | 1 | 2 | NO | 12.1308 | 1883.18 | ELETTROMECCANICA | 800FP-P7 | IQQ030000076 | 01,10,22 | 1 | 3CAC |  |  | SOL3341410, 2 |  |  |  |  | 2012-01-06
2567 | 29200000TL | 03483 | EGC036032 | P | 58009167 | 58 | EGTL Spares | Mtce | 51 | 51B | LAMP: INCANDESCENT, GREEN | TURNING GEAR PANEL,2.6W, 24V | Electric Components - Lighting : THERMOPLASTIC BULB,BI-PIN BASE | EA | 2 | 1 | 2 | NO | 12.1308 | 1883.18 | ELETTROMECCANICA | 800FP-P3 | IQQ030000073 | 01,10,22 | 1 | 3CAC |  |  | SOL3341410, 3 |  |  |  |  | 2012-01-06
2568 | 29200000TL | 03483 | EGC036032 | P | 58009168 | 58 | EGTL Spares | Mtce | 51 | 51B | LAMP: INCANDESCENT, RED | TURNING GEAR PANEL,2.6W, 24V | Electric Components - Lighting : THERMOPLASTIC BULB,BI-PIN BASE | EA | 2 | 0 | 0 | NO | 12.1308 | 1883.18 | ELETTROMECCANICA | 800FP-P4 | IQQ030000074 | 01,10,22 | 1 | 3CAC |  |  | SOL3341410, 4 |  |  |  |  | 2012-01-06
2569 | 29200000TL | 03483 | EGC036032 | P | 58009169 | 58 | EGTL Spares | Mtce | 51 | 51Z | SWITCH:TURNING GEAR PANEL | 3P, 8V, 25A, 1PH, 50/60HZ, 1NC | Electric-Other : FRONT DOOR ON BASE MOUNT | EA | 1 | 0 | 0 | NO | 70.1446 | 10889.24 | ELETTROMECCANICA | 194E-A25-1753 | IQQ030030095 | 01,10,22 | 1 | 3CAC |  |  | SOL3341410, 5 |  |  |  |  | 2012-01-06
2570 | 29200000TL | 03483 | EGC036032 | P | 58009170 | 58 | EGTL Spares | Mtce | 76 | 76Z | EXTENSION:TURNING GEAR PANEL | 110 MM TO 235 MM,METALLIC | Pumps-Other : | EA | 1 | 0 | 0 | NO | 18.1512 | 2817.79 | ELETTROMECCANICA | 194L-G3393 | IQQ030030097 | 22 | 1 | 3CAC |  |  | SOL3341410, 5 |  |  |  |  | 2012-01-06
2571 | 29200000TL | 03483 | EGC036032 | P | 58009171 | 58 | EGTL Spares | Mtce | 51 | 51C | ACTUATOR: DIAPHRAGM | 225 MM, 2 TO 5.17 PSIG | Electric Components - Motor / Generator :SPRING OPERATED, 9.5 MM TRAVEL, NEOPRENE | EA | 1 | 0 | 0 | NO | 18.7512 | 2910.94 | ELETTROMECCANICA | 194L-HE6N-175 | IQQ030030096 | 01,10,22 | 1 | 3CAC |  |  | SOL3341410, 5 |  |  |  |  | 2012-01-06
2572 | 29200000TL | 03483 | EGC036032 | P | 58009172 | 58 | EGTL Spares | Mtce | 51 | 51Z | SWITCH: SELECTOR, ON-OFF-JOG | SPRING RETURN FROM RIGHT | Electric-Other : 600VAC, SPST, 1 NO, 1 NC, 3 POSITION, KNOB OPERATED,PLASTIC(BLACK) ENCLOSURE | EA | 1 | 0 | 0 | NO | 27.1017 | 4207.275 | ELETTROMECCANICA | 800FP-SR32 | IQQ030010087 | 01,10,22 | 1 | 3CAC |  |  | SOL3341410, 6 |  |  |  |  | 2012-01-06
2573 | 29200000TL | 03483 | EGC036032 | P | 58009177 | 58 | EGTL Spares | Mtce | 51 | 51Z | CARRIER:FUSE, 54MM WIDTH X | 81 MM HEIGHT X 64 MM DEPTH | Electric-Other : | EA | 1 | 0 | 0 | NO | 108.897 | 16905.17 | ELETTROMECCANICA | 1492-FB3C30 | IQQ030070015 | 01,10,22 | 1 | 3CAC |  |  | SOL3341410, 8 |  |  |  |  | 2012-01-06
2574 | 29200000TL | 03483 | EGC036032 | P | 58009178 | 58 | EGTL Spares | Mtce | 51 | 51Z | CARRIER:FUSE, 36MM WIDTH X | 81 MM HEIGHT X 64 MM DEPTH | Electric-Other : | EA | 1 | 0 | 0 | NO | 77.645 | 12053.61 | ELETTROMECCANICA | 1492-FB2C30 | IQQ030070014 | 01,10,22 | 1 | 3CAC |  |  | SOL3341410, 9 |  |  |  |  | 2012-01-06
2575 | 29200000TL | 03483 | EGC036032 | P | 58009179 | 58 | EGTL Spares | Mtce | 51 | 51B | HOLDER: LAMP FLUORESCENT | PILOT LIGHT,150W,125V | Electric Components - Lighting : &quot;PUSH BUTTON,FIXED LAMP BASE,2 CONTACT,SNAP-IN MOUNT,2 WIRE TERMINAL,BLACK THERMOPLASTIC, NO BULB INCLUDED&quot; | EA | 1 | 0 | 0 | NO | 6.7405 | 1046.39 | ELETTROMECCANICA | 800F-D0C | IQQ030000077 | 01,22 | 1 | 3CAC |  |  | SOL3341410 |  |  |  |  | 2012-01-06
2576 | 29200000TL | 03483 | EGC036032 | P | 58009182 | 58 | EGTL Spares | Mtce | 00 | 00A | CARD | DOOR, | (ELETTROMECCANICA M.B. S.R.L., KLM-A) | EA | 1 | 0 | 0 | NO | 1.7401 | 270.15 |  |  |  | 00 |  | 1AXX | 2CBC | [6 empty] | 2013-12-15
2577 | 29200000TL | 03483 | EG1051045 | P | 58009192 | 58 | EGTL Spares | Mtce | 51 | 51A | MOTOR: ELECTRIC AC, 1.5 HP | 1500 RPM, 460VAC, 3PH, 60HZ | Electric Motors - Complete Units Only : 2.1A,0.75KWW,B3 FRAME,TEFC ENCLOSURE,0.81 SERVICE FACTOR,30MM DIAMETER SHAFT,55N-M BRAKE,FOOT MOUNT,272 MM LG,MINERAL OIL MIST SEPARATOR, MINERAL OIL MIST SEPARATOR | EA | 1 | 0 | 1 | NO | 7863.65 | 1545207.225 | FILTERS S.R.L. | FN0267/02 | IRF316711668 | 01,011,19,22, | 1 | 3CAC |  |  | SOL06676 |  |  |  |  | 2012-01-06 | 2015-05-17 | 2015-05-25
2578 | 29200000TL | 03483 | EGC036032 | P | 58009194 | 58 | EGTL Spares | Mtce | 14 | 14Z | GAUGE:PRESSURE,15-15MBAR RANGE | 4IN DIAL,1/2IN NPT,STN STEEL | *OBS*Gage&Parts-Pres : CASE 316 SS TUBE,316 SS,RADIAL,FLUSH PANEL MOUNT,NON FILLED,MINERAL OIL MIST SEPARATOR, MINERAL OIL MIST SEPARATOR | EA | 1 | 0 | 0 | NO | 657.5824 | 102083.09 | FILTERS S.R.L. | MAA220010 | IRF316711672 | 05,22 | 1 | 3CAC | 3CAC |  | SOL06676 |  |  |  |  | 2012-01-06
2579 | 29200000TL | 03483 | EGC036032 | P | 58009195 | 58 | EGTL Spares | Mtce | 54 | 54A | GASKET:SET OIL VAPOR SEPARATOR | 31 MM ID X 70 MM OD, SS,6 PCS | Gaskets : SET OF GASKETS, OIL MIST SEPARATOR | KT | 1 | 0 | 0 | NO | 1356.9174 | 210647.86 | FILTERS S.R.L. | GFN0267 | IRF316711673 | 01 | 1 | 3CAC |  |  | SOL06676 |  |  |  |  | 2012-01-06
2580 | 29200000TL | 03483 | EGC036025 | P | 58009206 | 58 | EGTL Spares | Mtce | 66 | 66F | DISC:SAFETY VALVE, 50MM DIA | S A564 TYPE 630 17-4-PH | Valve - Parts & Accessories : | EA | 3 | 1 | 3 | NO | 546.1252 | 84780.47 | CARRARO SRL | 70 38 47284 | IRV0047301 | 01,22 | 1 | 3CAC |  |  | SOS7248795, 6 |  |  |  |  | 2012-01-06
2581 | 29200000TL | 03483 | EGC036032 | P | 58009207 | 58 | EGTL Spares | Mtce | 66 | 66Z | ROD:SAFETY VALVE,STEAM PIPING | 20 MM DIA X 591 MM LG, SS 316 | Valve-Other : | EA | 3 | 0 | 0 | NO | 314.0402 | 48751.605 | CARRARO SRL | 70 33 43922,0 | IRV0047302 | 22 | 1 | 3CAC |  |  | SOS7248795 |  |  |  |  | 2012-01-06
2582 | 29200000TL | 03483 | EGC036031 | P | 58009208 | 58 | EGTL Spares | Mtce | 87 | 87B | RING:SAFETY VALVE,STEAM PIPING | 20 MM DIA,SS 316, PSV-0012 | Engines - Parts : | EA | 3 | 0 | 0 | NO | 641.6913 | 99616.1625 | CARRARO SRL | 70 47 48999 | IRV0047303 | 22 | 1 | 3CAC |  |  | SOS7248795 |  |  |  |  | 2012-01-06
2583 | 29200000TL | 03483 | EGC036031 | P | 58009209 | 58 | EGTL Spares | Mtce | 87 | 87B | RING:SAFETY VALVE,STEAM PIPING | 20 MM DIA,SS 316, PSV-0012 | Engines - Parts : | EA | 3 | 0 | 0 | NO | 1078.6195 | 167444.8875 | CARRARO SRL | 70 47 20845N | IRV0047304 | 22 | 1 | 3CAC |  |  | SOS7248795 |  |  |  |  | 2012-01-06
2584 | 29200000TL | 03483 | EGC036032 | P | 58009210 | 58 | EGTL Spares | Mtce | 56 | 56Z | SCREW:STOP, M12 DIA, 25MM LG | 1.75 MM,SOCKET HD,SS 416 | *OBS*Fastener-BottWa : DIN 912,GR A4 | EA | 3 | 1 | 3 | NO | 93.886 | 14574.87 | CARRARO SRL | 70 35 30022 | IRV0047305 | 02,21,22 | 1 | 3CAC | 3CAC |  | SOS7248795 |  |  |  |  | 2012-01-06
2585 | 29200000TL | 03483 | EGC036032 | P | 58009211 | 58 | EGTL Spares | Mtce | 56 | 56Z | SCREW:STOP,M10 DIA,25MM LG | 1.5MM,SOCKET HD,SS 416 | *OBS*Fastener-BottWa : DIN 912,GR A4 | EA | 3 | 1 | 3 | NO | 104.1267 | 16164.63 | CARRARO SRL | 70 35 30020 | IRV0047306 | 02,21,22 | 1 | 3CAC | 3CAC |  | SOS7248795 |  |  |  |  | 2012-01-06
2586 | 29200000TL | 03483 | EGC036032 | P | 58009213 | 58 | EGTL Spares | Mtce | 54 | 54D | PACKING:SEAL GRAPHITE | SPLIT RING | Packing / Glands / Stuffing Boxes : &quot;0.406 MM ID X 0.687 MM OD X 0.141 MM THICK, 173-XV-0101; 173-XV-1101; 173-XV-2101 IN, FOR STEAM CONTROL VALVE&quot; | EA | 3 | 0 | 0 | NO | 8.3505 | 1296.3375 | B.F.E. S.P.A. | 204610 | IRV537230027 | 01,22 | 1 | 3CAC |  |  | SOL06676 |  |  |  |  | 2012-01-06
2587 | 29200000TL | 03483 | EGC036032 | P | 58009214 | 58 | EGTL Spares | Mtce | 54 | 54A | GASKET:SEAL GRAPHITE,CIRCULAR | 26.5 MM ID X 65.5 MM OD | Gaskets : XV-0101.FOR STEAM CONTROL VALVE | EA | 3 | 1 | 3 | NO | 6.1404 | 953.235 | B.F.E. S.P.A. | 83637 | IRV537230017 | 01 | 1 | 3CAC |  |  | SOL06676 |  |  |  |  | 2012-01-06
2588 | 29200000TL | 03483 | EG1004021 | P | 58009240 | 58 | EGTL Spares | Mtce | 51 | 51Z | SOCKET: ELECTRICAL | IN-LINE PINS,24V DC,12 AMPW | Electric-Other : 4 CONTACT,PC STAG - DIN RAIL, FOR STEAM TURBINE GENERATOR CONTROL PANEL | EA | 6 | 3 | 5 | NO | 0.5 | 77.625 | SIRIO SISTEMI ELETTRONICI | PYF14ESS | IRQ119520961 | 01,10,22 | 1 | 3CAC |  |  | SOL07387, 24KA-1,25KA |  |  |  |  | 2012-03-07 | 2015-01-26
2589 | 29200000TL | 03483 | EG1002003 | P | 58009249 | 58 | EGTL Spares | Mtce | 51 | 51E | RECEPTACLE: ELECTRICAL DUPLEX | 2 POLE,10 TO 24 AWG WIRE,15A | Electric Components - Conduit / Fitting :120V,NEMA 5-15R,WHITE | EA | 1 | 0 | 0 | NO | 98.6499 | 15316.399 | SIRIO SISTEMI ELETTRONICI | 5600461 | IQQ070080030 | 01,10,22 | 1 | 3CAC |  |  | SOL07387, 9SK1,9SK2,13 |  |  |  |  | 2012-03-07
2590 | 29200000TL | 03483 | EGC036032 | P | 58009258 | 58 | EGTL Spares | Mtce | 51 | 51E | STRIP: 1-GROUND/EARTH TERMINAL | PLASTIC,9.9 MM X 60 MM X 47 MM | Electric Components - Conduit / Fitting : | EA | 1 | 0 | 0 | NO | 475.3306 | 73790.33 | SIRIO SISTEMI ELETTRONICI | 101030 | IRQ119521136 | 01,22 | 1 | 3CAC |  |  | SOL07387, UPSA-CR120,U |  |  |  |  | 2012-03-07
2591 | 29200000TL | 03483 | EGC013003 | P | 58009259 | 58 | EGTL Spares | Mtce | 51 | 51Z | HEATER: STRIP, 240V,1500W | 38MM WD X 1051MM LG | Electric-Other : &quot;STATOR, 173-HE-004, 173-HE-005, 173-HE-006, FOR A STEAM TURBINE GENERATOR 460VAC 3PH 60HZ 1.38KW, 200 DEG C MAX SHEATH&quot; | EA | 10 | 0 | 0 | NO | 475.5276 | 73821.3795 | GE CONSUMER & INDUSTRIAL | SS1272P | IRM410900430 | 00 | 1 | 1AXX |  |  | SOM6670064, ON ACCESSORY |  |  |  |  | 2012-01-06
2592 | 29200000TL | 03483 | EGC036032 | P | 58009263 | 58 | EGTL Spares | Mtce | 14 | 14Z | ASSEMBLY:RTD, HEAD AND HOLDER | 95MM X 125MM,ALUM | Instruments - Other & Parts : | EA | 1 | 0 | 0 | NO | 1973.4271 | 306354.83 | GE CONSUMER & INDUSTRIAL | 4002B1229KKG013 | IRM000010015 | 01,22 | 1 | 3CAC |  |  | SOM6670064, ON MOTOR |  |  |  |  | 2012-01-06
2593 | 29200000TL | 03483 | EG1021010 | P | 58009275 | 58 | EGTL Spares | Mtce | 51 | 51Z | RECTIFIER:ASSEMBLY,FWD | 4004D1002PLG005 |  | EA | 3 | 0 | 0 | NO | 16401.0564 | 2546264 |  |  |  | 00 |  |  | 1CCC | [6 empty] | 2013-12-15
2594 | 29200000TL | 03483 | EG1021010 | P | 58009276 | 58 | EGTL Spares | Mtce | 51 | 51C | ASSEMBLY:REVERSE RECTIFIER | 41MM X 27MM X 25MM,STL | Electric Components - Motor / Generator : | EA | 3 | 0 | 0 | NO | 16400 | 2546100 | GE CONSUMER & INDUSTRIAL | 4004D1002PLG004 | IRM502490138 | 01,22 | 1 | 3CAC |  |  | SOM6670064, ON CONVERTER |  |  |  |  | 2012-01-06
2595 | 29200000TL | 03483 | EGC036025 | P | 58009283 | 58 | EGTL Spares | Mtce | 54 | 54D | PACKING:LUBE CONTL OIL CONSOLE | PTFE, RING, 1/2 IN | Packing / Glands / Stuffing Boxes : | EA | 2 | 1 | 2 | NO | 60 | 11789.4 | FLENCO S.P.A. | 06.130.00 | ISK259356404 | 01,22 | 1 | 3CAC |  |  | SOL06676, 173-PCV-0145 |  |  |  |  | 2012-03-07 | 2015-08-10 | 2015-11-05
2596 | 29200000TL | 03483 | EGC026024 | P | 58009306 | 58 | EGTL Spares | Mtce | 54 | 54A | GASKET SET:PUMP & VALVE | 58 MM/92 MM DIA,PTFE/316SS | Gaskets : GRAPHITE/,12 PIECE SET OF GASKETS | EA | 1 | 0 | 0 | NO | 734.4773 | 114020.26 | FLENCO S.P.A. | 06.130.23 | ISK259356427 | 01 | 1 | 3CAC |  |  | SOL06676, |  |  |  |  | 2012-03-07
2597 | 29200000TL | 03483 | EGC010026 | P | 58009339 | 58 | EGTL Spares | Mtce | 54 | 54A | GASKET:THERMAL BARRIER | 8-1/4IN ID,10-1/4IN OD,1/32 IN | Gaskets : THERMO-TORK, 150-PC-005-W. MANUAL 02.08.0A, PAGE 35, FIG 16, ITEM 87A. FOR MODEL LMV-322 PUMP, FOR CENTRIFUGAL PUMP | EA | 4 | 2 | 3 | NO | 60.6206 | 9411.35 | SUNDYNE | GK01AA02-S | 5390009996 | 01,22 | 1 | 1BAB | [7 empty] | 2012-12-05
2598 | 29200000TL | 03483 | EGC010009 | P | 58009340 | 58 | EGTL Spares | Mtce | 64 | 64B | KEY:CENTRIFUGAL PUMP | STL | Power Transmission Equipment & Replacement Parts : 150-PC-005-W | EA | 3 | 0 | 0 | NO | 62.202 | 9656.86 | SUNDYNE | KE01AA01BB25069 | 500901390399 | 01,22 | 1 | 1BAB | [7 empty] | 2012-12-05
2599 | 29200000TL | 03483 | EG1012012 | P | 58009345 | 58 | EGTL Spares | Mtce | 76 | 76Z | SLEEVE: SHAFT, 316SS | DBL AND TANDEM | Pumps-Other : 150-PC-005-W. SLEEVE, UPPER ITEM 50B. FOR SUNDYNE MODEL LMV311 PUMP. FOR CENTRIFUGAL PUMP SERIAL NUMBER A1228686 | EA | 1 | 1 | 2 | NO | 932 | 144683.68 | SUNDYNE | SL01AA03DB1 | SL01AA03DB1 | 01,22 | 1 | 1BAB |  |  | LMV-311 |  |  |  |  | 2012-01-06 | 2025-08-26 | 2014-02-18 | -1 | 1
2600 | 29200000TL | 03483 | EGC010001 | P | 58009349 | 58 | EGTL Spares | Mtce | 54 | 54D | O-RING:CENTRIFUGAL PUMP | 5/8IN ID,13/16 IN OD,3/32IN WD | *OBS*GS&P-O-Rings : NITRILE,2-114, 150-PC-005-W | EA | 3 | 0 | 0 | NO | 4.4833 | 1860.807 | SUNDYNE | 14-040UA | 14-040UA | 01,22 | 1 | 1BAB | 1BBB |  | LMV-311 |  |  |  |  | 2012-01-06 | 2020-09-24 | 2021-07-17
2601 | 29200000TL | 03483 | EGC010001 | P | 58009350 | 58 | EGTL Spares | Mtce | 54 | 54B | O-RING: NITRILE | (SUNDYNE 14-040UC) | Seals : SPARE PARTS FOR MJ503 | EA | 4 | 0 | 0 | NO | 9.4422 | 1466 | SUNDYNE | 14-040UC |  | 01 | [9 empty] | 2013-10-13
2602 | 29200000TL | 03483 | EGC010001 | P | 58009351 | 58 | EGTL Spares | Mtce | 54 | 54D | O-RING:CENTRIFUGAL PUMP | 2-1/2 IN ID, 2-11/16 IN OD | *OBS*GS&P-O-Rings : 3/32IN WD,VITON FLUOROELASTOMER,AS 568A-144, 150-PC-005-W. FOR MODEL LMV-322 CENTRIFUGAL PUMP | EA | 4 | 1 | 3 | NO | 30.3342 | 4709.39 | SUNDYNE | 14-055UC | 14-055UC | 01,22 | 1 | 1BAB | 1BAB |  | LMV-311 |  |  |  |  | 2012-01-06
2603 | 29200000TL | 03483 | EGC010001 | P | 58009353 | 58 | EGTL Spares | Mtce | 54 | 54D | SEAL: COVER,1-1/2 IN BUNA | CENTRIFUGAL PUMP | *OBS*GS&P-Other : 150-PC-005-W. V-RING 1-1/2 IN BUNA | EA | 1 | 0 | 0 | NO | 149.2 | 45469.5838 | SUNDYNE | 20-161 | 20-161 | 01,22 | 1 | 1BAB | 1BAB |  | LMV-311 |  |  |  |  | 2012-01-06 | 2016-04-02 | 2016-08-05
2604 | 29200000TL | 03483 | EG1017006 | P | 58009355 | 58 | EGTL Spares | Mtce | 50 | 50Z | BEARING: BALL | LOWER INPUT SHAFT DEEP GROOVE | Bearings & Accessories - All :AND SPHERICAL ROLLER,SGL ROW,1-1/2 IN ID,3-1/4 IN OD,3/4 IN WD,C2,CS CAGE, 150-PC-005-W. FOR MODEL LMV 322 ROTARY PUMP | EA | 3 | 0 | 0 | NO | 86.2378 | 13387.55 | SUNDYNE | 21-008 |  | 01,21,22 | 1 | 1BAB |  |  | LMV-311 |  |  |  |  | 2013-03-29
2605 | 29300000TL | 03483 | EGC024006 | P | 58009358 | 58 | EGTL Spares | Mtce | 72 | 72C | ELEMENT: FILTER OIL | 4.23 IN,3 MICRON,CELLULOSE | Filtration-Media : "AND SYNTHETIC GLASS, 150-PC-005-W5.89IN HEIGHT, 4.23IN OUTSIDE DIA, 3/4IN INSIDE DIA, ELEMENT MATERIAL: PROPRIETARY" | EA | 2 | 1 | 2 | YES | 180.0025 | 241716.3571 | SUNDYNE | 22-362 | 22-362 | 01,22 | 1 | 1BAB |  |  | LMV-311 |  |  |  |  | 2019-11-01 | 2025-08-12 | 2025-08-18 | -1 | 1
2606 | 29200000TL | 03483 | EGC010007 | P | 58009360 | 58 | EGTL Spares | Mtce | 76 | 76Z | PUMP: CENTRIFUGAL | 3 IN INLET,2 IN OUTLET | Pumps-Other : 95 MM IMPELLER,1 STAGE,10.10 M3/HR RATED CAPACITY,59.1 BAR,44.9 M NPSH,18482 RPM,ELECTRIC MOTOR,STL CASING,SS IMPELLER, LUBE REVERSIBLE, 150-PC-005-W | EA | 1 | 0 | 0 | NO | 929.4717 | 144300.48 | SUNDYNE | PU01AB02 | PU01AB02 | 01,10,22 | 1 | 1BAB |  |  | LMV-311 |  |  |  |  | 2012-01-06
2607 | 29200000TL | 03483 | EGC024010 | P | 58009364 | 58 | EGTL Spares | Mtce | 76 | 76Z | SHAFT: PUMP | CENTRIFUGAL PUMP | Pumps-Other : SHAFT,PUMP:1-1/2 IN,STL, :ASSY, HIGH SPEED, 150-PC-005-W., ASSY, HIGH SPEED, 150-PC-005-W. | EA | 1 | 0 | 0 | NO | 7302.1684 | 1133661.65 | SUNDYNE | SH01BA018K | SH01BA018K | 22 | 1 | 1BAB |  |  | LMV-311 |  |  |  |  | 2012-01-06
2608 | 29200000TL | 03483 | EG3001015 | S | 58009392 | 58 | EGTL Spares | Mtce | 54 | 54A | GASKET:KAMPROFILE SERRATED MTL | SIZE: 2045 X1995 X 4MM THK | Lamons LP1 Gasket, OD 2045mm x ID 1995mm x 4mm thick, S/S316 serrated metal core, Kam Profile with APX2 Graphite | EA | 21 | 0 | 0 | NO | 813.5685 | 249177.8547 | LAMONS GASKET | 70485651 | 70485651 | 01,22 | 1 | 1AXX | 1AXX |  |  |  |  | LAMONS STYLE WRI | AGVL261 | 2013-03-18 | 2025-11-04 | 2019-07-16 | -1 | 1 | -8 | 2 | -1 | 1
2609 | 29200000TL | 03483 | EGC036023 | P | 58009408 | 58 | EGTL Spares | Mtce | 54 | 54D | PACKING: GRAPHITE | CIRCULAR, 12 IN | Packing / Glands / Stuffing Boxes : FOR GATE, GLOBE AND CHECK VALVE | EA | 2 | 0 | 0 | NO | 200.0129 | 31050 | TY | W0010017PG | W0010017PG | 01,22 | 1 | 1BBA |  |  | DDP MATRIX |  |  |  |  | 2012-03-07
2610 | 29200000TL | 03483 | EGC036023 | P | 58009409 | 58 | EGTL Spares | Mtce | 54 | 54D | PACKING: GRAPHITE | CIRCULAR, 2 IN | Packing / Glands / Stuffing Boxes : FOR GATE, GLOBE AND CHECK VALVE | EA | 2 | 0 | 0 | NO | 400.0258 | 62100 | TY | W0010022PG | W0010022PG | 01,22 | 1 | 1BBA |  |  | DDP MATRIX |  |  |  |  | 2012-03-07
2611 | 29200000TL | 03483 | EGC036023 | P | 58009410 | 58 | EGTL Spares | Mtce | 54 | 54D | PACKING: GRAPHITE | CIRCULAR, 10 IN | Packing / Glands / Stuffing Boxes : FOR GATE, GLOBE AND CHECK VALVE | EA | 5 | 0 | 0 | NO | 170.011 | 26392.5 | TY | W0010015PG | W0010015PG | 01,22 | 1 | 1BBA |  |  | DDP MATRIX |  |  |  |  | 2012-03-07
2612 | 29200000TL | 03483 | EGC036023 | P | 58009411 | 58 | EGTL Spares | Mtce | 54 | 54A | GASKET:3IN,GRAPHITE,CIRCULAR | FOR GATE, GLOBE AND CHECK | Gaskets : VALVES | EA | 2 | 0 | 0 | NO | 267.0172 | 41451.75 | TY | W0120013SG | W0120013SG | 01,22 | 1 | 1BBA |  |  | DDP MATRIX |  |  |  |  | 2012-03-07
2613 | 29200000TL | 03483 | EGC036023 | P | 58009412 | 58 | EGTL Spares | Mtce | 54 | 54A | GASKET:4IN,GRAPHITE,CIRCULAR | FOR GATE, GLOBE AND CHECK | Gaskets : VALVES | EA | 3 | 0 | 0 | NO | 160.0103 | 24840 | TY | W0120016SG | W0120016SG | 01,22 | 1 | 1BBA |  |  | DDP MATRIX |  |  |  |  | 2012-03-07
2614 | 29200000TL | 03483 | EGC040016 | P | 58009414 | 58 | EGTL Spares | Mtce | 54 | 54A | GASKET:10IN,GRAPHITE,CIRCULAR | FOR GATE, GLOBE AND CHECK | Gaskets : VALVES | EA | 2 | 1 | 2 | NO | 260.0167 | 40365 | TY | W0120027SG | W0120027SG | 01,22 | 1 | 1BBA |  |  | DDP MATRIX |  |  |  |  | 2012-03-07
2615 | 29200000TL | 03483 | EGC040016 | P | 58009415 | 58 | EGTL Spares | Mtce | 54 | 54A | GASKET:12IN,GRAPHITE,CIRCULAR | FOR GATE, GLOBE AND CHECK | Gaskets : VALVES | EA | 2 | 0 | 0 | NO | 375.0242 | 58218.75 | TY | W0120031SG | W0120031SG | 01,22 | 1 | 1BBA |  |  | DDP MATRIX |  |  |  |  | 2012-03-07
2616 | 29200000TL | 03483 | EGC027022 | P | 58009418 | 58 | EGTL Spares | Mtce | 54 | 54A | GASKET:2IN,GRAPHITE,CIRCULAR | FOR GATE, GLOBE AND CHECK | Gaskets : VALVES | EA | 6 | 3 | 6 | NO | 100.0064 | 15525 | TY | W0050200S | W0050200S | 01,22 | 1 | 1BBA |  |  | DDP MATRIX |  |  |  |  | 2012-03-07
2617 | 29200000TL | 03483 | EGC027022 | P | 58009419 | 58 | EGTL Spares | Mtce | 54 | 54A | GASKET:3IN,GRAPHITE,CIRCULAR | FOR GATE, GLOBE AND CHECK | Gaskets : VALVES | EA | 1 | 0 | 0 | NO | 100.0064 | 15525 | TY | W0050300S | W0050300S | 01,22 | 1 | 1BBA |  |  | DDP MATRIX |  |  |  |  | 2012-03-07
2618 | 29200000TL | 03483 | EGC027022 | P | 58009420 | 58 | EGTL Spares | Mtce | 54 | 54A | GASKET:4IN,GRAPHITE,CIRCULAR | FOR GATE, GLOBE AND CHECK | Gaskets : VALVES | EA | 2 | 0 | 0 | NO | 130.0084 | 20182.5 | TY | W0050400S | W0050400S | 01,22 | 1 | 1BBA |  |  | DDP MATRIX |  |  |  |  | 2012-03-07
2619 | 29200000TL | 03483 | EGC027027 | P | 58009421 | 58 | EGTL Spares | Mtce | 54 | 54A | GASKET:6IN,GRAPHITE,CIRCULAR | FOR GATE, GLOBE AND CHECK | Gaskets : VALVES | EA | 1 | 0 | 0 | NO | 180.0116 | 27945 | TY | W0050600S | W0050600S | 01,22 | 1 | 1BBA |  |  | DDP MATRIX |  |  |  |  | 2012-03-07
2620 | 29200000TL | 03483 | EGC027027 | P | 58009422 | 58 | EGTL Spares | Mtce | 54 | 54A | GASKET:8IN,GRAPHITE,CIRCULAR | FOR GATE, GLOBE AND CHECK | Gaskets : VALVES | EA | 2 | 1 | 2 | NO | 230.0148 | 35707.5 | TY | W0050800S | W0050800S | 01,22 | 1 | 1BBA |  |  | DDP MATRIX |  |  |  |  | 2012-03-07
2621 | 29200000TL | 03483 | EGC027022 | P | 58009424 | 58 | EGTL Spares | Mtce | 54 | 54A | GASKET:12IN,GRAPHITE,CIRCULAR | FOR GATE, GLOBE AND CHECK | Gaskets : VALVES | EA | 1 | 0 | 0 | NO | 335.0216 | 52008.75 | TY | W0051200S | W0051200S | 01,22 | 1 | 1BBA |  |  | DDP MATRIX |  |  |  |  | 2012-03-07
2622 | 29200000TL | 03483 | EGC027027 | P | 58009425 | 58 | EGTL Spares | Mtce | 54 | 54A | GASKET:8IN,GRAPHITE,CIRCULAR | FOR GATE, GLOBE AND CHECK | Gaskets : VALVES | EA | 1 | 0 | 0 | NO | 246.0158 | 38191.5 | TY | W0060800SS | W0060800SS | 01,22 | 1 | 1BBA |  |  | DDP MATRIX |  |  |  |  | 2012-03-07
2623 | 29200000TL | 03483 | EGC027022 | P | 58009426 | 58 | EGTL Spares | Mtce | 54 | 54A | GASKET:10IN,GRAPHITE,CIRCULAR | FOR GATE, GLOBE AND CHECK | Gaskets : VALVES | EA | 1 | 0 | 0 | NO | 290.0187 | 45022.5 | TY | W0061000SS | W0061000SS | 01,22 | 1 | 1BBA |  |  | DDP MATRIX |  |  |  |  | 2012-03-07
2624 | 29200000TL | 03483 | EGC027022 | P | 58009427 | 58 | EGTL Spares | Mtce | 54 | 54A | GASKET:16IN,GRAPHITE,CIRCULAR | FOR GATE, GLOBE AND CHECK | Gaskets : VALVES | EA | 1 | 0 | 0 | NO | 440.0283 | 68310 | TY | W0061600SS | W0061600SS | 01,22 | 1 | 1BBA |  |  | DDP MATRIX |  |  |  |  | 2012-03-07
2625 | 29200000TL | 03483 | EGC027022 | P | 58009428 | 58 | EGTL Spares | Mtce | 54 | 54D | PACKING:GRAPHITE,CIRCULAR,16IN | FOR GATE, GLOBE AND CHECK | Packing / Glands / Stuffing Boxes : VALVES | EA | 1 | 0 | 0 | NO | 260.0167 | 40365 | TY | W0010018PG | W0010018PG | 01,22 | 1 | 1BBA |  |  | DDP MATRIX |  |  |  |  | 2012-03-07
2626 | 29200000TL | 03483 | EGC027022 | P | 58009429 | 58 | EGTL Spares | Mtce | 54 | 54A | GASKET:18IN,GRAPHITE,CIRCULAR | FOR GATE, GLOBE AND CHECK | Gaskets : VALVES | EA | 1 | 0 | 0 | NO | 475.0306 | 73743.75 | TY | W0061800SS | W0061800SS | 01,22 | 1 | 1BBA |  |  | DDP MATRIX |  |  |  |  | 2012-03-07
2627 | 29200000TL | 03483 | EGC027022 | P | 58009430 | 58 | EGTL Spares | Mtce | 54 | 54D | PACKING:GRAPHITE,CIRCULAR,18IN | FOR GATE, GLOBE AND CHECK | Packing / Glands / Stuffing Boxes : VALVES | EA | 1 | 0 | 0 | NO | 200.0129 | 31050 | TY | W0010019PG | W0010019PG | 01,22 | 1 | 1BBA |  |  | DDP MATRIX |  |  |  |  | 2012-03-07
2628 | 29200000TL | 03483 | EGC040023 | P | 58009431 | 58 | EGTL Spares | Mtce | 54 | 54A | GASKET:20IN,GRAPHITE,CIRCULAR | FOR GATE, GLOBE AND CHECK | Gaskets : VALVES | EA | 1 | 0 | 0 | NO | 820.0528 | 127305 | TY | W0062000SS | W0062000SS | 01,22 | 1 | 1BBA |  |  | DDP MATRIX |  |  |  |  | 2012-03-07
2629 | 29200000TL | 03483 | EGC040023 | P | 58009432 | 58 | EGTL Spares | Mtce | 54 | 54A | GASKET:24 IN,GRAPHITE,CIRCULAR | FOR GATE, GLOBE AND CHECK | Gaskets : VALVES | EA | 1 | 0 | 0 | NO | 925.0596 | 143606.25 | TY | W0062400S | W0062400S | 01,22 | 1 | 1BBA |  |  | DDP MATRIX |  |  |  |  | 2012-03-07
2630 | 29200000TL | 03483 | EGC036016 | P | 58009433 | 58 | EGTL Spares | Mtce | 54 | 54D | PACKING:GRAPHITE,CIRCULAR,24IN | FOR GATE, GLOBE AND CHECK | Packing / Glands / Stuffing Boxes : VALVES | EA | 2 | 0 | 0 | NO | 375.0242 | 58218.75 | TY | W0010021PG | W0010021PG | 01,22 | 1 | 1BBA |  |  | DDP MATRIX |  |  |  |  | 2012-03-07
2631 | 29200000TL | 03483 | EGC040023 | P | 58009434 | 58 | EGTL Spares | Mtce | 54 | 54A | GASKET:16 IN,GRAPHITE,CIRCULAR | FOR GATE, GLOBE AND CHECK | Gaskets : VALVES | EA | 1 | 0 | 0 | NO | 308.0198 | 47817 | TY | W0120041SG | W0120041SG | 01,22 | 1 | 1BBA |  |  | DDP MATRIX |  |  |  |  | 2012-03-07
2632 | 29200000TL | 03483 | EGC040023 | P | 58009435 | 58 | EGTL Spares | Mtce | 54 | 54A | GASKET:20IN,GRAPHITE,CIRCULAR | FOR GATE, GLOBE AND CHECK | Gaskets : VALVES | EA | 1 | 0 | 0 | NO | 675.0435 | 104793.75 | TY | W0120047SG | W0120047SG | 01,22 | 1 | 1BBA |  |  | DDP MATRIX |  |  |  |  | 2012-03-07
2633 | 29200000TL | 03483 | EGC036016 | P | 58009436 | 58 | EGTL Spares | Mtce | 54 | 54A | GASKET:2IN,GRAPHITE,CIRCULAR | FOR GATE, GLOBE AND CHECK | Gaskets : VALVES | EA | 1 | 0 | 0 | NO | 308.0198 | 47817 | TY | W0120002SG | W0120002SG | 01,22 | 1 | 1BBA |  |  | DDP MATRIX |  |  |  |  | 2012-03-07
2634 | 29200000TL | 03483 | EGC036016 | P | 58009437 | 58 | EGTL Spares | Mtce | 54 | 54D | PACKING:GRAPHITE,CIRCULAR,6 IN | FOR GATE, GLOBE AND CHECK | Packing / Glands / Stuffing Boxes : VALVES | EA | 2 | 1 | 2 | NO | 375.0242 | 58218.75 | TY | W0020007PG | W0020007PG | 01,22 | 1 | 1BBA |  |  | DDP MATRIX |  |  |  |  | 2012-03-07
2635 | 29200000TL | 03483 | EGC036016 | P | 58009438 | 58 | EGTL Spares | Mtce | 54 | 54D | PACKING:GRAPHITE,CIRCULAR,2IN | FOR GATE, GLOBE AND CHECK | Packing / Glands / Stuffing Boxes : VALVES | EA | 5 | 0 | 0 | NO | 215.0138 | 33378.75 | TY | W0020001PG | W0020001PG | 01,22 | 1 | 1BBA |  |  | DDP MATRIX |  |  |  |  | 2012-03-07
2636 | 29200000TL | 03483 | EGC036016 | P | 58009439 | 58 | EGTL Spares | Mtce | 54 | 54D | PACKING:GRAPHITE,CIRCULAR,3IN | FOR GATE, GLOBE AND CHECK | Packing / Glands / Stuffing Boxes : VALVES | EA | 1 | 0 | 0 | NO | 585.0377 | 90821.25 | TY | W0020003PG | W0020003PG | 01,22 | 1 | 1BBA |  |  | DDP MATRIX |  |  |  |  | 2012-03-07
2637 | 29200000TL | 03483 | EGC038009 | P | 58009440 | 58 | EGTL Spares | Mtce | 14 | 14C | RING: 4.0 IN,GRAPHITE | FOR GATE, GLOBE AND CHECK | Flow Measuring Instruments : VALVES, W0200400PSRG - PS | EA | 2 | 0 | 0 | NO | 248.016 | 38502 | TY | W0200400PSRG | W0200400PSRG | 01,22 | 1 | 1BBA |  |  | DDP MATRIX |  |  |  |  | 2012-03-07
2638 | 29200000TL | 03483 | EGC036016 | P | 58009441 | 58 | EGTL Spares | Mtce | 54 | 54D | PACKING:GRAPHITE,CIRCULAR,4IN | FOR GATE, GLOBE AND CHECK | Packing / Glands / Stuffing Boxes : VALVES | EA | 2 | 0 | 0 | NO | 945.0609 | 146711.25 | TY | W0020004PG | W0020004PG | 01,22 | 1 | 1BBA |  |  | DDP MATRIX |  |  |  |  | 2012-03-07
2639 | 29200000TL | 03483 | EGC039030 | P | 58009442 | 58 | EGTL Spares | Mtce | 14 | 14C | RING: 8.0 IN,GRAPHITE | FOR GATE, GLOBE AND CHECK | Flow Measuring Instruments : VALVES, W0200800PSRG - PS | EA | 1 | 0 | 0 | NO | 300.0193 | 46575 | TY | W0200800PSRG | W0200800PSRG | 01,22 | 1 | 1BBA |  |  | DDP MATRIX |  |  |  |  | 2012-03-07
2640 | 29200000TL | 03483 | EGC036016 | P | 58009443 | 58 | EGTL Spares | Mtce | 54 | 54D | PACKING:GRAPHITE,CIRCULAR,8IN | FOR GATE, GLOBE AND CHECK | Packing / Glands / Stuffing Boxes : VALVES | EA | 2 | 0 | 0 | NO | 1245.0802 | 193286.25 | TY | W0020010PG | W0020010PG | 01,22 | 1 | 1BBA |  |  | DDP MATRIX |  |  |  |  | 2012-03-07
2641 | 29200000TL | 03483 | EGC039008 | P | 58009444 | 58 | EGTL Spares | Mtce | 14 | 14C | RING: 12.0 IN,GRAPHITE | FOR GATE, GLOBE AND CHECK | Flow Measuring Instruments : VALVES, W0201200PSRG - PS | EA | 2 | 0 | 0 | NO | 880.0567 | 136620 | TY | W0201200PSRG | W0201200PSRG | 01,22 | 1 | 1BBA |  |  | DDP MATRIX |  |  |  |  | 2012-03-07
2642 | 29200000TL | 03483 | EGC038009 | P | 58009445 | 58 | EGTL Spares | Mtce | 14 | 14C | RING: 12.0 IN,GRAPHITE | FOR GATE, GLOBE AND CHECK | Flow Measuring Instruments : VALVES, W0201600PSRG - PS | EA | 1 | 0 | 0 | NO | 2585.1665 | 401321.25 | TY | W0201600PSRG | W0201600PSRG | 01,22 | 1 | 1BBA |  |  | DDP MATRIX |  |  |  |  | 2012-03-07
2643 | 29200000TL | 03483 | EGC039016 | P | 58009446 | 58 | EGTL Spares | Mtce | 54 | 54D | PACKING:GRAPHITE,CIRCULAR,16IN | FOR GATE, GLOBE AND CHECK | Packing / Glands / Stuffing Boxes : VALVES | EA | 1 | 0 | 0 | NO | 3886.2503 | 603301.5 | TY | W0020011PG | W0020011PG | 01,22 | 1 | 1BBA |  |  | DDP MATRIX |  |  |  |  | 2012-03-07
2644 | 29200000TL | 03483 | EGC039023 | P | 58009447 | 58 | EGTL Spares | Mtce | 14 | 14C | RING:16.0 IN,GRAPHITE | FOR GATE, GLOBE AND CHECK | Flow Measuring Instruments : VALVES | EA | 1 | 0 | 0 | NO | 780.0502 | 121095 | TY | W0191000PSRG | W0191000PSRG | 01,22 | 1 | 1BBA |  |  | DDP MATRIX |  |  |  |  | 2012-03-07
2645 | 29200000TL | 03483 | EGC039016 | P | 58009454 | 58 | EGTL Spares | Mtce | 54 | 54A | GASKET:6 IN,GRAPHITE,CIRCULAR | FOR GATE, GLOBE AND CHECK | Gaskets : VALVES | EA | 1 | 0 | 0 | NO | 210.0135 | 32602.5 | TY | W0120019SG | W0120019SG | 01,22 | 1 | 1BBA |  |  | DDP MATRIX |  |  |  |  | 2012-03-07
2646 | 29200000TL | 03483 | EGC039016 | P | 58009455 | 58 | EGTL Spares | Mtce | 54 | 54A | GASKET:6 IN,GRAPHITE,CIRCULAR | FOR GATE, GLOBE AND CHECK | Gaskets : VALVES | EA | 2 | 0 | 0 | NO | 160.0103 | 24840 | TY | W0120011SG | W0120011SG | 01,22 | 1 | 1BBA |  |  | DDP MATRIX |  |  |  |  | 2012-03-07
2647 | 29200000TL | 03483 | EGC039016 | P | 58009457 | 58 | EGTL Spares | Mtce | 54 | 54A | GASKET:8 IN,GRAPHITE,CIRCULAR | FOR GATE, GLOBE AND CHECK | Gaskets : VALVES | EA | 1 | 0 | 0 | NO | 310.02 | 48127.5 | TY | W0120022SG | W0120022SG | 01,22 | 1 | 1BBA |  |  | DDP MATRIX |  |  |  |  | 2012-03-07
2648 | 29200000TL | 03483 | EGC039016 | P | 58009459 | 58 | EGTL Spares | Mtce | 54 | 54A | GASKET:4 IN,GRAPHITE,CIRCULAR | FOR GATE, GLOBE AND CHECK | Gaskets : VALVES | EA | 1 | 0 | 0 | NO | 160.0103 | 24840 | TY | W0120018SG | W0120018SG | 01,22 | 1 | 1BBA |  |  | DDP MATRIX |  |  |  |  | 2012-03-07
2649 | 29200000TL | 03483 | EGC039016 | P | 58009460 | 58 | EGTL Spares | Mtce | 54 | 54A | GASKET:6 IN,GRAPHITE,CIRCULAR | FOR GATE, GLOBE AND CHECK | Gaskets : VALVES | EA | 4 | 0 | 0 | NO | 210.0259 | 32602.845 | TY | W0120021SG | W0120021SG | 01,22 | 1 | 1BBA |  |  | DDP MATRIX |  |  |  |  | 2012-03-07
2650 | 29200000TL | 03483 | EGC039009 | P | 58009463 | 58 | EGTL Spares | Mtce | 54 | 54A | GASKET:20 IN,GRAPHITE,CIRCUL | FOR GATE, GLOBE AND CHECK | Gaskets : VALVES | EA | 1 | 0 | 0 | NO | 520.0335 | 80730 | TY | W0120048SG | W0120048SG | 01,22 | 1 | 1BBA |  |  | DDP MATRIX |  |  |  |  | 2012-03-07
2651 | 29200000TL | 03483 | EGC041016 | P | 58009464 | 58 | EGTL Spares | Mtce | 54 | 54A | GASKET:2 IN,GRAPHITE,CIRCULAR | FOR GATE, GLOBE AND CHECK | Gaskets : VALVES | EA | 1 | 0 | 0 | NO | 160.0103 | 24840 | TY | W0160001SG | W0160001SG | 01,22 | 1 | 1BBA |  |  | DDP MATRIX |  |  |  |  | 2012-03-07
2652 | 29200000TL | 03483 | EGC041016 | P | 58009465 | 58 | EGTL Spares | Mtce | 54 | 54A | GASKET:2 IN,GRAPHITE,CIRCULAR | FOR GATE, GLOBE AND CHECK | Gaskets : VALVES | EA | 1 | 0 | 0 | NO | 210.0135 | 32602.5 | TY | W0120003SG | W0120003SG | 01,22 | 1 | 1BBA |  |  | DDP MATRIX |  |  |  |  | 2012-03-07
2653 | 29200000TL | 03483 | EGC041016 | P | 58009466 | 58 | EGTL Spares | Mtce | 54 | 54A | GASKET:3 IN,GRAPHITE,CIRCULAR | FOR GATE, GLOBE AND CHECK | Gaskets : VALVES | EA | 1 | 0 | 0 | NO | 120.0077 | 18630 | TY | W0120015SG | W0120015SG | 01,22 | 1 | 1BBA |  |  | DDP MATRIX |  |  |  |  | 2012-03-07
2654 | 29200000TL | 03483 | EGC029033 | P | 58009467 | 58 | EGTL Spares | Mtce | 56 | 56Z | INDICATOR:LCD,4-20MA DC,178 MM | 194 MM X 152 MM, REMOTE SIGNAL | *OBS*Fastener-BottWa : HART REMOTE SIGNAL INDICATOR, ALUMINUM, FM EXPLOSION PROOF, INSTRINSICALLY SAFE AND NON-INCENDIVE, BRACKET751AM4K5B. | EA | 2 | 1 | 2 | NO | 880.5307 | 136675.945 | ROSEMOUNT MEASUREMENT | 751AM4K5B | 5390009588 | 22 | 1 |  | 2BAB | [6 empty] | 2012-12-16 |  | 2014-06-11
2655 | 29200000TL | 03483 | EG1058001 | P | 58009470 | 58 | EGTL Spares | Mtce | 14 | 14H | TRANSMITTER: PRESSURE,0.98 | TO 2.5 BAR INPUT,4-20 MA HART | Pressure measuring and control Instruments : PRESSURE TRANSMITTER RANGE -393 to 1000 IN H2O, SSTL, HART, FM INTRINSIC, BRACKET3051CG3A22A1AK5Q4Q8. | EA | 6 | 2 | 4 | NO | 1195.9195 | 185633.8053 | ROSEMOUNT MEASUREMENT | 3051CG3A22A1AK5Q4Q8 | AG0442M-AA-S04D | 05,22 | 1 | [8 empty] | 2012-12-16 | 2024-08-10 | 2014-06-04 |  |  | -1 | 1
2656 | 29200000TL | 03483 | EGC002014 | P | 58009472 | 58 | EGTL Spares | Mtce | 14 | 14Z | TRANSMITTER: PRESSURE,0.98 | TO 2.5 BAR INPUT, 9.0-32.0 VDC | Instruments - Other & Parts : PRESSURE TRANSMITTER , RANGE -393 to 1000 IN H2O, SSTL, FF, FM INTRINSIC, LCD METER, BRACKET3051CG3F22A1AK5Q4Q8. | EA | 2 | 1 | 2 | NO | 1705.235 | 522548.7696 | ROSEMOUNT MEASUREMENT | 3051CG3F22A1AK5Q4Q8 | AG0442M-AS-S04D | 05,22 | 1 |  | 1BBB | [6 empty] | 2013-08-19 | 2017-12-20 | 2018-01-07
2657 | 29200000TL | 03483 | EG1051059 | S | 58009475 | 58 | EGTL Spares | Mtce | 14 | 14H | TRANSMITTER: PRESSURE,0.98 | TO 20.7 BAR INPUT,4-20MA HART | Pressure measuring and control Instruments : 0 IN PSI TO 300 PSI, HART, SST, BRACKET, FM FLAMEPROOF AND INSTRINSIC APPROVAL, MATERIAL TRACEABILITY ASSEMBLED TO 1 SIDED REMOTE SEAL SYSTEM, FLANGED FLUSH SURFACE, SST MATERIAL, ANSI 150 CLASS FLAN3051CG4A22A | EA | 1 | 1 | 2 | NO | 3536.822 | 549091.62 | ROSEMOUNT MEASUREMENT | 3051CG4A22A1AS7B4K5Q4Q8/ | AG0442M-M-S04D | 05,22 | 1 | [6 empty] | 3051 CG4A22A1AS7B4K5Q4Q8 |  | 2012-12-16 | 2016-07-03 | 2014-04-19
2658 | 29200000TL | 03483 | EGC002012 | S | 58009477 | 58 | EGTL Spares | Mtce | 14 | 14H | TRANSMITTER: PRESSURE,0.98 | TO 20.7 BAR INPUT,4-20MA HART | Pressure measuring and control Instruments : WITH SEAL, RANGE -0 to 300 PSIG SSTL, HART, FM INTRINSIC, BRACKET, SST, 1 SIDED REMOTE SEAL SYSTEM, FLANGED FLUSH SURFACE, SST MATERIAL, ANSI 300 CLASS FLANGE. MANUFACTURER PART NUMBER :3051CG4A22A1AS7B4K5Q4 | EA | 1 | 1 | 2 | NO | 3553.1063 | 674256.4475 | ROSEMOUNT MEASUREMENT | 3051CG4A22A1AS7B4K5Q4Q8/ | 5390009757 | 05,22 | 1 | 1AXX | [5 empty] | 3051CG4A22A1AS7B4K5Q4Q8 |  | 2012-12-16 | 2024-06-12 | 2014-04-19 |  |  | -1 | 1
2659 | 29200000TL | 03483 | EGC003016 | P | 58009478 | 58 | EGTL Spares | Mtce | 14 | 14Z | TRANSMITTER: PRESSURE,0.98 | TO 20.7 BAR INPUT,9.0-32.0 VDC | Instruments - Other & Parts : WITH MANIFOLD, RANGE -0 to 300 PSIG SSTL, FF, FM INTRINSIC, BRACKET, 2 VALVE MANIFOLD, SST, FLANGE ADAPTERS3051CG4F22A1AK5Q4Q8. Cross Ref Equip Tag :120-PT-1072/2072 130-PT-0068 150-PT-0038/0039/0040/0050/0506/0510/0513/0 | EA | 6 | 5 | 10 | NO | 590.0562 | 91576.7289 | ROSEMOUNT MEASUREMENT | 3051CG4F22A1AK5Q4Q8 | 5390009916 | 05,22 | 1 | [8 empty] | 2012-12-16 | 2017-11-11
2660 | 29200000TL | 03483 | EG1058002 | P | 58009479 | 58 | EGTL Spares | Mtce | 14 | 14H | TRANSMITTER: PRESSURE,0.98 | TO 20.7 BAR INPUT,9.0-32.0 VDC | Pressure measuring and control Instruments : WITH MANIFOLD, RANGE -0 to 300 PSIG HAST, FF, LCD METER, FM INTRINSIC, BRACKET, 2 VALVE MANIFOLD, SST/HAST 3051CG4F03A1AS5K5Q4Q8 | EA | 8 | 1 | 2 | NO | 1497.4121 | 232440.0698 | ROSEMOUNT MEASUREMENT | 3051CG4F23A1AK5Q4Q8 | 5390009995 | 05,22 | 1 | [8 empty] | 2012-12-16 | 2014-05-02 | 2014-06-04
2661 | 29300000TL | 03483 | EGC005003 | P | 58009480 | 58 | EGTL Spares | Mtce | 14 | 14Z | TRANSMITTER: PRESSURE,0.98 | TO 20.7 BAR INPUT,3 IN 300 LB | Instruments - Other & Parts : FOUNDATION FIELDBUS OUTPUT, 9-32 VDC, ENGINEERED ASS, SS, BRACKET, FM FLAMEPROOF & INSTRINSIC APPROVAL, MATERIAL TRACEABILITY ASSEMBLED TO 1 SIDED REMOTE SEAL SYSTEM, FOR DP PRESSURE TRANSMITTERS. MANUFACTURER PART NUMBER | EA | 3 | 2 | 3 | YES | 7087.74 | 3263337.7112 | ROSEMOUNT MEASUREMENT | 3051CG4F22A1AS1B4K5Q4Q8 | 5390009998 | 05,22 | 1 | [8 empty] | 2019-11-01 |  | 2022-04-18
2662 | 29200000TL | 03483 | EG6001055 | S | 58009481 | 58 | EGTL Spares | Mtce | 14 | 14Z | TRANSMITTER: PRESSURE,0.98 | TO 20.7 BAR INPUT,3 IN 150 LB | Instruments - Other & Parts : 0 TO 300 PSI, FF, SST, BRACKET, FM FLAMEPROOF AND INSTRINSIC APPROVAL, MATERIAL TRACEABILITY ASSEMBLED TO 1 SIDED REMOTE SEAL SYSTEM, FLANGED FLUSH SURFACE, SST MATERIAL, ANSI 150 CLASS FLANGE . MANUFACTURER PART NUMBER :3 | EA | 1 | 2 | 4 | NO | 2530.9568 | 392804.5 | ROSEMOUNT MEASUREMENT | 3051CG4F22A1AS7B4K5Q4Q8 / | AL0137M-AB-M127 | 05,22 | 1 | [8 empty] | 2012-12-16
2663 | 29200000TL | 03483 | EGC003023 | P | 58009494 | 58 | EGTL Spares | Mtce | 14 | 14Z | TRANSMITTER: PRESSURE,0.98 | TO 137.9 BAR INPUT,9-32VDC | Instruments - Other & Parts : -250 IN H2O TO 250 IN H20, FF, SST, BRACKET, FM FLAMEPROOF AND INSTRINSIC APPROVAL, MATERIAL TRACEABILITY 1 SIDED REMOTE SEAL SYSTEM, FLANGED FLUSH SURFACE, SST MATERIAL, ANSI 150 CLASS. MANUFACTURER PART NUMBER :3051CG2F2 | EA | 2 | 2 | 4 | NO | 2652.6134 | 411685.6 | ROSEMOUNT MEASUREMENT | 3051CG2F22A1AB4K5Q4Q8S7 / | WO064892-K-T | 05,22 | 1 | [8 empty] | 2012-12-16
2664 | 29200000TL | 03483 | EGC029030 | P | 58009497 | 58 | EGTL Spares | Mtce | 66 | 66Z | MANIFOLD:2-VALVE COPLANER | 2 IN PIPE BRACKET,1/4-18 NPT | Valve-Other : TRADITIONAL, SST, FLANGE ADAPTERS, BRACKET0305RC22A11L4B4 | EA | 2 | 3 | 6 | NO | 276.9787 | 42987.09 | ROSEMOUNT MEASUREMENT | 0305RC22A11L4B4 | 5390009051 | 22 | 1 | [8 empty] | 2012-12-16
2665 | 29200000TL | 03483 | EGC029030 | P | 58009498 | 58 | EGTL Spares | Mtce | 66 | 66Z | MANIFOLD:2-VALVE COPLANER | 2 IN PIPE BRACKET,1/2-14 NPT | Valve-Other : 6092 PSI (420 BAR) / 4000 PSI (276 BAR),200 DEG F (93 DEG C) / 400 DEG F (204 DEG C),HASTELLOY C STEM AND TIP/BALL - 316 SS BODY,COPLANAR, NACE SOUR GAS, COPLANA, DP PRESSURE TRANSMITTERS. Cross Ref Equip Tag :150-PT-0060 150-PT-0073 150-PT- | EA | 2 | 2 | 4 | NO | 320.1515 | 49687.51 | ROSEMOUNT MEASUREMENT | 0305RC22B11L4B4SG | 5390009584 | 22 | 1 | 1AXX | [7 empty] | 2012-12-16
2666 | 29200000TL | 03483 | EG1003018 | P | 58009501 | 58 | EGTL Spares | Mtce | 14 | 14C | KIT:METER | FOR FOUNDATION FIELDBUS | Flow Measuring Instruments : CONTAINS LCD METER, COVER, GLASS, FOR DP PRESSURE TRANSMITTERS; ALUMINUM HOUSING METER KIT, LCD, FF INSTRUMENTS03031-0193-0104. Cross Ref Equip Tag :150-PT-0038/0039/0040/0050/0071/0087/0111/0506/0510 /0513/0520 160-PT-0009 | EA | 10 | 3 | 6 | NO | 185.6295 | 28813.5563 | ROSEMOUNT MEASUREMENT | 03031-0193-0104 | AG2096M-F-M103 | 01,22 | 1 | [8 empty] | 2012-12-14 | 2025-07-27 |  | -6 | 5 | -1 | 1
2667 | 29200000TL | 03483 | EGC029030 | P | 58009503 | 58 | EGTL Spares | Mtce | 66 | 66Z | MANIFOLD: VALVE,2IN VALVE | 2 IN PIPE BRACKET,1/2-14 NPT | Valve-Other : PROCESS - (2) 1/4-18 NPT (TEST/VENT),NPT,6092 PSI (420 BAR) / 4000 PSI (276 BAR),200 DEG F (93 DEG C) / 400 DEG F (204 DEG C),HASTELLOY C STEM AND TIP/BALL - 316 SS BODY, ADDITIONAL INFORMATION:TR, FOR DP PRESSURE TRANSMITTERS; TRADITIONAL, | EA | 2 | 1 | 2 | NO | 365.567 | 56736 | ROSEMOUNT MEASUREMENT | 0305RT22A11L4BCDFSG | AG2096M-G-M103 | 22 | 1 | [8 empty] | 2012-12-16
2668 | 29200000TL | 03483 | EG1058011 | P | 58009504 | 58 | EGTL Spares | Mtce | 14 | 14Z | TRANSMITTER:20.7-20.7 BAR INP | DIFFERENTIAL PRESSURE,9-32VDC | Instruments - Other & Parts : "FOUNDATION FIELDBUS OUTPUT 250 BAR,1/4 IN-18 NPT, WITH MANIFOLD, SS, HART, FM INTRINSIC, BRACKET, 3051CD4F02A1AH2K5L4Q4Q8B7, DP PRESSURE TRANSMITTERS" | EA | 1 | 2 | 4 | NO | 1682.1085 | 447006.4 | ROSEMOUNT MEASUREMENT | 3051CD4F02A1AH2K5L4Q4Q8B7 | MOT102727050001 | 05,22 | 1 | 1AXX | [7 empty] | 2012-12-16 | 2025-01-24 | 2016-06-01 | -1 | 1
2669 | 29200000TL | 03483 | EGC003015 | P | 58009505 | 58 | EGTL Spares | Mtce | 14 | 14Z | TRANSMITTER: PRESSURE 4-20MA | DIFFERENTIAL 7.5 TO 7.5 MBAR | Instruments - Other & Parts : WITH MANIFOLD, RANGE -3 to 3 IN H2O, SSTL, HART, FM INTRINSIC, BRACKET3051CD0A02A1AH2K5L4Q4Q8B7. EQUIPMENT NUMBER: 120-FXT-1061A 120-FXT-1061B 120-FXT-1061C 120-FXT-1062A 120-FXT-1062B 120-FXT-1062C 120-FXT-2061A 120-FXT-20 | EA | 3 | 3 | 5 | NO | 815.5859 | 126626.2465 | ROSEMOUNT MEASUREMENT | 3051CD0A02A1AH2K5L4Q4Q8B7 | 104490009591 | 05,22 | 1 | 1AXX | [7 empty] | 2013-01-12 | 2019-11-29
2670 | 29200000TL | 03483 | EG1057008 | S | 58009507 | 58 | EGTL Spares | Mtce | 14 | 14Z | TRANSMITTER: PRESSURE | DIFFERENTIAL 62.2 TO 62.2 MBAR | Instruments - Other & Parts : WITH MANIFOLD, RANGE -25 to 25 IN H2O, SSTL, FF, FM, INTRINSIC, BRACKET3051CD1F02A1AH2K5L4Q4Q8B7. Cross Ref Equip Tag :135-FT-0017 172-FT-0027 172-FT-0028 181-FT-0008 181-FT-0013 130-FT-1048A 130-FT-1048B 130-FT-1048C 130- | EA | 1 | 0 | 0 | NO | 1038.9565 | 161300.487 | ROSEMOUNT MEASUREMENT | 3051CD1F02A1AH2K5L4Q4Q8B7 | 1.60/6.10 | 05,22 | 1 | [7 empty] | ECNL3043 | 2013-01-12 | 2022-03-25
2671 | 29200000TL | 03483 | EG1058011 | P | 58009508 | 58 | EGTL Spares | Mtce | 14 | 14H | TRANSMITTER: PRESSURE | DIFFERENTIAL 62.2 TO 62.2 MBA | Pressure measuring and control Instruments : 9-32VDC WITH MANIFOLD, RANGE -25to 25 IN H2O, HASTELLOY C, FF, LCD METER, FM INTRINSIC, BRACKET3051CD1F03A1AH7K5L4Q4Q8B7 | EA | 6 | 1 | 2 | NO | 1723.0201 | 267476.9981 | ROSEMOUNT MEASUREMENT | 3051CD1F03A1AH7K5L4Q4Q8B7 | 3000134717 | 05,22 | 1 | [8 empty] | 2013-01-12 | 2019-11-26 | 2014-06-04
2672 | 29200000TL | 03483 | EGC003021 | P | 58009512 | 58 | EGTL Spares | Mtce | 14 | 14Z | TRANSMITTER: PRESSURE | DIFFERENTIAL | Instruments - Other & Parts : DIFFERENTIAL TRANSMITTER WITH MANIFOLD, RANGE -250 to 250 IN H2O, MONEL, HART, FM INTRINSIC, BRACKET3051CD2A04A2AH4K5L6Q4Q8P2B7 . Cross Ref Equip Tag :120-FXT-1065A 120-FXT-1065B 120-FXT-1065C 120-FXT-2065A 120-FXT-2065B 1 | EA | 1 | 0 | 0 | NO | 1821.7397 | 552158.67 | ROSEMOUNT MEASUREMENT | 3051CD2A04A2AH4K5L6Q4Q8P2 |  | 01A,01 OR 07 | 1 | 1AXX | [7 empty] | 2012-12-16 | 2020-10-22 | 2019-02-20
2673 | 29200000TL | 03483 | EGC003006 | S | 58009515 | 58 | EGTL Spares | Mtce | 14 | 14Z | TRANSMITTER:623 TO 623 MBAR | 4 IN 300 LB FLG,4-20MA | Instruments - Other & Parts : 10.5-55VDC SUPPLY,250 BAR,DIFFERENTIAL PRESSURE, HART (4-20MA), SS, BRACKET, FM FLAMEPROOF & INSTRINSIC APPROVAL, MATERIAL TRACEABILITY 2 SIDED REMOTE SEAL, DP PRESSURE TRANSMITTERS | EA | 1 | 1 | 2 | NO | 6069.9379 | 942054.36 | ROSEMOUNT MEASUREMENT |  |  | 05,22 | 1 | [8 empty] | 2012-12-16
2674 | 29200000TL | 03483 | EGC003021 | P | 58009519 | 58 | EGTL Spares | Mtce | 14 | 14Z | TRANSMITTER:623 TO 623 MBAR | 1/4 IN-18 NPT, 9-32VDC | Instruments - Other & Parts : "DIFFERENTIAL PRESSURE,FOUNDATION FIELDBUS OUTPUT,250 BAR, MONEL, FM INTRINSIC, BRACKET, SS, MAN PART NO 3051CD2F04A1AH4K5L6Q4Q8P2B7 DP PRESSURE TRANSMITTERS" REPLACED WITH 3051CD2F04A1AB7K5H4L6P2Q4Q8 | EA | 3 | 3 | 5 | NO | 1949.6457 | 501907.1533 | ROSEMOUNT MEASUREMENT | 3051CD2F04A1AB7K5H4L6P2Q4 |  | 05,22 | 1 |  |  |  | EGTL1-MGN-INS-DS-202001 |  |  | 3051CD |  | 2012-12-16 | 2025-08-06 | 2017-08-28 | -1 | 1
2675 | 29200000TL | 03483 | EGC003011 | P | 58009520 | 58 | EGTL Spares | Mtce | 14 | 14Z | TRANSMITTER:623 TO 623 MBAR | 9-32VDC,250 BAR,3 IN 600 LB | Instruments - Other & Parts : DIFFERENTIAL PRESSURE,FOUNDATION FIELDBUS OUTPUT, FLG, SST, BRACKET, FM FLAMEPROOF & INSTRINSIC APPROVAL, MATERIAL TRACEABILITY 2 SIDED REMOTE, DP PRESSURE TRANSMITTERS | EA | 2 | 1 | 2 | NO | 7332.0694 | 1137937.17 | ROSEMOUNT MEASUREMENT |  |  | 05,22 | 1 | [8 empty] | 2012-12-16
2676 | 29300000TL | 03483 | EG5012008 | P | 58009521 | 58 | EGTL Spares | Mtce | 14 | 14Z | TRANSMITTER:623 TO 623 MBAR | 9-32VDC,250 BAR,3 IN 300 LB | Instruments - Other & Parts : DIFFERENTIAL PRESSURE,FOUNDATION FIELDBUS OUTPUT, FLG, SST, BRACKET, FM FLAMEPROOF & INSTRINSIC APPROVAL, MATERIAL TRACEABILITY 2 SIDED REMOTE, DP PRESSURE TRANSMITTERS | EA | 5 | 1 | 2 | YES | 4679.7814 | 4539221.6091 | ROSEMOUNT MEASUREMENT |  | 642763 | 05,22 | 1 | [8 empty] | 2019-11-01 | 2025-11-22 | 2024-03-12 | -2 | 2
2677 | 29200000TL | 03483 | EGC003023 | P | 58009522 | 58 | EGTL Spares | Mtce | 14 | 14Z | TRANSMITTER:623 TO 623 MBAR | 9-32VDC,250 BAR,3 IN 150 LB | Instruments - Other & Parts : DIFFERENTIAL PRESSURE,FOUNDATION FIELDBUS OUTPUT, FLG, FOUNDATION FIELDBUSS, SS, BRACKET, FM FLAMEPROOF, INSTRINSIC APPROVAL, MATERIAL TRACEABILITY 2 SIDED REMOTE, DP PRESSURE TRANSMITTERS.Model Number :3051 CD2F22A1AS8B4K5 | EA | 6 | 4 | 8 | NO | 5681.8146 | 882001.25 | ROSEMOUNT MEASUREMENT | 1199DCC56AFFW71CAA9G |  | 05,22 | 1 | [6 empty] | 3051 CD2F22A1AS8B4K5Q4Q8 |  | 2012-12-16 | 2016-10-16 | 2014-05-19
2678 | 29200000TL | 03483 | EG1059006 | P | 58009524 | 58 | EGTL Spares | Mtce | 14 | 14Z | TRANSMITTER:1000 TO 1000 IN WC | 9-32VDCSUPPLY,250 BAR,1/4IN-18 | Instruments - Other & Parts : &quot;DIFFERENTIAL PRESSURE,4-20MA HART OUTPUT, NPT,HART, FM INTRINSIC, BRACKET SS , 3051CD3A03B1AH3K5L4Q4Q8B7, DP PRESSURE TRANSMITTERS&quot; | EA | 1 | 4 | 8 | NO | 1959.4516 | 393480.4351 | ROSEMOUNT MEASUREMENT | 3051CD3A03B1AH3K5L4Q4Q8B7 | 40008875 | 05,22 | 1 | [8 empty] | 2012-12-16 | 2024-04-14 | 2014-06-04 |  |  | -1 | 1 | -1 | 1
2679 | 29200000TL | 03483 | EG1051055 | S | 58009527 | 58 | EGTL Spares | Mtce | 14 | 14Z | TRANSMITTER: DIFFERENTIAL PRES | -2.5 TO 2.5 BAR INPUT,4-20MA | Instruments - Other & Parts : HART OUTPUT,10.5-55VDC SUPPLY,250 BAR,4 IN 300 LB FLG, HART, SS, BRACKET, FM FLAMEPROOF, INSTRINSIC APPROVAL, MATERIAL TRACEABILITY 2 SIDED REMOTE SEAL SYSTEM, FLG FLUS (FOR DP PRESSURE TRANSMITTERS). MFG PART NUMBER #: 30 | EA | 2 | 4 | 8 | NO | 6927.7365 | 1301333.1825 | ROSEMOUNT MEASUREMENT | 3051CD3A22A1S8B4K5D4Q4Q8/ |  | 05,22 | 1 | [8 empty] | 2012-12-16 |  | 2014-12-01
2680 | 29200000TL | 03483 | EGC003018 | P | 58009531 | 58 | EGTL Spares | Mtce | 14 | 14Z | TRANSMITTER:2.5 TO 2.5 BAR | 9-32VDC,250 BAR,3 IN 300 LB | Instruments - Other & Parts : DIFFERENTIAL PRESSURE,FOUNDATION FIELDBUS OUTPUT, FLG, FF, SS, BRACKET, FM FLAMEPROOF & INSTRINSIC APPROVAL, MATERIAL TRACEABILITY 2 SIDED REMOTE SEAL SYSTEM, FLUSH, DP PRESSURE TRANSMITTERS3051CD3F22A1AS8B4K5Q4Q8 / 1199DCC | EA | 6 | 4 | 8 | NO | 6363.0836 | 1222977.1521 | ROSEMOUNT MEASUREMENT | 3051CD3F22A1AS8B4K5Q4Q8 | 13007295 | 05,22 | 1 | [8 empty] | 2012-12-16 | 2017-02-28 | 2014-12-01
2681 | 29200000TL | 03483 | EG5009024 | P | 58009532 | 58 | EGTL Spares | Mtce | 14 | 14Z | TRANSMITTER: DIFFERENTIAL PRES | -2.5 TO 2.5 BAR INPUT | Instruments - Other & Parts : FOUNDATION FIELDBUS OUTPUT,9-32VDC SUPPLY,250 BAR,3 IN 300 LB FLG, FF, SS, BRACKET, FM FLAMEPROOF & INSTRINSIC APPROVAL, MATERIAL TRACEABILITY 2 SIDED REMOTE SEAL SYSTEM, FLUSH (FOR DP PRESSURE TRANSMITTERS)3051CD3F22A1AS8B | EA | 7 | 4 | 8 | NO | 6682.2978 | 1261413.8694 | ROSEMOUNT MEASUREMENT | 3051CD3F22A1AS8B4K5Q4Q8 |  | 05,22 | 1 | [8 empty] | 2012-12-16 | 2019-11-30 | 2014-12-01
2682 | 29200000TL | 03483 | EG6002CON | P | 58009534 | 58 | EGTL Spares | Mtce | 14 | 14Z | TRANSMITTER:20.7 TO 20.7 BAR | 10.5-55VDC,250 BAR,4 IN 300 LB | Instruments - Other & Parts : DIFFERENTIAL PRESSURE,4-20MA HART OUTPUT, FLG, WITH SEAL, HART, FM INTRINSIC, BRACKET, SS, 1 SIDED REMOTE SEAL SYSTEM, FLUSH SURFACE, SS MATERIAL, ANSI 300 CLA, DP PRESSURE TRANSMITTERS3051CD4A22A1AS8B4K5Q4Q8/ 1199DCC64AEFW | EA | 5 | 0 | 0 | NO | 10056.0687 | 1925071.11 | ROSEMOUNT MEASUREMENT | 3051CD4A22A1AS8B4K5Q4Q8 | 13007285 | 05,22 | 1 | [8 empty] | 2012-12-16 | 2024-06-12 | 2014-12-01 |  |  | -1 | 1
2683 | 29200000TL | 03483 | EGC003006 | S | 58009537 | 58 | EGTL Spares | Mtce | 14 | 14Z | TRANSMITTER:20.7 TO 20.7 BAR | 250 BAR,3 IN 150 LB FLG | Instruments - Other & Parts : DIFFERENTIAL PRESSURE, FOUNDATION FIELDBUS OUTPUT,9-32VDC SUPPLY,FF, SS, BRACKET, FM FLAMEPROOF & INSTRINSIC APPROVAL, MATERIAL TRACEABILITY 2 SIDED REMOTE SEAL SYSTEM, FLU, DP PRESSURE TRANSMITTERS | EA | 2 | 4 | 8 | NO | 7994.1182 | 1510045.7425 | ROSEMOUNT MEASUREMENT | 3051CD4F22A1AS8K54Q8B4 | 40009094 | 05,22 | 1 | [8 empty] | 2012-12-16 |  | 2014-12-01
2684 | 29200000TL | 03483 | EGC003035 | P | 58009539 | 58 | EGTL Spares | Mtce | 14 | 14Z | TRANSMITTER:623 TO 623 MBAR | 10.5-42.4VDC,250 BAR,1/4 IN-18 | Instruments - Other & Parts : DIFFERENTIAL PRESSURE,4-20MA HART OUTPUT, NPT, SCALABLE, HART, DIAGNOSTICS, CDS, FM INTRINSIC, BRACKET, MAN PART NO 3051S2CD2A2F12A1ADA1B7K5Q4Q8L4, DP PRESSURE TRANSMITTERS | EA | 5 | 4 | 8 | NO | 3663.7644 | 705144.6857 | ROSEMOUNT MEASUREMENT |  | 40009095 | 05,22 | 1 | [8 empty] | 2012-12-16 | 2025-03-18 | 2014-11-05 | -1 | 1
2685 | 29200000TL | 03483 | EGC003028 | P | 58009540 | 58 | EGTL Spares | Mtce | 14 | 14B | TRANSMITTER:623 TO 623 MBAR | 10.5-42.4VDC,250 BAR,1/4 IN-18 | Programmable Logic Controllers : 4-20MA HART OUTPUT,NPT, SCALABLE, SS, HART, DIAGNOSTICS, SPECIAL CLEANING, FM INTRINSIC, BRACKET, MAN PART NO , DP PRESSURE TRANSMITTERS3051S2CD2A4F14A1AB7C8K5L6Q4Q8P2. | EA | 7 | 1 | 2 | NO | 2222.0501 | 413291.1075 | ROSEMOUNT MEASUREMENT | 3051S2CD2A4F14A1AB7C8K5L6 | 3590107 | 05,22 | 1 | 1AXX | 1BBB | [6 empty] | 2012-12-16 | 2017-06-16 | 2014-12-01
2686 | 29200000TL | 03483 | EGC003028 | P | 58009541 | 58 | EGTL Spares | Mtce | 14 | 14Z | TRANSMITTER:2.5 TO 2.5 BAR | 10.5-42.4VDC,250 BAR,1/4 IN-18 | Instruments - Other & Parts : "DIFFERENTIAL PRESSURE,4-20MA HART OUTPUT, NPT,SCALABLE, SS, HART, LOW ALARM, DIAGNOSTICS, FM INTRINSIC, BRACKET, MAN PART NO 351S2CD3A2F12A1ADA1B7C8K5L4Q4Q8, DP PRESSURE TRANSMITTERS"" | EA | 6 | 4 | 8 | NO | 1937.5438 | 367562.19 | ROSEMOUNT MEASUREMENT | 351S2CD3A2F12A1ADA1B7C8K5 | 3590105 | 05,22 | 1 | [8 empty] | 2012-12-16 | 2025-01-23 | 2014-11-05 | -1 | 1
2687 | 29200000TL | 03483 | EGC006003 | P | 58009542 | 58 | EGTL Spares | Mtce | 14 | 14Z | TRANSMITTER:2.5 TO 2.5 BAR | 250 BAR,3 IN 150 LB FLG | Instruments - Other & Parts : DIFFERENTIAL PRESSURE, FOUNDATION FIELDBUS OUTPUT,9-32VDC SUPPLY, FF, SS, BRACKET, FM FLAMEPROOF & INSTRINSIC APPROVAL, MATERIAL TRACEABILITY 2 SIDED REMOTE SEAL SYSTEM, FLUSH, DP PRESSURE TRANSMITTERS3051CD2F22A1AB4K5Q4Q8D | EA | 8 | 4 | 8 | NO | 4256.9292 | 790584.5525 | ROSEMOUNT MEASUREMENT | 3051CD2F22A1AB4K5Q4Q8DFS7 |  | 05,22 | 1 | [8 empty] | 2012-12-16 |  | 2014-12-01
2688 | 29200000TL | 03483 | EGC002034 | S | 58009548 | 58 | EGTL Spares | Mtce | 14 | 14Z | TRANSMITTER:20.7 TO 20.7 BAR | 250 BAR,3 IN 300 LB FLG | Instruments - Other & Parts : 4-20MA HART OUTPUT,10.5-55VDC SUPPLY,HART, SS, BRACKET, FM FLAMEPROOF & INSTRINSIC APPROVAL, MATERIAL TRACEABILITY 2 SIDED REMOTE SEAL SYSTEM, FLUSH, DP PRESSURE TRANSMITTERS | EA | 6 | 4 | 8 | NO | 6466.1764 | 1230513.0225 | ROSEMOUNT MEASUREMENT | 3051CD4A22A1AS8B4K5Q4Q8 | 3660107 | 05,22 | 1 | [8 empty] | 2012-12-16 | 2018-10-23 | 2014-08-26
2689 | 29200000TL | 03483 | EGC002022 | P | 58009549 | 58 | EGTL Spares | Mtce | 14 | 14H | TRANSMITTER:623 TO 623 MBAR | DIFFERENTIAL PRESSURE | Pressure measuring and control Instruments : 4-20MA HART OUTPUT,10.5-55VDC SUPPLY,250 BAR,3 IN 150 LB FLG, FF, SS, BRACKET, FM FLAMEPROOF & 2 SIDED REMOTE SEAL SYSTEM, FLUSH SURFACE, SS MATERIAL, ANSI 300 CLASS FLG, MAN, DP PRESSURE TRANSMITTERS. MFG MOD | EA | 8 | 4 | 8 | NO | 5958.1504 | 1131429.31 | ROSEMOUNT MEASUREMENT |  | 4661525 | 05,22 | 1 | [6 empty] | ACTURER MODEL NUMBER |  | 2012-12-16 |  | 2014-08-26
2690 | 29200000TL | 03483 | EGC003022 | P | 58009554 | 58 | EGTL Spares | Mtce | 14 | 14H | TRANSMITTER: PRESSURE,0.621 | TO 0.621 BAR INPUT,4-20MA | Pressure measuring and control Instruments : 9-32VDC SUPPLY,1/4 IN-18 NPT X 1/2 IN-14 NPT,WITH DIAPHRAGM & 9M CAPILLARY, CROSS REF DWG EGTL1-SLF-INS-DS-300001 (Pg.23)ROSEMOUNT MODEL 3051CG Pressure Transmitterwith 1199 Flush Flanged Seal Assembly Model # | EA | 3 | 2 | 3 | NO | 6015 | 1058721.65 | ROSEMOUNT | 3051CG2A22A1JS1M5B4E8Q4Q8 |  | 05,22 | 1 | [8 empty] | 2013-08-19 |  | 2015-02-15
2691 | 29200000TL | 03483 | EG1005007 | P | 58009561 | 58 | EGTL Spares | Mtce | 14 | 14H | SWITCH: PRESSURE,120VAC 0.3A | 1/4 IN-18 FNPT,BOTTOM,0.4-2.5 | Pressure measuring and control Instruments : PRESSURE & VACUUM,SPDT,SS, WEATHERPROOF/FLAMEPROOF ENCLOSURE, CROSS REF DWG EGTL1-SLF-INS-DS-300001-115, EGTL1-SLF-INS-DS-300001-116, EGTL1-SLF-INS-DS-300001-117, WAX FILTRATION PACKAGE.SERIAL #:W115337/1 *1 | EA | 4 | 0 | 0 | NO | 638.8329 | 188612.013 | DELTA CONTROLS | RVM22SDC04F30 | 3650109 | 01,10,22 | 1 | 1BAB | [7 empty] | 2013-02-16 | 2018-08-24 | 2018-09-24
2692 | 29200000TL | 03483 | EGC005009 | P | 58009565 | 58 | EGTL Spares | Mtce | 14 | 14H | TRANSMITTER:0.623 TO 0.623 BAR | DIFFERENTIAL PRESSURE | Pressure measuring and control Instruments : PRESSURE 250 BAR, -0.623-0623 BAR, SPAN 0.0062 BAR, OUTPUT 4-20mA, CAL. 0-0.25BAR, GLASS FILLED PTFE-O-RING, LIQUID-SILICONE, DIAPHRAGM-316 SS, 1/2-14NPT, COPLANAR FLANGE BRACKET 2IN PIPE, ATEX FLAMEPROOF, 316 | EA | 3 | 2 | 4 | NO | 4250.7435 | 774583.3869 | ROSEMOUNT | 3051CD2A02A1JM5E8S5Q4Q8 + |  | 05,22 | 1 | 1BAB | [5 empty] | 3051CD |  | 2012-10-27 | 2017-01-25 | 2015-05-08
2693 | 29200000TL | 03483 | EGC004027 | P | 58009566 | 58 | EGTL Spares | Mtce | 14 | 14Z | TRANSMITTER:0.623 TO 0.623 BAR | DIFFERENTIAL PRESS. CAPILLARY | Instruments - Other & Parts : (0-6.2/620) 0-4338 MMH2O, SPAN 0.0062, OUTPUT 4-20MA DIGITAL SIGNAL BASED ON HART PROTOCOL, 316 SS, GLASS FILLED PTFE, FILL LIQUID SILICON, SS 1/2-14NPT, COPLANAR FLANGE BRACKET 1/2IN PIPE SS, ATEX FLAMEPROOF, CAL 0 - 0.25 | EA | 3 | 0 | 0 | NO | 8476.7726 | 1480025.1867 | ROSEMOUNT | 3051CD2A22A1JS2B4E8L4M6Q4 | 3051CD2A22A1JS2B4E8L4M6Q4 | 05,22 | 1 | 1BAB | [5 empty] | 3051CD |  | 2012-10-27 | 2014-04-12 | 2015-03-17
2694 | 29200000TL | 03483 | EG1052034 | P | 58009572 | 58 | EGTL Spares | Mtce | 54 | 54D | SWITCH: LEVEL,11 TO 36 V DC | RANGE,SPDT,VIBRATION | *OBS*GS&P-Other : OEM ENDRESS & HAUSER LIQUIPHANT S FTL71-LAM2BB5E8CN, SPEC. FEL55 4..20MA, 11...36VDC, L 190MM, POINT LEVEL SWITCH 177MM, SERIAL NUMBER D3005201091 MANUFACTURED BY ENDRESS & HAUSER, MODEL LIQUIPHANT M FTL51, SS316L, 190MM LENGTH, CABLE EN | EA | 4 | 3 | 6 | NO | 3145.7689 | 560749.6222 | ENDRESS & HAUSER | FLT71-LAM2BB 190 MML5E8CN | 2 E206 | 01,10,22 | 1 | 1BAB | 1BAB |  |  |  |  | LIQUIPHANT M FTL51 |  | 2013-02-16 | 2024-12-06 | 2015-04-03 |  |  | -1 | 1
2695 | 29200000TL | 03483 | EGC027006 | P | 58009640 | 58 | EGTL Spares | Mtce | 87 | 87B | SPROCKET:181 TEETH 2-1/2 IN | BORE,SGL ROW,0.31496 IN PITCH | *OBS*Machinery-Misc- : &quot;20 IN OD,18.14 IN ROOT DIA,GRAY IRON FAN, WITH TAPER BUSHING, 172-EA-003-2/4 COFIMCO - 2B, FAN, WITH TAPER BUSHING, 172-EA-003-2/4 FOR HOT CONDEASATE COOLER&quot; | EA | 4 | 0 | 0 | NO | 250.0483 | 38822.5 | COFIMCO | 2B | 8458 | 22 | 1 | 2CAC | 2CAC | [6 empty] | 2012-12-05
2696 | 29200000TL | 03483 | EG3001012 | P | 58009646 | 58 | EGTL Spares | Mtce | 66 | 66Q | VALVE: KNIFE GATE | 16.0 IN VALVE,316 SS | Valve - Gate : EKB-3016; PART NUMBER E3056-16-2, 316 STAINLESS STEEL KNIFE GATE. ATTACHES TO LOWER END OF VALVE SHAFT. | EA | 1 | 0 | 0 | NO | 24068.59 | 7359452.7643 | EVEREST | E3056-16-2 | E3056-16-2 | 02,21,22 | 1 | 2BAB |  |  | EKB-3016 |  |  |  |  | 2012-01-06 | 2017-06-18 | 2018-04-23
2697 | 29200000TL | 03483 | EGC043030 | P | 58009791 | 58 | EGTL Spares | Mtce | 76 | 76Z | COUPLING:DRIVE,METAL | MOV GATE VALVES | Pumps-Other : | EA | 2 | 1 | 2 | NO | 234.211 | 36361.26 | ROTORK | MODEL 2C (IQ10/12A) | MODEL 2C (IQ10/12A) | 01,22 | 1 | 2BAC |  |  | EGTL1-LWI-INS-DS-101028 |  |  |  |  | 2012-01-06
2698 | 29200000TL | 03483 | EGC043030 | P | 58009792 | 58 | EGTL Spares | Mtce | 76 | 76Z | COUPLING:DRIVE,METAL | MOV GATE VALVES | Pumps-Other : | EA | 2 | 1 | 2 | NO | 396.3571 | 61534.44 | ROTORK | MODEL 2C (IQ20A) | MODEL 2C (IQ20A) | 01,22 | 1 | 2BAC |  |  | EGTL1-LWI-INS-DS-101028 |  |  |  |  | 2012-03-07
2699 | 29200000TL | 03483 | EGC043009 | P | 58009795 | 58 | EGTL Spares | Mtce | 51 | 51C | FUSE:ANTI-SURGE,250 MA | 1000 V,2.5 A IR GLASS | Electric Components - Motor / Generator :0.25 IN X 1.25 IN, 105-HV-0001, 120-HV-1031, 120-HV-2031, 135-XXV-0019, 135-XXV-0022A, 135-XXV-0022B, 150-HV-0007, 150-HV-0008, 150-HV-0016, 150-HV-0017, 150-HV-0019, 150-HV-0030 | EA | 20 | 1 | 11 | NO | 19.9987 | 3105 | ROTORK | 71-078 | 71-078 | 01,22 | 1 | 2BAC |  |  | EGTL1-LWI-INS-WD-101030 |  |  |  |  | 2012-01-06
2700 | 29200000TL | 03483 | EGC043008 | P | 58009797 | 58 | EGTL Spares | Mtce | 51 | 51Z | SWITCH:KIT SELECTOR,OPEN/CLOSE | SPRING RETURN,2 POSITION | ROTORK MOV ACTUATOR SWITCH KIT: MASTER SPARES KIT PART NUMBER WIQ1149, MODEL MOD20H O/C & L/S/R K (ITEM No./COMPOPONENT: 12A - 03-499, 30 - 17-133, 36 - 22-807, 17 - 25-642, 13 - 29-644, 15 - 43467, 26 - 43474, 11 - 44594, 10 - 44595, 18 - 48369, 25 - 483 | EA | 2 | 0 | 0 | NO | 199.2178 | 44417.8245 | ROTORK | WIQ1149 |  | 01,10,22 | 1 | 1AXX | 2CCC |  | EGTL1-LWI-INS-WD-101027 |  |  | MOD20H O/C & L/S/R K |  | 2012-01-06 | 2018-06-18 | 2019-04-06
2701 | 29200000TL | 03483 | EGC043015 | P | 58009798 | 58 | EGTL Spares | Mtce | 51 | 51Z | SWITCH RED PLASTIC ENCLOSURE | LOCAL-STOP-REMOTE,SELECTOR | MAINTAINED/LATCHED,3 POSITION, KNOB OPERATED, RED PLASTIC ENCLOSURE, ROTORK MOV ACTUATOR SWITCH KIT: MASTER SPARES KIT PART NUMBER WIQ1149, MODEL MOD20H O/C & L/S/R K (ITEM No./COMPOPONENT: 12A - 03-499, 30 - 17-133, 36 - 22-807, 17 - 25-642, 13 - 29-644, | EA | 2 | 0 | 0 | NO | 247.28 | 75774.2411 | ROTORK | WIQ1149/MOD20H O/C |  | 01,10,22 | 1 | 2BAC | 2BAC |  | EGTL1-LWI-INS-WD-101027 |  |  | MOD20H O/C & L/S/R K |  | 2012-01-06 | 2019-05-15 | 2019-06-12
2702 | 29200000TL | 03483 | EGC036004 | P | 58009799 | 58 | EGTL Spares | Mtce | 51 | 51B | LAMP:LED,10W,24VDC,RED | WIRE TERMINAL BASE | Electric Components - Lighting : MAN PART NO: IQ 10, 12, 20, 35, 70 AND 90 | EA | 5 | 0 | 0 | NO | 148 | 22977 | ROTORK |  | GOB3-R4C-N34 | 01,10 | 1 | 2BAC |  |  | EGTL1-LWI-INS-WD-101027 |  |  |  |  | 2012-01-06
2703 | 29200000TL | 03483 | EGC036018 | P | 58009800 | 58 | EGTL Spares | Mtce | 51 | 51B | LAMP:LED,10W,24VDC,GREEN | WIRE TERMINAL BASE | Electric Components - Lighting : MAN PART NO: IQ 10, 12, 20, 35, 70 AND 90 | EA | 5 | 0 | 0 | NO | 148 | 22977 | ROTORK |  | GOB3-G4C-N34 | 01,10 | 1 | 2BAC |  |  | EGTL1-LWI-INS-WD-101027 |  |  |  |  | 2012-01-06
2704 | 29200000TL | 03483 | EGC036018 | P | 58009801 | 58 | EGTL Spares | Mtce | 51 | 51Z | SWITCH: SELECTOR, MAINTAINED | 480VAC,1NO-1NC,3 POSITION | Electric-Other : NEMA 3,4,4X ENCLOSURE, MAN PART NO: IQ 10, 12, 20, 35, 70 AND 9 | EA | 2 | 0 | 0 | NO | 716 | 111159 | ROTORK |  | GO5-3C3G-N34 | 01,10 | 1 | 2BAC |  |  | EGTL1-LWI-INS-WD-101027 |  |  |  |  | 2012-01-06
2705 | 29200000TL | 03483 | EGC043008 | P | 58009802 | 58 | EGTL Spares | Mtce | 51 | 51Z | BLOCK: TERMINAL | 460V,12 CIRCUIT,SCREW TERMINAL | Electric-Other : 12-18 AWG WIRE,METAL BLOCK,105-HV-0001, 120-HV-1031, 120-HV-2031, 135-XXV-0019, 135-XXV-0022A, 135-XXV-0022B, 150-HV-0007, 150-HV-0008, 150-HV-0016, 150-HV-0017, 150-HV-0019, 150-HV-003 | EA | 2 | 1 | 2 | NO | 1030 | 159907.5 | ROTORK | MOD7A | MOD7A | 01,22 | 1 | 2BAC |  |  | EGTL1-LWI-INS-WD-101027 |  |  |  |  | 2012-01-06
2706 | 29200000TL | 03483 | EGC033028 | P | 58009808 | 58 | EGTL Spares | Mtce | 66 | 66F | KIT:SOFTGOODS,VALVE | SEVERE SERVICE CONTROL VALVES | Valve - Parts & Accessories :FOR VALVE,CONTAINS GASKET,PLUG SEAL,PACKING SPACER,STEM PACKING, VARIOUS, As per valve data sheet: EGTL1-CCV-INS-DS-200008 FOR 120-PXV-1132, 120-PXV-2132. | KI | 6 | 0 | 0 | NO | 7584.5 | 1491719.46 | CCI | 202125-1-SOFT | 2687 - 7103 - 08 | 01,22 | 1 | 1BBA | [7 empty] | 2012-12-14 | 2014-11-07 | 2014-12-04
2707 | 29200000TL | 03483 | EGC033014 | P | 58009809 | 58 | EGTL Spares | Mtce | 54 | 54D | KIT:SOFTGOODS,VALVE | SEVERE SERVICE CONTROL VALVES | Packing / Glands / Stuffing Boxes : FOR VALVE,CONTAINS GASKET,SOFT SEAT INSERT,PLUG SEAL,PACKING SPACER,STEM PACKING, VARIOUS, 130-FXV-1021C, 130-FXV-2021C, VARIOUS, 130-FXV-1021C, 130-FXV-2021C | KI | 1 | 1 | 2 | NO | 1752.0154 | 271912.79 | CCI | 202125-2-SOFT | 2687 - 7213 - 09 | 01,22 | 1 | 1BBA | 1BBB | [6 empty] | 2012-12-14 | 2025-01-22 |  | -1 | 1
2708 | 29200000TL | 03483 | EGC033033 | P | 58009810 | 58 | EGTL Spares | Mtce | 54 | 54D | KIT:SOFTGOODS,VALVE | SEVERE SERVICE CONTROL VALVES | Packing / Glands / Stuffing Boxes : FOR VALVE,CONTAINS GASKET,PLUG SEAL,PACKING SPACER,STEM PACKING, VARIOUS, 130-PV-1083A, 130-PV-2083A, VARIOUS, 130-PV-1083A, 130-PV-2083A | KI | 5 | 3 | 5 | NO | 2530.7716 | 671557.588 | CCI | 202125-3-SOFT | 2687 - 7213 - 58 | 01,22 | 1 | 1BBA | [7 empty] | 2012-12-14 | 2015-10-13 | 2016-02-01
2709 | 29200000TL | 03483 | EGC031035 | P | 58009811 | 58 | EGTL Spares | Mtce | 54 | 54D | KIT:SOFTGOODS,VALVE | SEVERE SERVICE CONTROL VALVES | Packing / Glands / Stuffing Boxes : FOR VALVE,CONTAINS GASKET,PLUG SEAL,PACKING SPACER,STEM PACKING, VARIOUS, 172-PV-0001, VARIOUS, 172-PV-0001 | KI | 2 | 0 | 0 | NO | 2686.557 | 416953.65 | CCI | 202125-4-SOFT | 2687 - 7610 - 34 | 01,22 | 1 | 1BBA | [7 empty] | 2012-12-14
2710 | 29200000TL | 03483 | EGC032031 | P | 58009812 | 58 | EGTL Spares | Mtce | 54 | 54D | KIT:SOFTGOODS,VALVE | SEVERE SERVICE CONTROL VALVES | Packing / Glands / Stuffing Boxes : FOR VALVE,CONTAINS BALANCE SEAL,STEM PACKING,SEAT GASKET,BONNET GASKET, VARIOUS, 172-PV-0012, VARIOUS, 172-PV-0012 | KI | 3 | 0 | 0 | NO | 1368.6761 | 212436.7833 | CCI | 202125-5-SOFT | 2687 - 7610 - 55 | 01,22 | 1 | 1BBA | [7 empty] | 2012-12-14
2711 | 29200000TL | 03483 | EGC033021 | P | 58009813 | 58 | EGTL Spares | Mtce | 66 | 66P | SEAL:CONTROL VALVE,METAL | SEVERE SERVICE CONTROL VALVES | Valve - Control : 4130-4142, 130-FXV-1021C, 130-FXV-2021C, 120-PXV-1132, 120-PXV-2132, 4130-4142, 130-FXV-1021C, 130-FXV-2021C, 120-PXV-1132, 120-PXV-2132 | EA | 3 | 0 | 0 | NO | 5525.0146 | 988831.91 | CCI | 021315001 | 38 | 01,22 | 1 | 1BBA | [7 empty] | 2012-12-14 | 2025-01-22 | 2015-01-02 | -1 | 1
2712 | 29200000TL | 03483 | EGC033035 | P | 58009814 | 58 | EGTL Spares | Mtce | 54 | 54A | SEAL:CONTROL VALVE,METAL | SEVERE SERVICE CONTROL VALVES | Gaskets : 4130-4142, 130-PV-1083A, 130-PV-2083A, | EA | 4 | 0 | 0 | NO | 3891.2552 | 603922.81 | CCI | 121303023 | 56 | 01,22 | 1 | 1BBA | [7 empty] | 2012-12-14
2713 | 29200000TL | 03483 | EGC033007 | P | 58009815 | 58 | EGTL Spares | Mtce | 66 | 66F | RING:SEAT,410 SS | 120-PXV-1132, 120-PXV-2132 | Valve - Parts & Accessories :FOR SEVERE SERVICE CONTROL VALVES | EA | 2 | 1 | 2 | NO | 8877.1448 | 1377732.88 | CCI | 020332009 | 020332009 | 01,22 | 1 | 1BBA |  |  | 202125-1 |  |  | 16IN X 16IN 100D |  | 2012-01-06 | 2014-05-25
2714 | 29200000TL | 03483 | EGC036011 | P | 58009817 | 58 | EGTL Spares | Mtce | 66 | 66F | RING:SEAT,410 SS | 130-PV-1083A, 130-PV-2083A | Valve - Parts & Accessories :FOR SEVERE SERVICE CONTROL VALVES | EA | 2 | 0 | 0 | NO | 6035.4979 | 936709.28 | CCI | 020308001 | 020308001 | 01,22 | 1 | 1BBA |  |  | 202125-3 |  |  | 6IN X 6IN 100D |  | 2012-01-06
2715 | 29200000TL | 03483 | EGC032014 | P | 58009818 | 58 | EGTL Spares | Mtce | 66 | 66F | RING:SEAT,410 SS | 172-PV-0001 | Valve - Parts & Accessories : | EA | 1 | 0 | 0 | NO | 8877.1448 | 1377732.88 | CCI | 020339009 | 020339009 | 01,22 | 1 | 1BBA |  |  | 202125-4 |  |  | 18&QUOT; X 18&QUOT; 100D |  | 2012-03-07
2716 | 29200000TL | 03483 | EGC033035 | P | 58009819 | 58 | EGTL Spares | Mtce | 66 | 66F | RING:SEAT,410 SS | 172-PV-0012 | Valve - Parts & Accessories :FOR SEVERE SERVICE CONTROL VALVES | EA | 1 | 0 | 0 | NO | 3651.116 | 566653.21 | CCI | 431E0101BAR | 431E0101BAR | 01,22 | 1 | 1BBA |  |  | 202125-5 |  |  | 12IN X 12IN 840H |  | 2012-01-06
2717 | 29200000TL | 03483 | EGC033014 | P | 58009820 | 58 | EGTL Spares | Mtce | 66 | 66F | BUSHING: VALVE GUIDE | 16 IN X 16 IN VALVE,410 SS | Valve - Parts & Accessories :As per valve data sheet: EGTL1-CCV-INS-DS-200008 FOR 120-PXV-1132, 120-PXV-2132 | EA | 2 | 0 | 0 | NO | 7611.5001 | 1379906.25 | CCI | 020701012 | 020701012 | 02,22 | 1 | 1BBA |  |  | 202125-1 |  |  | 16IN X 16IN 100D |  | 2012-01-06 | 2014-11-03 | 2014-12-29
2718 | 29200000TL | 03483 | EGC033035 | P | 58009821 | 58 | EGTL Spares | Mtce | 66 | 66F | BUSHING: VALVE GUIDE | 16 IN X 16 IN VALVE,410 SS | Valve - Parts & Accessories :130-FXV-1021C, 130-FXV-2021C | EA | 1 | 0 | 0 | NO | 3597.0847 | 558267.55 | CCI | 020701002 | 020701002 | 02,22 | 1 | 1BBA |  |  | 202125-2 |  |  | 16IN X 16IN 100D |  | 2012-01-06 | 2025-01-22 |  | -1 | 1
2719 | 29200000TL | 03483 | EGC036011 | P | 58009822 | 58 | EGTL Spares | Mtce | 66 | 66F | BUSHING: VALVE GUIDE | 6 IN X 6 IN VALVE,410 SS | Valve - Parts & Accessories :130-PV-1083A, 130-PV-2083A | EA | 2 | 0 | 0 | NO | 2253.3059 | 349713.08 | CCI | 120717032 | 120717032 | 02,22 | 1 | 1BBA |  |  | 202125-3 |  |  | 6IN X 6IN 100D |  | 2012-01-06
2720 | 29200000TL | 03483 | EGC033028 | P | 58009823 | 58 | EGTL Spares | Mtce | 66 | 66F | BUSHING: GUIDE | FOR 18 IN X 18 IN VALVE | Valve - Parts & Accessories :172-PV-0001 | EA | 1 | 0 | 0 | NO | 4450.5794 | 690729.92 | CCI | 020702002 | 020702002 | 01,22 | 1 | 1BBA |  |  | 202125-4 |  |  | 18&QUOT; X 18&QUOT; 100D |  | 2012-03-07
2721 | 29200000TL | 03483 | EG1060019 | P | 58009825 | 58 | EGTL Spares | Mtce | 66 | 66G | ASSEMBLY:PLUG AND STEM, 410 SS | SEVERE SERVICE CONTROL VALVES | Valve-Plug : As per valve data sheet: EGTL1-CCV-INS-DS-200008 FOR 120-PXV-1132, 120-PXV-2132 | EA | 1 | 1 | 2 | NO | 23610.6838 | 3664378.13 | CCI | 924188296 | 924188296 | 01,22 | 1 | 1BBA |  |  | 202125-1/ 2 |  |  | 16IN X 16IN 100D |  | 2012-01-06 | 2025-01-22 |  | -1 | 1
2722 | 29200000TL | 03483 | EG1060019 | P | 58009826 | 58 | EGTL Spares | Mtce | 66 | 66G | ASSEMBLY:PLUG AND STEM, 410 SS | SEVERE SERVICE CONTROL VALVES | Valve-Plug : &quot;130-PV-1083A, 130-PV-2083A &quot; | EA | 2 | 1 | 2 | NO | 15263.8463 | 2368948.95 | CCI | 724159053 | 724159053 | 01,22 | 1 | 1BBA |  |  | 202125-3 |  |  | 6IN X 6IN 100D |  | 2012-01-06
2723 | 292000TLDE | 03483 | EG1060019 | P | 58009827 | 58 | EGTL Spares | Mtce | 66 | 66G | ASSEMBLY:PLUG AND STEM,410 SS | VALVE STYLE: CONTROL | Valve-Plug : 172-PV-0001 | EA | 1 | 0 | 0 | NO | 0 | 0 | CCI | 924158477 | 924158477 | 01,22 | 1 | 1BBA |  |  | 202125-4 |  |  | 18&QUOT; X 18&QUOT; 100D |  | 2025-10-20 |  |  | 1 | 1
2724 | 292000TLDE | 03483 | EG1060019 | P | 58009829 | 58 | EGTL Spares | Mtce | 66 | 66F | DISC: CONTROL VALVE, 16 IN X | 16IN VALVE, 31.4 BARG @ 360 DC | Valve - Parts & Accessories :410 SS, STACK, As per valve data sheet: EGTL1-CCV-INS-DS-200008 FOR 120-PXV-1132, 120-PXV-2132. | EA | 2 | 0 | 0 | NO | 0 | 0 | CCI | 728713284 | 728713284 | 01,22 | 1 | 1BBA |  |  | 202125-1 |  |  | 16IN X 16IN 100D |  | 2025-10-20 |  |  | 2 | 1
2725 | 292000TLDE | 03483 | EG1060019 | P | 58009830 | 58 | EGTL Spares | Mtce | 66 | 66F | DISC: CONTROL VALVE, 16 IN X | 16 IN VALVE,30 BARG AT 266 DC | Valve - Parts & Accessories :410 SS, STACK, 130-FXV-1021C, 130-FXV-2021C | EA | 1 | 0 | 0 | NO | 0 | 0 | CCI | 728714284 | 728714284 | 01,22 | 1 | 1BBA |  |  | 202125-2 |  |  | 16IN X 16IN 100D |  | 2025-10-20 |  |  | 1 | 1
2726 | 292000TLDE | 03483 | EG1060019 | P | 58009831 | 58 | EGTL Spares | Mtce | 66 | 66F | DISC: CONTROL VALVE, 6 IN X | 6 IN VALVE,77 BARG @ 313 DC | Valve - Parts & Accessories :410 SS, STACK, 130-PV-1083A, 130-PV-2083A | EA | 2 | 0 | 0 | NO | 0 | 0 | CCI | 527114415 | 527114415 | 01,22 | 1 | 1BBA |  |  | 202125-3 |  |  | 6IN X 6IN 100D |  | 2025-10-20 |  |  | 2 | 1
2727 | 292000TLDE | 03483 | EG1060019 | P | 58009832 | 58 | EGTL Spares | Mtce | 66 | 66F | DISC: CONTROL VALVE | 18 IN X 18 IN VALVE | Valve - Parts & Accessories :77 BARG @425 DC,410 SS, STACK, 172-PV-0001 | EA | 1 | 0 | 0 | YES | 5169.8693 | 7740793.64 | CCI | 728701822 | 728701822 | 01,22 | 1 | 1BBA |  |  | 202125-4 |  |  | 18&QUOT; X 18&QUOT; 100D |  | 2016-03-31 |  |  | 1 | 1
2728 | 292000TLDE | 03483 | EG1060019 | P | 58009833 | 58 | EGTL Spares | Mtce | 66 | 66F | CAGE: RELIEF VALVE | 12 IN X 12 IN VALVE, 410 SS | Valve - Parts & Accessories :172-PV-0012 | EA | 1 | 0 | 0 | NO | 0 | 0 | CCI | 2E000000948 | 2E000000948 | 02,21,22 | 1 | 1BBA |  |  | 202125-5 |  |  | 12IN X 12IN 840H |  | 2025-10-20 |  |  | 1 | 1
2729 | 29200000TL | 03483 | EG1010004 | P | 58009838 | 58 | EGTL Spares | Mtce | 65 | 65A | PIN: TAPER | 0.289 DEG TAPER, 2 1/4 INCH LG | *OBS*Tools - Other : SA479, S20910 FMS20B21 | EA | 10 | 0 | 0 | NO | 31.5 | 4890.375 | FISHER CONTROLS | F13668X0022 | F13668X0022 | 01,22 | 1 | 1AXX | 1AXX |  | 5343 |  |  |  |  | 2012-01-06
2730 | 29200000TL | 03483 | EG1010004 | P | 58009839 | 58 | EGTL Spares | Mtce | 65 | 65A | PIN: TAPER | 0.193 DEG TAPER,1-1/2 INCH LG | *OBS*Tools - Other : SA479 S20910 | EA | 4 | 0 | 0 | NO | 9.533 | 1480 | FISHER CONTROLS | F14119X0052 | F14119X0052 | 01,22 | 1 | 1AXX | 1AXX |  | 5344 |  |  |  |  | 2012-01-06
2731 | 29200000TL | 03483 | EGC040018 | P | 58009840 | 58 | EGTL Spares | Mtce | 66 | 66F | DIAPHRAGM: VALVE | 2 INCH,40 PSI,NBR/NYLON | Valve - Parts & Accessories : | EA | 2 | 1 | 2 | NO | 186 | 28876.5 | FISHER CONTROLS | GE07400X012 | GE07400X012 | 22 | 1 | 1AXX |  |  | 5781 |  |  |  |  | 2012-01-06
2732 | 29200000TL | 03483 | EGC012015 | P | 58009841 | 58 | EGTL Spares | Mtce | 66 | 66P | KIT:SOFT GOODS | FOR CONTROL VALVES | Valve - Control : CONTAINS GD27911X012 DISC HOLDER ASSY,GD89927X022 O-RING,10B4428X012 O-RING | EA | 2 | 0 | 0 | NO | 96.75 | 15020.4375 | FISHER CONTROLS | REZL2X00N12 | REZL2X00N12 | 01,22 | 1 | 1AXX |  |  | 5781 |  |  |  |  | 2012-01-06
2733 | 29200000TL | 03483 | EG1025001 | S | 58009854 | 58 | EGTL Spares | Mtce | 66 | 66P | KIT:SOFT GOODS | FOR CONTROL VALVES | Valve - Control : CONTAINS 13B8412X012 SCREW, CAP, HEX SOCKET, 1A3756X0012 WASHER, PLAIN, TYPE A,22B4514X012 SPRING, WAVE, 28B0269X012 RADIAL SEAL, 34B3366X022 SEAL, METAL SLEEVE, 38B3093X02A SLEEVE, HD SEAL CSTG 11B4682X022 GASKET | EA | 3 | 2 | 3 | NO | 2438.32 | 747231.2933 | FISHER CONTROLS | RV150XHDC72 | RV150XHDC72 | 01,22 | 1 | 1AXX | 1BBB |  | 5290 |  |  |  |  | 2012-01-06 | 2019-09-25
2734 | 29200000TL | 03483 | EG1025009 | P | 58009855 | 58 | EGTL Spares | Mtce | 66 | 66P | KIT:SOFT GOODS | FOR CONTROL VALVES | Valve - Control : CONTAINS 10B3058X012 CLIP, HAIR PIN 10B3068X012 DIAPHRAGM,10B3106X012 RING, BACK-UP, SCARF 10B8736X012 DIAPHRAGM, 17A2325X022 O-RING 1C4248X0212 DISC HOLDER ASSY, 1C4243X0052 DISC, VALVE 1C424709012 DISC HOLDER,1D682506992 O-RING 1D6875 | EA | 9 | 5 | 6 | NO | 36 | 5589 | FISHER CONTROLS | R627RX00A12 | R627RX00A12 | 01,22 | 1 | 1AXX |  |  | 5338 |  |  |  |  | 2012-01-06 | 2016-02-27
2735 | 29300000TL | 03483 | EG1015003 | P | 58009863 | 58 | EGTL Spares | Mtce | 66 | 66P | PACKING:CONTROL VALVE,PTFE | CONTROL VALVES | Valve - Control : V RING,1 3/4 IN X2 1/2 INCH, FMS 17D7, FMS 17D7 | EA | 2 | 0 | 1 | YES | 307.27 | 330014.8936 | FISHER CONTROLS | V110460X012 | V110460X012 | 01,22 | 1 | 1AXX |  |  | 5482 |  |  |  | ECNL2603 | 2019-11-01 | 2025-06-24 | 2023-03-31 | -2 | 2
2736 | 29200000TL | 03483 | EG1049013 | P | 58009865 | 58 | EGTL Spares | Mtce | 14 | 14C | RING:SEAL, 36 INCH | PTFE/15% GLASS | Flow Measuring Instruments : | EA | 1 | 2 | 3 | NO | 2338.6078 | 524026.5629 | FISHER CONTROLS | V113355X032 | V113355X032 | 01,22 | 1 | 1AXX |  |  | 5338 |  |  |  | KGISL027 | 2012-01-06 | 2025-05-21 | 2016-04-30 | -2 | 2
2737 | 29300000TL | 03483 | EG1010003 | P | 58009866 | 58 | EGTL Spares | Mtce | 54 | 54D | O-RING:CONTROL VALVE | 34-3/4 IN ID,35 1/8 IN OD | *OBS*GS&P-O-Rings : 3/16 IN WD,FLUOROCARBON, FKM/FGS 13H1 | EA | 2 | 1 | 2 | YES | 541.56 | 819688.9692 | FISHER CONTROLS | V113713X032 | V113713X032 | 01,22 | 1 | 1AXX | 1AXX |  | 5338 |  |  |  |  | 2019-11-01 |  | 2025-08-11
2738 | 29200000TL | 03483 | EG1029010 | P | 58009867 | 58 | EGTL Spares | Mtce | 54 | 54D | O-RING:CONTROL VALVE | 29 IN ID,0.210 IN WD | *OBS*GS&P-O-Rings : FLUOROCARBON, FKM/FGS 13H1 | EA | 1 | 0 | 0 | NO | 449.295 | 94481.0525 | FISHER CONTROLS | V114541X022 | V114541X022 | 01,22 | 1 | 1AXX | 1AXX |  | 5338 |  |  |  |  | 2012-01-06 | 2025-05-01 |  | -3 | 2
2739 | 29200000TL | 03483 | EGC036017 | P | 58009868 | 58 | EGTL Spares | Mtce | 54 | 54D | PACKING:GRAPHITE, O-RING | CONTROL VALVES | Packing / Glands / Stuffing Boxes : 2-3/4 X 3-3/4 IN, GR 17D29,W/O ZN | EA | 1 | 0 | 0 | NO | 339.75 | 52746.1875 | FISHER CONTROLS | V116838X012 | V116838X012 | 01,22 | 1 | 1AXX |  |  | 5338 |  |  |  |  | 2012-01-06 | 2025-05-02 |  | -7 | 2
2740 | 29300000TL | 03483 | EGC039030 | P | 58009869 | 58 | EGTL Spares | Mtce | 54 | 54D | PACKING:VALVE,PTFE,V RING | 2 3/4 IN X 3-3/4 IN | Packing / Glands / Stuffing Boxes : FMS 17D7 | EA | 2 | 1 | 2 | YES | 825.23 | 1249043.3711 | FISHER CONTROLS | V117210X012 | V117210X012 | 01,22 | 1 | 1AXX |  |  | 5338 |  |  |  |  | 2019-11-01 |  | 2025-08-11
2741 | 29200000TL | 03483 | EGC039030 | P | 58009870 | 58 | EGTL Spares | Mtce | 65 | 65A | KEY:SQUARE,G10180, G10180 | FOR CONTROL VALVES | Tools - Hand / Power : | EA | 2 | 5 | 6 | NO | 45.08 | 6998.67 | FISHER CONTROLS | V117977X012 | V117977X012 | 01,22 | 1 | 1AXX |  |  | 5338 |  |  |  |  | 2012-01-06 | 2025-05-01 |  | -7 | 2
2742 | 29200000TL | 03483 | EGC035003 | P | 58009871 | 58 | EGTL Spares | Mtce | 54 | 54D | PACKING:CONTROL VALVE,PTFE, | 3-3/4 X 4-3/4 IN, FMS 17D7 | Packing / Glands / Stuffing Boxes : | EA | 2 | 5 | 6 | NO | 868.5083 | 210119.065 | FISHER CONTROLS | V119322X012 | V119322X012 | 01,22 | 1 | 1AXX |  |  | 5338 |  |  |  | KGISL028 | 2012-01-06 | 2025-04-24 | 2019-08-25 | -4 | 1
2743 | 29200000TL | 03483 | EG1010004 | P | 58009872 | 58 | EGTL Spares | Mtce | 54 | 54A | GASKET:GARLOCK 3300,RING | 3-1/2 IN X 1/16 IN | Gaskets : | EA | 1 | 3 | 4 | NO | 78.1 | 16321.2025 | FISHER CONTROLS | V124603X022 | V124603X022 | 01,22 | 1 | 1AXX |  |  | 5338 |  |  |  |  | 2012-01-06 | 2025-05-01 |  | -3 | 2
2744 | 29200000TL | 03483 | EG1010004 | P | 58009873 | 58 | EGTL Spares | Mtce | 54 | 54A | GASKET: GRAFOIL GTJ, RING | 2-1/2 IN X 1/16 IN, OXY | Gaskets : | EA | 2 | 0 | 0 | NO | 82.5 | 12808.125 | FISHER CONTROLS | V125002X032 | V125002X032 | 01,22 | 1 | 1AXX |  |  | 5482 |  |  |  |  | 2012-01-06
2745 | 29300000TL | 03483 | EG1029015 | P | 58009875 | 58 | EGTL Spares | Mtce | 54 | 54D | O-RING:CONTROL VALVE | 45-1/2 IN ID, 0.275 IN WD | *OBS*GS&P-O-Rings : FLUOROCARBON, FKM/FGS 13H1 | EA | 5 | 4 | 6 | YES | 500.8 | 730687.232 | FISHER CONTROLS | V130774X022 | V130774X022 | 01,22 | 1 | 1AXX | 1AXX |  | 5338 |  |  |  |  | 2019-11-01 | 2025-12-08 | 2025-06-18 | -1 | 1
2746 | 29200000TL | 03483 | EG1010004 | P | 58009876 | 58 | EGTL Spares | Mtce | 50 | 50Z | BEARING: GLOBE VALVE 18 IN | A31A (CL150) SERIES | Bearings & Accessories - All :FIBERGLASS/PTFE | EA | 8 | 3 | 6 | NO | 252.75 | 39239.4375 | FISHER CONTROLS | V131700X012 | V131700X012 | 01,21,22 | 1 | 1AXX |  |  | 5482 |  |  |  |  | 2012-01-06
2747 | 29200000TL | 03483 | EG1019013 | P | 58009877 | 58 | EGTL Spares | Mtce | 50 | 50Z | BEARING: THRUST, 18 IN | A31A (CL150) SERIES | Bearings & Accessories - All :FIBERGLASS/PTFE | EA | 4 | 0 | 0 | NO | 170.25 | 26431.3125 | FISHER CONTROLS | V131701X012 | V131701X012 | 01,21,22 | 1 | 1AXX |  |  | 5482 |  |  |  |  | 2012-01-06
2748 | 29300000TL | 03483 | EG1010006 | P | 58009878 | 58 | EGTL Spares | Mtce | 54 | 54A | GASKET: GARLOCK 3300,RING | 4-3/4 IN X 1/16 IN | Gaskets : | EA | 5 | 4 | 6 | YES | 189.3 | 276196.272 | FISHER CONTROLS | V135138X022 | V135138X022 | 01,22 | 1 | 1AXX |  |  | 5338 |  |  |  |  | 2019-11-01 | 2025-12-08 | 2025-06-18 | -1 | 1
2749 | 29300000TL | 03483 | EGC038016 | S | 58009879 | 58 | EGTL Spares | Mtce | 54 | 54A | GASKET:GRAPHITE 17F28, RING | 4.50 IN X 0.06 IN | Gaskets : | EA | 6 | 4 | 6 | YES | 182.87 | 266814.6448 | FISHER CONTROLS | V135139X012 | V135139X012 | 01,22 | 1 | 1AXX |  |  | 5338 |  |  |  |  | 2019-11-01 |  | 2025-06-18
2750 | 29300000TL | 03483 | EG1010006 | P | 58009880 | 58 | EGTL Spares | Mtce | 54 | 54A | GASKET:GARLOCK 3300, RING | 4.50 IN X 0.06 IN | Gaskets : | EA | 2 | 1 | 2 | YES | 176.71 | 267462.9547 | FISHER CONTROLS | V135139X022 | V135139X022 | 01,22 | 1 | 1AXX |  |  | 5338 |  |  |  |  | 2019-11-01 |  | 2025-08-11
2751 | 29200000TL | 03483 | EG1010004 | P | 58009881 | 58 | EGTL Spares | Mtce | 50 | 50Z | BEARING:JOURNAL | 1.76 IN X 1.94 IN X .75 IN | Bearings & Accessories - All :GLOBE, FIBERGLASS/PTFE | EA | 2 | 1 | 2 | NO | 55.13 | 8558.9325 | FISHER CONTROLS | V136687X062 | V136687X062 | 01,21,22 | 1 | 1AXX |  |  | 5482 |  |  |  |  | 2012-01-06
2752 | 29300000TL | 03483 | EG1010005 | P | 58009882 | 58 | EGTL Spares | Mtce | 50 | 50Z | BEARING:GLOBE VALVE, 36 IN | A11 (CL150) SERIES | Bearings & Accessories - All :316 SS/NITRIDE T2 | EA | 3 | 2 | 3 | YES | 1887.38 | 2753762.9152 | FISHER CONTROLS | V136767X022 | V136767X022 | 01,21,22 | 1 | 1AXX |  |  | 5338 |  |  |  |  | 2019-11-01 |  | 2025-06-18
2753 | 29200000TL | 03483 | EGC039015 | P | 58009884 | 58 | EGTL Spares | Mtce | 14 | 14C | RING: SEAL, 18 IN | 316 SS/NITRIDE, T2 | Flow Measuring Instruments : | EA | 2 | 0 | 0 | NO | 3277.5 | 508831.875 | FISHER CONTROLS | V159026X032 | V159026X032 | 01,22 | 1 | 1AXX |  |  | 5482 |  |  |  |  | 2012-01-06
2754 | 29200000TL | 03483 | EG1051029 | P | 58009885 | 58 | EGTL Spares | Mtce | 14 | 14C | RING: SEAL, 36 IN | 317 SS/NITRIDE, T2 | Flow Measuring Instruments : | EA | 1 | 0 | 0 | NO | 8025.98 | 1616192.2597 | FISHER CONTROLS | V161262X012 | V161262X012 | 01,22 | 1 | 1AXX |  |  | 5338 |  |  |  | KGISL030 | 2012-01-06 | 2025-04-24 | 2016-11-22 | -4 | 1
2755 | 29200000TL | 03483 | EG1010005 | P | 58009886 | 58 | EGTL Spares | Mtce | 65 | 65A | KEY:SQUARE,G10180 | FOR CONTROL VALVES | Tools - Hand / Power : | EA | 2 | 1 | 2 | NO | 16.88 | 2620.62 | FISHER CONTROLS | V161462X012 | V161462X012 | 01,22 | 1 | 1AXX |  |  | 5482 |  |  |  |  | 2012-01-06
2756 | 29200000TL | 03483 | EGC039015 | P | 58009887 | 58 | EGTL Spares | Mtce | 54 | 54A | GASKET:GRAFOIL GTJ,RING,OXY | 17.13 IN X 19.37 IN X 0.005 IN | Gaskets : | EA | 2 | 1 | 2 | NO | 120 | 18630 | FISHER CONTROLS | V161469X022 | V161469X022 | 01,22 | 1 | 1AXX |  |  | 5482 |  |  |  |  | 2012-01-06
2757 | 29200000TL | 03483 | EG1010005 | P | 58009888 | 58 | EGTL Spares | Mtce | 14 | 14C | KEY:SQUARE, G10180 | FOR CONTROL VALVES | Flow Measuring Instruments : | EA | 7 | 0 | 0 | NO | 103.88 | 16127.37 | FISHER CONTROLS | V171330X012 | V171330X012 | 01,22 | 1 | 1AXX |  |  | 5338 |  |  |  |  | 2012-01-06 | 2025-05-01 |  | -8 | 3
2758 | 29300000TL | 03483 | EG1011007 | P | 58009889 | 58 | EGTL Spares | Mtce | 50 | 50Z | BEARING:GLOBE VALVE, 36 IN | A11 (CL150) SERIES | Bearings & Accessories - All :316 SS/NITRIDE T2 | EA | 5 | 4 | 7 | YES | 2979.97 | 4572018.9725 | FISHER CONTROLS | V176032X012 | V176032X012 | 01,21,22 | 1 | 1AXX |  |  | 5338 |  |  |  |  | 2019-11-01 | 2025-10-14 | 2025-06-28 | -2 | 1
2759 | 29200000TL | 03483 | EG1010005 | P | 58009891 | 58 | EGTL Spares | Mtce | 66 | 66F | SEAT: RING | 1/2 IN VALVE,ALUMINUM | Valve - Parts & Accessories :ASTM B211-A92011-T3 | EA | 10 | 3 | 6 | NO | 11.25 | 1746.5625 | FISHER CONTROLS | 1A928809012 | 1A928809012 | 01,22 | 1 | 1AXX |  |  | 5338 |  |  |  |  | 2012-01-06 | 2016-02-27
2760 | 29200000TL | 03483 | EG1026004 | P | 58009892 | 58 | EGTL Spares | Mtce | 54 | 54A | GASKET:CONTROL VALVE | 0.47 IN X 0.69 IN X 0.03 IN | Gaskets : COMPOSITION FMS 17A5, RING, TO 302F/150C, COMP/17A5 | EA | 5 | 2 | 4 | NO | 3.7502 | 582.1875 | FISHER CONTROLS | 1C495704022 | 1C495704022 | 01,22 | 1 | 1AXX |  |  | 5084 |  |  |  |  | 2012-01-06
2761 | 29200000TL | 03483 | EGC038016 | P | 58009895 | 58 | EGTL Spares | Mtce | 54 | 54D | O-RING: VALVE, 3/16 IN ID | 5/16 INCH OD,1/16 INCH WD | *OBS*GS&P-O-Rings : FLUOROCARBON, FKM-DS52-5 | EA | 3 | 2 | 4 | NO | 13.13 | 2038.4325 | FISHER CONTROLS | 1D6825X0012 | 1D6825X0012 | 01,22 | 1 | 1AXX | 1AXX |  | 5084 |  |  |  |  | 2012-01-06 | 2021-07-10
2762 | 29200000TL | 03483 | EG1010005 | P | 58009897 | 58 | EGTL Spares | Mtce | 66 | 66P | BUSHING: VALVE | 3/4 IN X 1 IN VALVE | Valve - Control : ASTM A582 S41600, S41600 COND T | EA | 3 | 0 | 0 | NO | 40.72 | 6321.78 | FISHER CONTROLS | 1E398535132 | 1E398535132 | 02,22 | 1 | 1AXX |  |  | 1151 |  |  |  |  | 2012-01-07 |  | 2014-01-27
2763 | 29200000TL | 03483 | EG1010005 | P | 58009901 | 58 | EGTL Spares | Mtce | 54 | 54D | O-RING:CONTROL VALVE | 7/16IN ID,9/16IN OD, 1/16IN WD | *OBS*GS&P-O-Rings : NITRILE, DS52-11 | EA | 2 | 1 | 2 | NO | 5.63 | 874.0575 | FISHER CONTROLS | 1F113906992 | 1F113906992 | 01,22 | 1 | 1AXX | 1AXX |  | 5468 |  |  |  |  | 2012-01-06
2764 | 29200000TL | 03483 | EG1010005 | P | 58009902 | 58 | EGTL Spares | Mtce | 54 | 54D | O-RING: VALVE, 2-3/8 IN ID | 2 5/8 IN OD, 1/8 IN WD | *OBS*GS&P-O-Rings : FLUOROCARBON-DS 52, FKM-DS52-5 | EA | 3 | 2 | 3 | NO | 67.5 | 10479.375 | FISHER CONTROLS | 1F3581X0022 | 1F3581X0022 | 01,22 | 1 | 1AXX | 1AXX |  | 5084 |  |  |  |  | 2012-01-06
2765 | 29200000TL | 03483 | EG1010005 | P | 58009905 | 58 | EGTL Spares | Mtce | 54 | 54D | O-RING: CONTROL VALVE | 1/8 IN ID,1/4 IN OD,1/16 IN WD | *OBS*GS&P-O-Rings : FLUOROCARBON-DS 52, FKM-DS52-5 | EA | 2 | 1 | 2 | NO | 3.75 | 582.1875 | FISHER CONTROLS | 1H2926X0022 | 1H2926X0022 | 01,22 | 1 | 1AXX | 1AXX |  | 5468 |  |  |  |  | 2012-01-06
2766 | 29200000TL | 03483 | EG1010005 | P | 58009911 | 58 | EGTL Spares | Mtce | 54 | 54D | O-RING: CONTROL VALVE | 1/2IN ID,11/16IN OD,3/32IN WD | *OBS*GS&P-O-Rings : FLUOROCARBON-DS 52, KM-DS52-5 | EA | 6 | 0 | 0 | NO | 2.55 | 395.8875 | FISHER CONTROLS | 1K756106382 | 1K756106382 | 01,22 | 1 | 1AXX | 1AXX |  | 5084 |  |  |  |  | 2012-01-06 | 2015-09-18
2767 | 29200000TL | 03483 | EGC038016 | P | 58009914 | 58 | EGTL Spares | Mtce | 54 | 54D | O-RING:CONTROL VALVE | 3/8 IN ID,1/2 INOD,1/16 IN WD | *OBS*GS&P-O-Rings : FLUOROCARBON-DS 52FKM-DS52-5 | EA | 2 | 1 | 2 | NO | 3.75 | 582.1875 | FISHER CONTROLS | 1L949306382 | 1L949306382 | 01,22 | 1 | 1AXX | 1AXX |  | 5468 |  |  |  |  | 2012-01-06
2768 | 29200000TL | 03483 | EG1010004 | P | 58009916 | 58 | EGTL Spares | Mtce | 54 | 54D | O-RING:CONTROL VALVE | 11/16IN ID,7/8 IN OD,3/32IN WD | *OBS*GS&P-O-Rings : FLUOROCARBON-DS 52, FKM-DS52-5 | EA | 7 | 0 | 0 | NO | 28.58 | 4437.045 | FISHER CONTROLS | 1N430306382 | 1N430306382 | 01,22 | 1 | 1AXX | 1AXX |  | 5084 |  |  |  |  | 2012-01-06
2769 | 29200000TL | 03483 | EGC038016 | P | 58009917 | 58 | EGTL Spares | Mtce | 54 | 54D | O-RING:CONTROL VALVE | 1/4 IN ID,3/8 IN OD,1/16 IN WD | *OBS*GS&P-O-Rings : FLUOROCARBON-DS 52, FKM-DS52-5 | EA | 5 | 2 | 4 | NO | 5.63 | 874.0575 | FISHER CONTROLS | 1N430406382 | 1N430406382 | 01,22 | 1 | 1AXX | 1AXX |  | 5084 |  |  |  |  | 2012-01-06
2770 | 29200000TL | 03483 | EGC038016 | P | 58009922 | 58 | EGTL Spares | Mtce | 54 | 54D | O-RING:CONTROL VALVE | 2IN ID, 2-3/16IN OD, 3/32IN WD | *OBS*GS&P-O-Rings : FLUOROCARBON-DS 52, FKM-DS52-5 | EA | 5 | 0 | 0 | NO | 9.38 | 1456.245 | FISHER CONTROLS | 1R727606382 | 1R727606382 | 01,22 | 1 | 1AXX | 1AXX |  | 5084 |  |  |  |  | 2012-01-06
2771 | 29200000TL | 03483 | EG1025015 | P | 58009928 | 58 | EGTL Spares | Mtce | 66 | 66G | STEM: CONTROL VALVE | 3/4 IN VALVE,1/32 IN DIA | Valve-Plug : 16 3/4 IN LG, ASTM A276 S31600, PLUG, S31600,B , G&P | EA | 2 | 0 | 0 | NO | 318.8937 | 49508.2488 | FISHER CONTROLS | 1U293835162 | 1U293835162 | 01,02,22 | 1 | 1AXX |  |  | 2376 |  |  |  |  | 2012-01-06
2772 | 29200000TL | 03483 | EG1010004 | P | 58009939 | 58 | EGTL Spares | Mtce | 76 | 76Z | RING: BACK-UP, 1-1/2 IN | ETHYLENE-PROPYLENE 17G39 | Pumps-Other : | EA | 4 | 2 | 3 | NO | 46.43 | 7208.2575 | FISHER CONTROLS | 1V6592X0032 | 1V6592X0032 | 01,22 | 1 | 1AXX |  |  | 2376 |  |  |  |  | 2012-01-06
2773 | 29200000TL | 03483 | EGC038016 | P | 58009941 | 58 | EGTL Spares | Mtce | 76 | 76Z | RING: BACK-UP, 2-1/2 IN | ETHYLENE-PROPYLENE 17G39 | Pumps-Other : | EA | 6 | 2 | 4 | NO | 49.35 | 7661.5875 | FISHER CONTROLS | 1V6594X0032 | 1V6594X0032 | 01,22 | 1 | 1AXX |  |  | 5081 |  |  |  |  | 2012-01-06
2774 | 29200000TL | 03483 | EG1010003 | P | 58009946 | 58 | EGTL Spares | Mtce | 66 | 66F | DISC: VALVE | 1/2 IN VALVE,PTFE, FMS 17F3 | Valve - Parts & Accessories : | EA | 4 | 2 | 3 | NO | 17.85 | 2771.2125 | FISHER CONTROLS | 1V710406242 | 1V710406242 | 01,22 | 1 | 1AXX |  |  | 2376 |  |  |  |  | 2012-01-06
2775 | 29200000TL | 03483 | EG1026004 | P | 58009947 | 58 | EGTL Spares | Mtce | 66 | 66F | RETAINER:DISC, 2 1/2 IN | 316 SST, 316-A FMS 20B64 | Valve - Parts & Accessories : | EA | 1 | 0 | 0 | NO | 245.2658 | 38075.0625 | FISHER CONTROLS | 1V710935072 | 1V710935072 | 22 | 1 | 1AXX |  |  | 5081 |  |  |  |  | 2012-01-06 | 2023-03-16 | [5 empty] | -1 | 1
2776 | 29200000TL | 03483 | EG1010005 | P | 58009948 | 58 | EGTL Spares | Mtce | 66 | 66F | DISC: VALVE | 2-1/2 IN VALVE, PTFE, FMS 17F3 | Valve - Parts & Accessories : | EA | 2 | 0 | 0 | NO | 35.63 | 5531.5575 | FISHER CONTROLS | 1V711006242 | 1V711006242 | 01,22 | 1 | 1AXX |  |  | 5081 |  |  |  |  | 2012-01-06
2777 | 29200000TL | 03483 | EG1010004 | P | 58009949 | 58 | EGTL Spares | Mtce | 66 | 66F | SEAT: VALVE | 2-1/2 IN VALVE,ASME SA479 | Valve - Parts & Accessories :DISC, S31600 | EA | 2 | 0 | 0 | NO | 135.38 | 21017.745 | FISHER CONTROLS | 1V711135072 | 1V711135072 | 01,22 | 1 | 1AXX |  |  | 5081 |  |  |  |  | 2012-01-06
2778 | 29200000TL | 03483 | EG1026004 | P | 58009950 | 58 | EGTL Spares | Mtce | 66 | 66F | RETAINER:DISC,3 INCH | 16 SST, 316-A FMS 20B64 | Valve - Parts & Accessories : | EA | 2 | 1 | 2 | NO | 243.7657 | 37842.1875 | FISHER CONTROLS | 1V711235072 | 1V711235072 | 22 | 1 | 1AXX |  |  | 5030 |  |  |  |  | 2012-01-06
2779 | 29200000TL | 03483 | EGC038016 | P | 58009951 | 58 | EGTL Spares | Mtce | 66 | 66F | DISC: VALVE | 3 IN VALVE,PTFE,FMS 17F3 | Valve - Parts & Accessories : | EA | 2 | 1 | 2 | NO | 40.95 | 6357.4875 | FISHER CONTROLS | 1V711306242 | 1V711306242 | 01,22 | 1 | 1AXX |  |  | 5030 |  |  |  |  | 2012-01-06
2780 | 29200000TL | 03483 | EG1026003 | P | 58009952 | 58 | EGTL Spares | Mtce | 66 | 66F | SEAT: VALVE | 3 IN VALVE,316-A SS | Valve - Parts & Accessories :DISC, FMS 20B64 | EA | 2 | 1 | 2 | NO | 168.0108 | 26082 | FISHER CONTROLS | 1V711435072 | 1V711435072 | 01,22 | 1 | 1AXX |  |  | 5030 |  |  |  |  | 2012-01-06
2781 | 29200000TL | 03483 | EG1026004 | P | 58009956 | 58 | EGTL Spares | Mtce | 54 | 54D | O-RING:VALVE, 5-1/4 IN ID | 5-7/16 IN OD, 3/32 IN WD | *OBS*GS&P-O-Rings : FLUOROCARBON-DS 52, FKM-DS52-5 | EA | 4 | 2 | 3 | NO | 47.253 | 7335.5625 | FISHER CONTROLS | 10A3483X012 | 10A3483X012 | 01,22 | 1 | 1AXX | 1AXX |  | 5084 |  |  |  |  | 2012-01-06
2782 | 29200000TL | 03483 | EG1026004 | P | 58009958 | 58 | EGTL Spares | Mtce | 54 | 54D | O-RING:VALVE, 3 IN ID | 3-1/8 IN OD, 1/16 IN WD | *OBS*GS&P-O-Rings : FLUOROCARBON-DS 52, FKM-DS52-5 | EA | 2 | 0 | 0 | NO | 45.0029 | 6986.25 | FISHER CONTROLS | 10A7779X022 | 10A7779X022 | 01,22 | 1 | 1AXX | 1AXX |  | 5084 |  |  |  |  | 2012-01-06
2783 | 29200000TL | 03483 | EG1060018 | P | 58009962 | 58 | EGTL Spares | Mtce | 66 | 66G | STEM: 2 IN VALVE | 2-9/32IN DIA,2-1/8IN LG, 316SS | Valve-Plug : HI-TEMP, S&G | EA | 1 | 0 | 0 | NO | 779.225 | 237913.5876 | FISHER CONTROLS | 11A5328X022 | 11A5328X022 | 01,02,22 | 1 | 1AXX |  |  | 5081 |  |  |  |  | 2012-01-06 | 2021-07-08 | 2018-03-15
2784 | 29300000TL | 03483 | EG1060018 | P | 58009964 | 58 | EGTL Spares | Mtce | 66 | 66G | STEM: 4 IN VALVE | 3-7/8 IN DIA, 3-17/32 IN LG | Valve-Plug : 316 SS, HI-TEMP, #6 S&G | EA | 2 | 1 | 2 | YES | 1685.02 | 1565521.2227 | FISHER CONTROLS | 11A5347X022 | 11A5347X022 | 01,02,22 | 1 | 1AXX |  |  | 5081 |  |  |  |  | 2019-11-01 | 2025-10-31 | 2023-05-19 | -1 | 1 |  |  | -2 | 2
2785 | 29200000TL | 03483 | EG1026004 | P | 58009965 | 58 | EGTL Spares | Mtce | 66 | 66F | SHAFT:FOLLOWER,12 IN | N07718 ASTM B637,GR 718 | Valve - Parts & Accessories :40RC MAX, 718 HT/FGS2B22 | EA | 4 | 2 | 3 | NO | 1207.5778 | 187464.375 | FISHER CONTROLS | 11B4679X122 | 11B4679X122 | 22 | 1 | 1AXX |  |  | 5290 |  |  |  |  | 2012-01-06
2786 | 29300000TL | 03483 | EG1020006 | P | 58009968 | 58 | EGTL Spares | Mtce | 66 | 66F | GAUGE: PRESSURE, 160PSI | 1.1MPA,11BAR RANGE,2 IN DIAL | Valve - Parts & Accessories :1/4 IN, ABS/BRS TUBE, INTEGRAL MOUNT, NON FILLED | EA | 3 | 2 | 4 | YES | 251.18 | 376888.0546 | FISHER CONTROLS | 11B8582X032 | 11B8582X032 | 05,22 | 1 | 1AXX |  |  | 5647 |  |  |  | KGISL031 | 2019-11-01 | 2025-05-21 | 2024-09-09 | -2 | 2 | -5 | 4
2787 | 29200000TL | 03483 | EG1026004 | P | 58009970 | 58 | EGTL Spares | Mtce | 66 | 66F | O-RING:VALVE, 3-3/4 IN ID | 3-15/16 IN OD, 3/32 IN WD | Valve - Parts & Accessories :NITRILE, DS52-2 | EA | 2 | 1 | 2 | NO | 20.2513 | 3143.8125 | FISHER CONTROLS | 12A1297X022 | 12A1297X022 | 01,22 | 1 | 1AXX |  |  | 1151 |  |  |  |  | 2012-01-06
2788 | 29200000TL | 03483 | EG1002018 | P | 58009974 | 58 | EGTL Spares | Mtce | 66 | 66F | BUSHING: VALVE, LINED DU | 1 IN X 1-1/8 IN X 3/4 IN | Valve - Parts & Accessories :MULTIPLE | EA | 8 | 0 | 0 | NO | 14.3307 | 2225.0015 | FISHER CONTROLS | 12A9775X012 | 12A9775X012 | 02,22 | 1 | 1AXX |  |  | 5343 |  |  |  |  | 2012-01-06
2789 | 29200000TL | 03483 | EG1026004 | P | 58009977 | 58 | EGTL Spares | Mtce | 66 | 66F | O-RING:VALVE, 11/16 IN ID | 13/16 IN OD, 1/16 IN WD | Valve - Parts & Accessories :FLUOROCARBON, FKM-DS52-5 | EA | 4 | 0 | 0 | NO | 15.001 | 2328.75 | FISHER CONTROLS | 13A1584X022 | 13A1584X022 | 01,22 | 1 | 1AXX |  |  | 5468 |  |  |  |  | 2012-01-06
2790 | 29200000TL | 03483 | EG1026004 | P | 58009978 | 58 | EGTL Spares | Mtce | 66 | 66F | O-RING:CONTROL VALVE | 2-1/16 IN ID, 2-1/4 IN OD | Valve - Parts & Accessories :3/32 IN WD, FLUOROCARBON, FKM-DS52-5 | EA | 2 | 0 | 0 | NO | 7.5005 | 1164.375 | FISHER CONTROLS | 13A2351X012 | 13A2351X012 | 01,22 | 1 | 1AXX |  |  | 5468 |  |  |  |  | 2012-01-06
2791 | 29200000TL | 03483 | EG1026001 | P | 58009979 | 58 | EGTL Spares | Mtce | 66 | 66F | BEARING:THRUST,30 IN,GLOBE | A11 (CL150) SERIES | Valve - Parts & Accessories :PEEK/CARBON 30A8 | EA | 2 | 0 | 0 | NO | 194.2625 | 30157.3125 | FISHER CONTROLS | 13B1584X012 | 13B1584X012 | 01,21,22 | 1 | 1AXX |  |  | 5338 |  |  |  |  | 2012-01-06 | 2025-04-25 |  | -4 | 1
2792 | 29300000TL | 03483 | EG1026001 | P | 58009980 | 58 | EGTL Spares | Mtce | 66 | 66F | BEARING:VALVE,48 IN, GLOBE | A11 (CL150) SERIES | Valve - Parts & Accessories :PEEK/CARBON 30A8 | EA | 3 | 1 | 2 | YES | 1519.71 | 2275446.5859 | FISHER CONTROLS | 13B1768X012 | 13B1768X012 | 02,22 | 1 | 1BBB | 1BBB |  | 5338 |  |  |  | KGISL032 | 2019-11-13 | 2025-04-24 | 2025-06-13 | -2 | 1
2793 | 29200000TL | 03483 | EG1026002 | P | 58009982 | 58 | EGTL Spares | Mtce | 66 | 66F | BEARING:THRUST,36 IN,GLOBE | A11 (CL150) SERIES | Valve - Parts & Accessories :PEEK/CARBON 30A8 | EA | 2 | 1 | 2 | NO | 829.5534 | 128779.875 | FISHER CONTROLS | 13B1960X012 | 13B1960X012 | 01,21,22 | 1 | 1AXX |  |  | 5338 |  |  |  |  | 2012-01-06 | 2025-05-21 |  | -2 | 2
2794 | 29200000TL | 03483 | EG1026009 | P | 58009983 | 58 | EGTL Spares | Mtce | 66 | 66F | BEARING:JOURNAL,36 IN,GLOBE | A11 (CL150) SERIES | Valve - Parts & Accessories :PEEK/CARBON 30A8 | EA | 4 | 1 | 2 | NO | 434.278 | 67417.3125 | FISHER CONTROLS | 13B1969X012 | 13B1969X012 | 01,21,22 | 1 | 1AXX |  |  | 5338 |  |  |  |  | 2012-01-06
2795 | 29200000TL | 03483 | EG1026004 | P | 58009984 | 58 | EGTL Spares | Mtce | 66 | 66P | RING:PACKING BOX, 1-3/4 IN | 316-A SS, FMS 20B64 | Valve - Control : | EA | 2 | 0 | 0 | NO | 114.8128 | 20804.6241 | FISHER CONTROLS | 13B2188X012 | 13B2188X012 | 01,22 | 1 | 1AXX |  |  | 5482 |  |  |  |  | 2012-01-06 | 2015-07-29 | 2015-08-08
2796 | 29200000TL | 03483 | EG1026009 | P | 58009985 | 58 | EGTL Spares | Mtce | 66 | 66F | RING: PISTON, BACK-UP | 4-3/4 IN,PTFE,YW GF PTFE17D14 | Valve - Parts & Accessories : | EA | 4 | 1 | 2 | NO | 25.5016 | 3958.875 | FISHER CONTROLS | 14A5645X012 | 14A5645X012 | 01,22 | 1 | 1AXX |  |  | 5084 |  |  |  |  | 2012-01-06
2797 | 29200000TL | 03483 | EG1026009 | P | 58009986 | 58 | EGTL Spares | Mtce | 66 | 66F | STEM: 4IN VALVE | 0.501 IN DIA, 9.56 IN LG | Valve - Parts & Accessories :SA564 S17400 H1075 | EA | 4 | 2 | 3 | NO | 75.7549 | 11760.1875 | FISHER CONTROLS | 14A5648X012 | 14A5648X012 | 22 | 1 | 1AXX |  |  | 5084 |  |  |  |  | 2012-01-06
2798 | 29200000TL | 03483 | EG1026002 | P | 58009987 | 58 | EGTL Spares | Mtce | 66 | 66F | GASKET:CONTROL VALVE | 5.69 IN X 6.09 IN X 0.03 IN | Valve - Parts & Accessories :COMPOSITION FMS 17A5, RING, TO 302F/150C, COMP/17A5 | EA | 4 | 2 | 3 | NO | 9.3806 | 1456.245 | FISHER CONTROLS | 14A5650X012 | 14A5650X012 | 01,22 | 1 | 1AXX |  |  | 5084 |  |  |  |  | 2012-01-06
2799 | 29200000TL | 03483 | EG1026004 | P | 58009988 | 58 | EGTL Spares | Mtce | 66 | 66F | RING: PISTON, BACK-UP | 2-3/4 IN, PTFE | Valve - Parts & Accessories : | EA | 2 | 0 | 0 | NO | 22.5014 | 3493.125 | FISHER CONTROLS | 14A5675X012 | 14A5675X012 | 01,22 | 1 | 1AXX |  |  | 5084 |  |  |  |  | 2012-01-06
2800 | 29200000TL | 03483 | EG1010004 | P | 58009990 | 58 | EGTL Spares | Mtce | 66 | 66F | GASKET:CONTROL VALVE | 3.56 IN X 4.03 IN X 0.03 IN | Valve - Parts & Accessories :COMPOSITION FMS 17A5, RING, TO 302F/150C, COMP/17A5 | EA | 2 | 0 | 0 | NO | 7.5 | 1164.375 | FISHER CONTROLS | 14A5685X012 | 14A5685X012 | 01,22 | 1 | 1AXX |  |  | 5084 |  |  |  |  | 2012-01-06
2801 | 29200000TL | 03483 | EGC039030 | P | 58009993 | 58 | EGTL Spares | Mtce | 66 | 66F | ASSEMBLY: REINFORCER | STNL, MULTIPLE | Valve - Parts & Accessories : | EA | 4 | 2 | 4 | NO | 11.25 | 1746.5625 | FISHER CONTROLS | 14B6442XD52 | 14B6442XD52 | 01,22 | 1 | 1AXX |  |  | 5344 |  |  |  |  | 2012-01-06
2802 | 29200000TL | 03483 | EG1010005 | P | 58009996 | 58 | EGTL Spares | Mtce | 66 | 66G | PLUG: CONTROL VALVE | SST/VITON | Valve-Plug : | EA | 5 | 2 | 4 | NO | 70.5 | 10945.125 | FISHER CONTROLS | 15A6207X042 | 15A6207X042 | 01,02,22 | 1 | 1AXX |  |  | 5084 |  |  |  |  | 2012-01-06
2803 | 29200000TL | 03483 | EG1025005 | S | 58009999 | 58 | EGTL Spares | Mtce | 66 | 66F | STEM: LINEAR VALVE | 1-1/2 IN VALVE,1-5/8 IN DIA | Valve - Parts & Accessories :2-19/32 IN LG, 316 SS, COCR-A | EA | 2 | 0 | 0 | NO | 1579.685 | 390726.6622 | FISHER CONTROLS | 15A6619X022 | 15A6619X022 | 01,02,22 | 1 | 1AXX |  |  | 5118 |  |  |  |  | 2012-01-06 | 2018-01-06 | 2018-01-13
2804 | 29200000TL | 03483 | EG1026015 | S | 58010000 | 58 | EGTL Spares | Mtce | 66 | 66P | STEM: LINEAR VALVE | 1 IN VALVE, 1-1/8 IN DIA | Valve - Control : 2-17/32 IN LG,316 SS, EQ%, HF, S&G | EA | 1 | 1 | 2 | NO | 1111.035 | 300160.765 | FISHER CONTROLS | 15A6635X022 | 15A6635X022 | 01,02,22 | 1 | 1AXX |  |  | 5118 |  |  |  | ECNL2686 | 2012-01-06 | 2022-08-23 | 2018-01-13
2805 | 29200000TL | 03483 | EG1010005 | P | 58010001 | 58 | EGTL Spares | Mtce | 66 | 66P | SEAT: VALVE | 1-1/2 IN VALVE, 1 IN, 316 SS | Valve - Control : RING, 20B64/COCRA | EA | 1 | 1 | 2 | NO | 555.715 | 148838.54 | FISHER CONTROLS | 15A6654X012 | 15A6654X012 | 01,22 | 1 | 1AXX |  |  | 5118 |  |  |  | ECNL2687 | 2012-01-06 | 2022-08-23 | 2018-01-13
2806 | 29200000TL | 03483 | EG1010005 | P | 58010002 | 58 | EGTL Spares | Mtce | 66 | 66F | SEAT: 1-1/2 IN VALVE | 1-1/2 IN, 316 SS | Valve - Parts & Accessories : | EA | 2 | 0 | 0 | NO | 423.75 | 65787.1875 | FISHER CONTROLS | 15A6655X012 | 15A6655X012 | 01,22 | 1 | 1AXX |  |  | 5118 |  |  |  |  | 2012-01-06 | 2018-01-06
2807 | 29200000TL | 03483 | EG1010004 | P | 58010006 | 58 | EGTL Spares | Mtce | 66 | 66F | BEARING: 1/2 IN, GLOBE VALVE | 1098-EGR / 1098H EGR SERIES | Valve - Parts & Accessories :NYLINER TEP 642 | EA | 9 | 0 | 0 | NO | 76.5 | 11876.625 | FISHER CONTROLS | 17A7112X022 | 17A7112X022 | 01,21,22 | 1 | 1AXX |  |  | 5084 |  |  |  |  | 2012-01-06 | 2013-12-21
2808 | 29200000TL | 03483 | EG1010005 | P | 58010008 | 58 | EGTL Spares | Mtce | 66 | 66F | DIAPHRAGM: VALVE | 1-1/2 IN X 1 3/4 IN,SST/FKM | Valve - Parts & Accessories :ASSEMBLY | EA | 2 | 0 | 0 | NO | 184.5 | 28643.625 | FISHER CONTROLS | 17B9055X062 | 17B9055X062 | 22 | 1 | 1AXX |  |  | 5468 |  |  |  |  | 2012-01-06
2809 | 29200000TL | 03483 | EG1010005 | P | 58010010 | 58 | EGTL Spares | Mtce | 66 | 66F | O-RING: VALVE, 2.799 IN ID | 2.938 IN OD,0.070 IN WD | Valve - Parts & Accessories :FLUOROCARBON-DS 52, FKM-DS52-5 | EA | 2 | 1 | 2 | NO | 135 | 20958.75 | FISHER CONTROLS | 19B2838X022 | 19B2838X022 | 01,22 | 1 | 1AXX |  |  | 5468 |  |  |  |  | 2012-01-06
2810 | 29200000TL | 03483 | EG1025015 | P | 58010011 | 58 | EGTL Spares | Mtce | 66 | 66F | DIAPHRAGM: VALVE | SIZE 30,FKM/NYLON, 17E79 | Valve - Parts & Accessories : | EA | 2 | 0 | 0 | NO | 791.25 | 122841.5625 | FISHER CONTROLS | 2E7919X0052 | 2E7919X0052 | 22 | 1 | 1AXX |  |  | 1203 |  |  |  |  | 2012-01-06
2811 | 29200000TL | 03483 | EG1026004 | P | 58010022 | 58 | EGTL Spares | Mtce | 66 | 66G | PLUG: VALVE | SST, FKM | Valve-Plug : | EA | 2 | 1 | 2 | NO | 111.7572 | 17349.1875 | FISHER CONTROLS | 20B9389X062 | 20B9389X062 | 01,02,22 | 1 | 1AXX |  |  | 5468 |  |  |  |  | 2012-01-06
2812 | 29200000TL | 03483 | EG1025015 | P | 58010023 | 58 | EGTL Spares | Mtce | 66 | 66F | SEAT: VALVE | 4 IN VALVE,3-7/16 IN X 2 IN | Valve - Parts & Accessories :ASTM A582 S41600, RING, S41600 FGS 2B8 | EA | 2 | 0 | 0 | NO | 1405.5 | 218203.875 | FISHER CONTROLS | 21B7011X022 | 21B7011X022 | 01,22 | 1 | 1AXX |  |  | 2376 |  |  |  |  | 2012-01-06
2813 | 29200000TL | 03483 | EG1026016 | P | 58010024 | 58 | EGTL Spares | Mtce | 66 | 66F | PLUG: VALVE | 7 IN VALVE, A582 S41600 | Valve - Parts & Accessories :BAL, S41600 FGS 2B8 | EA | 2 | 0 | 0 | NO | 1822.5 | 282943.125 | FISHER CONTROLS | 21B8375X012 | 21B8375X012 | 01,02,22 | 1 | 1AXX |  |  | 5081 |  |  |  |  | 2012-01-06
2814 | 29200000TL | 03483 | EG1010004 | P | 58010032 | 58 | EGTL Spares | Mtce | 66 | 66F | RETAINER: DISC,2 IN X 1 1/2 IN | 316 SST, 316-A FMS 20B64 | Valve - Parts & Accessories : | EA | 2 | 0 | 0 | NO | 2580 | 400545 | FISHER CONTROLS | 24B4251X012 | 24B4251X012 | 22 | 1 | 1AXX |  |  | 2376 |  |  |  |  | 2012-01-06
2815 | 29200000TL | 03483 | EG1010006 | P | 58010033 | 58 | EGTL Spares | Mtce | 66 | 66F | SEAT: VALVE | 2 IN X 1-1/2 IN, 316-A SS | Valve - Parts & Accessories :DISC, FMS 20B64 | EA | 2 | 0 | 0 | NO | 1168.5 | 181409.625 | FISHER CONTROLS | 24B5045X012 | 24B5045X012 | 01,22 | 1 | 1AXX |  |  | 2376 |  |  |  |  | 2012-01-06
2816 | 29200000TL | 03483 | EG1010005 | P | 58010034 | 58 | EGTL Spares | Mtce | 54 | 54D | SEAL:PORT,2 IN, FLUOROCARBON | CONTROL VALVES | *OBS*GS&P-Other : FMS 17G40 | EA | 2 | 0 | 0 | NO | 132 | 20493 | FISHER CONTROLS | 25A7412X012 | 25A7412X012 | 01,22 | 1 | 1AXX | 1AXX |  | 5084 |  |  |  |  | 2012-01-06
2817 | 29200000TL | 03483 | EG1010005 | P | 58010035 | 58 | EGTL Spares | Mtce | 54 | 54D | SEAL:UPPER,2 IN,FLUOROCARBON | CONTROL VALVES | *OBS*GS&P-Other : FMS 17G40 | EA | 2 | 0 | 0 | NO | 132 | 20493 | FISHER CONTROLS | 25A7413X012 | 25A7413X012 | 01,22 | 1 | 1AXX | 1AXX |  | 5084 |  |  |  |  | 2012-01-06
2818 | 29200000TL | 03483 | EG1010005 | P | 58010036 | 58 | EGTL Spares | Mtce | 54 | 54D | SEAL:UPPER,4 IN,FLUOROCARBON | CONTROL VALVES | *OBS*GS&P-Other : FMS 17G40 | EA | 2 | 0 | 0 | NO | 324 | 50301 | FISHER CONTROLS | 25A7468X012 | 25A7468X012 | 01,22 | 1 | 1AXX | 1AXX |  | 5084 |  |  |  |  | 2012-01-06
2819 | 29200000TL | 03483 | EG1010004 | P | 58010037 | 58 | EGTL Spares | Mtce | 54 | 54D | SEAL:PORT,4 IN,FLUOROCARBON | CONTROL VALVES | *OBS*GS&P-Other : FMS 17G40 | EA | 2 | 0 | 0 | NO | 324 | 50301 | FISHER CONTROLS | 25A7469X012 | 25A7469X012 | 01,22 | 1 | 1AXX | 1AXX |  | 5084 |  |  |  |  | 2012-01-06
2820 | 29200000TL | 03483 | EG1010005 | P | 58010038 | 58 | EGTL Spares | Mtce | 66 | 66F | PLUG: VALVE | 1-7/8IN VALVE,ASTM A582 S41600 | Valve - Parts & Accessories :WHISPER, S41600 FGS 2B8 | EA | 2 | 0 | 0 | NO | 4110 | 638077.5 | FISHER CONTROLS | 27B3193X012 | 27B3193X012 | 01,02,22 | 1 | 1AXX |  |  | 2376 |  |  |  |  | 2012-01-06
2821 | 29200000TL | 03483 | EG1025003 | P | 58010039 | 58 | EGTL Spares | Mtce | 66 | 66F | PLUG: 3-7/16 IN VALVE | ASTM A582 S41600 | Valve - Parts & Accessories :BAL, S41600 FGS 2B8 | EA | 2 | 0 | 0 | NO | 2505 | 388901.25 | FISHER CONTROLS | 27B6401X012 | 27B6401X012 | 01,02,22 | 1 | 1AXX |  |  | 2376 |  |  |  |  | 2012-01-06
2822 | 29200000TL | 03483 | EGC030018 | P | 58010040 | 58 | EGTL Spares | Mtce | 66 | 66F | DIAPHRAGM: VALVE | SIZE 34 & 40,40 PSI,FKM/NYLON | Valve - Parts & Accessories :DIAPHRAGM 17E79 | EA | 1 | 2 | 4 | NO | 774 | 120163.5 | FISHER CONTROLS | 27B9744X022 | 27B9744X022 | 22 | 1 | 1AXX |  |  | 5084 |  |  |  |  | 2012-01-06 | 2025-12-24 |  | -2 | 2
2823 | 29200000TL | 03483 | EG1026014 | P | 58010041 | 58 | EGTL Spares | Mtce | 66 | 66F | CAGE: 4 IN X 2 IN VALVE | 1 7/8 IN X 1 3/4 IN | Valve - Parts & Accessories :TYPE 17-4 H1075, WHISPER III, B3, 17-4H1075 20B64 | EA | 2 | 0 | 0 | NO | 8850.5701 | 1373962.5 | FISHER CONTROLS | 30B8225X012 | 30B8225X012 | 02,21,22 | 1 | 1AXX |  |  | 2376 |  |  |  |  | 2012-01-06
2824 | 29200000TL | 03483 | EG1010003 | P | 58010042 | 58 | EGTL Spares | Mtce | 66 | 66F | CAGE: VALVE | 4 IN VALVE,316 SST ANNEALED | Valve - Parts & Accessories :316-A FMS 20B64 | EA | 2 | 0 | 0 | NO | 968.015 | 249023.7128 | FISHER CONTROLS | 34B5840X012 | 34B5840X012 | 02,21,22 | 1 | 1AXX |  |  | 5084 |  |  |  |  | 2012-01-06 | 2017-04-01 | 2017-05-12
2825 | 29200000TL | 03483 | EG1025015 | P | 58010043 | 58 | EGTL Spares | Mtce | 66 | 66F | CAGE: 3 IN VALVE | 3-7/16IN X 1-1/2IN, 17-4 H1075 | Valve - Parts & Accessories :WHISPER III, A1, 17-4H1075 20B64 | EA | 2 | 0 | 0 | NO | 6202.5 | 962938.125 | FISHER CONTROLS | 37A5662X022 | 37A5662X022 | 02,21,22 | 1 | 1AXX |  |  | 5030 |  |  |  |  | 2012-01-06
2826 | 29200000TL | 03483 | EG1010003 | P | 58010044 | 58 | EGTL Spares | Mtce | 66 | 66F | CAGE: VALVE | 2 IN VALVE,ASTM A126 | Valve - Parts & Accessories :QO, CI CL B/ENC | EA | 2 | 1 | 2 | NO | 543 | 84300.75 | FISHER CONTROLS | 37A7212X012 | 37A7212X012 | 02,21,22 | 1 | 1AXX |  |  | 5084 |  |  |  |  | 2012-01-06
2827 | 29200000TL | 03483 | EG1026004 | P | 58010047 | 58 | EGTL Spares | Mtce | 66 | 66F | DIAPHRAGM: VALVE | 1 IN, 40 PSI, FKM/POLY, 17E88 | Valve - Parts & Accessories : | EA | 2 | 1 | 2 | NO | 354.7729 | 55074.9375 | FISHER CONTROLS | 39B2397X022 | 39B2397X022 | 22 | 1 | 1AXX |  |  | 5468 |  |  |  |  | 2012-01-06
2828 | 29200000TL | 03483 | EG1026002 | P | 58010048 | 58 | EGTL Spares | Mtce | 66 | 66F | CAGE: 1 IN VALVE | ASTM A747 CB7CU-2 H1150 | Valve - Parts & Accessories :CAGE,VALVE:CONTROL,1 IN VALVE,ASTM A747 CB7CU-2 H1150, :CB7CU-2 H1150, CB7CU-2 H1150 | EA | 2 | 0 | 0 | NO | 423.7773 | 65787.1875 | FISHER CONTROLS | 39B2413X012 | 39B2413X012 | 02,21,22 | 1 | 1AXX |  |  | 5468 |  |  |  |  | 2012-01-06
2829 | 29200000TL | 03483 | EG1026002 | P | 58010049 | 58 | EGTL Spares | Mtce | 14 | 14C | RING:SEAL,6 IN | PTFE/15% GLASS | Flow Measuring Instruments : | EA | 3 | 2 | 4 | NO | 200.2629 | 31088.8125 | FISHER CONTROLS | 75B0003X032 | 75B0003X032 | 01,22 | 1 | 1AXX |  |  | 5343 |  |  |  |  | 2012-01-06
2830 | 29200000TL | 03483 | EG1010005 | P | 58010050 | 58 | EGTL Spares | Mtce | 66 | 66F | SPRING: VALVE | 6 IN VALVE, S31600 | Valve - Parts & Accessories : | EA | 3 | 0 | 0 | NO | 30.08 | 4669.92 | FISHER CONTROLS | 75B0004X012 | 75B0004X012 | 01,22 | 1 | 1AXX |  |  | 5343 |  |  |  |  | 2012-01-06
2831 | 29200000TL | 03483 | EG1026004 | P | 58010051 | 58 | EGTL Spares | Mtce | 66 | 66F | SPRING: VALVE | 8 IN VALVE, S31600 | Valve - Parts & Accessories : | EA | 4 | 0 | 0 | NO | 36.6024 | 5682.15 | FISHER CONTROLS | 75B0012X012 | 75B0012X012 | 01,22 | 1 | 1AXX |  |  | 5343 |  |  |  |  | 2012-01-06
2832 | 29200000TL | 03483 | EGC039030 | P | 58010052 | 58 | EGTL Spares | Mtce | 14 | 14C | RING: SEAL | 4 IN,PTFE/15% GLASS | Flow Measuring Instruments : | EA | 2 | 0 | 0 | NO | 81 | 12575.25 | FISHER CONTROLS | 75B0042X032 | 75B0042X032 | 01,22 | 1 | 1AXX |  |  | 5344 |  |  |  |  | 2012-01-06
2833 | 29200000TL | 03483 | EGC040004 | P | 58010054 | 58 | EGTL Spares | Mtce | 14 | 14C | RING: SEAL | 8 IN, PTFE/15% GLASS | Flow Measuring Instruments : | EA | 4 | 0 | 0 | NO | 166.5 | 25849.125 | FISHER CONTROLS | 75B0311X032 | 75B0311X032 | 01,22 | 1 | 1AXX |  |  | 5343 |  |  |  |  | 2012-01-06
2834 | 29200000TL | 03483 | EGC040011 | P | 58010055 | 58 | EGTL Spares | Mtce | 14 | 14C | RING: SEAL | 10 IN, PTFE/15% GLASS | Flow Measuring Instruments : | EA | 5 | 3 | 4 | NO | 397.5 | 61711.875 | FISHER CONTROLS | 75B0312X032 | 75B0312X032 | 01,22 | 1 | 1AXX |  |  | 5344 |  |  |  |  | 2012-01-06
2835 | 29200000TL | 03483 | EGC040004 | P | 58010057 | 58 | EGTL Spares | Mtce | 66 | 66P | KIT:REPAIR, SOFT GOODS | CONTAINS 75B0594X052 STD | Valve - Control : CONSTRUCTION NITRILE O-RINGS | EA | 2 | 0 | 0 | NO | 221.25 | 34349.0625 | FISHER CONTROLS | 75B0594X052 | 75B0594X052 | 01,22 | 1 | 1AXX |  |  | 5344 |  |  |  |  | 2012-01-06
2836 | 29200000TL | 03483 | EG1010006 | P | 58010058 | 58 | EGTL Spares | Mtce | 50 | 50Z | BEARING:VALVE,4 INCH | GLOBE,A41 (CL150) SERIES | Bearings & Accessories - All :LINED PTFE/PEEK | EA | 4 | 0 | 0 | NO | 53.93 | 8372.6325 | FISHER CONTROLS | 75B1067X012 | 75B1067X012 | 01,21,22 | 1 | 1AXX |  |  | 5344 |  |  |  |  | 2012-01-06
2837 | 29200000TL | 03483 | EG1010005 | P | 58010061 | 58 | EGTL Spares | Mtce | 50 | 50Z | BEARING:VALVE,6 INCH | GLOBE,A41 (CL300) SERIES | Bearings & Accessories - All :LINED PTFE/PEEK | EA | 2 | 0 | 0 | NO | 60.75 | 9431.4375 | FISHER CONTROLS | 75B1075X012 | 75B1075X012 | 01,21,22 | 1 | 1AXX |  |  | 5343 |  |  |  |  | 2012-01-06
2838 | 29200000TL | 03483 | EG1010005 | P | 58010062 | 58 | EGTL Spares | Mtce | 66 | 66F | PIN:HOLLOW,2-12 INCH | CONTROL VALVES, 316 SS | Valve - Parts & Accessories : | EA | 4 | 0 | 0 | NO | 30.08 | 4669.92 | FISHER CONTROLS | 75B1122X022 | 75B1122X022 | 01,22 | 1 | 1AXX |  |  | 5344 |  |  |  |  | 2012-01-06
2839 | 29200000TL | 03483 | EG1010004 | P | 58010063 | 58 | EGTL Spares | Mtce | 66 | 66F | PIN: HOLLOW,2-12 INCH | CONTROL VALVES, 316 SS | Valve - Parts & Accessories : | EA | 10 | 0 | 0 | NO | 30.08 | 4669.92 | FISHER CONTROLS | 75B1122X042 | 75B1122X042 | 01,22 | 1 | 1AXX |  |  | 5343 |  |  |  |  | 2012-01-06
2840 | 29200000TL | 03483 | EG1010004 | P | 58010068 | 58 | EGTL Spares | Mtce | 50 | 50Z | BEARING:VALVE,6 IN | GLOBE, A41 (CL150) SERIES | Bearings & Accessories - All :LINED PTFE/PEEK | EA | 4 | 0 | 0 | NO | 60.75 | 9431.4375 | FISHER CONTROLS | 75B1068X012 | 75B1068X012 | 01,21,22 | 1 | 1AXX |  |  | 5344 |  |  |  |  | 2012-01-06
2841 | 29300000TL | 03483 | EG1059FLR | P | 58010073 | 58 | EGTL Spares | Mtce | 87 | 87B | IGNITER:RETRACTABLE | PILOT ASSY (172-XP-001A/B/C) | Engines - Parts : RATING:300L LB CONN:FNPT BODY MATL:316 SS. | EA | 1 | 0 | 1 | YES | 14563 | 5249961.5 | JOHN ZINK | IPR1 |  | 22 | 1 | 1AXX |  |  | EGTL1-TBW-PRO-DS-720014 |  |  |  |  | 2019-11-01 |  | 2019-10-02
2842 | 29200000TL | 03483 | GTA129CON | S | 58010084 | 58 | EGTL Spares | Mtce | 50 | 50Z | BEARING: SLEEVE | FORCED DRAFT FAN,4 IN ID | Bearings & Accessories - All :CAST IRON W/ WHITE METAL LINED, RLWC, 172-CB-002A/B/C DRAWING NO. K49751 SET (2 NOS - 1 DE & 1 NDE) 4 INCH DIAMETER RLWC BEARING WITH PLUMMER BLOCK | ST | 1 | 0 | 0 | NO | 3448.5707 | 1056780 | ANDREW YULE | DD720112-6 |  | 01,21,22 | 1 | 1AXX |  |  | EGTL1-TBW-MEC-DD-720112 |  |  |  |  | 2012-01-06 | 2022-12-04 | 2013-07-22
2843 | 29200000TL | 03483 | EG1013003 | P | 58010127 | 58 | EGTL Spares | Mtce | 54 | 54A | GASKET: RING JOINT, OCTAGONAL | 1/2 IN PIPE, 2500 LB, API R13 | GASKET: RING JOINT, OCTAGONAL ½ PIPE, 2500LBS, API R13 | EA | 2 | 1 | 2 | NO | 205.44 | 62955.0336 | CLARK-RELIANCE | ROR-13 |  | 01,22 | 1 |  | 1BBB |  | EGTL1-TBW-PRO-DS-720008 |  |  | SG777CV |  | 2012-01-06 | 2019-01-09 | 2019-02-22
2844 | 29200000TL | 03483 | EG1057001 | P | 58010190 | 58 | EGTL Spares | Mtce | 28 | 28E | SCANNER: FLAME | 24 V DC, 0.35 A 8.5 VA | Fire and Gas Control Systems : 172-XP-001A/B/C IR AND UV SENSOR, 4-24 MA DC CURRENT ANALOG OUTPUTThe buyer contacted the OEM specified (FIREYE) and who confirmed that the requested scanner 95DSS1 has been superseded BY 95DSS2-1. The replacement scanner co | EA | 1 | 0 | 0 | NO | 4704 | 1441190.6133 | FIREYE | 95DSS2-1 | BE0240A | 01,22 | 1 | 1AXX |  |  | EGTL1-TBW-PRO-DS-720014 |  |  | 95DSS2-1 |  | 2012-01-06 | 2024-06-10 | 2019-04-21 |  |  | -2 | 2
2845 | 29200000TL | 03483 | EG1053026 | P | 58010203 | 58 | EGTL Spares | Mtce | 51 | 51Z | ASSEMBLY:TEST SWITCH AND PLUG | FT058 AND TP111 | Electric-Other : &quot;1.4 LBS,BLACK ELECTRICAL GRADE PLASTIC, FT, 600 VOLTS AND 30 AMPS.&quot; | PR | 8 | 0 | 0 | NO | 1134.5977 | 176146.29 | GE | FT058 & TP111 |  | 01,10,22 | 1 | 2CAC | [7 empty] | 2012-01-07
2846 | 29200000TL | 03483 | EG1053026 | P | 58010204 | 58 | EGTL Spares | Mtce | 51 | 51Z | ASSEMBLY:TEST SWITCH AND PLUG | FT006 AND TP109 | Electric-Other : 1.4 LBS,BLACK ELECTRICAL GRADE PLASTIC, FT | PR | 8 | 1 | 2 | NO | 1119.0197 | 173727.81 | GE | FT006 & TP109 |  | 01,10,22 | 1 | 2CAC | [7 empty] | 2012-01-07
2847 | 29200000TL | 03483 | EG1053026 | P | 58010205 | 58 | EGTL Spares | Mtce | 51 | 51Z | ASSEMBLY:TEST SWITCH AND PLUG | FT066 AND TP109 | Electric-Other : 1.4 LBS,BLACK ELECTRICAL GRADE PLASTIC, FT | PR | 8 | 1 | 2 | NO | 1142.3867 | 177355.53 | GE | FT066 & TP109 |  | 01,10,22 | 1 | 2CAC | [7 empty] | 2012-01-07
2848 | 29200000TL | 03483 | EGC036034 | P | 58010241 | 58 | EGTL Spares | Mtce | 54 | 54A | GASKET:GRAPHITE/1.4401, RING | FOR CENTRIFUGAL PUMP | Gaskets : 1.4401, DWG. 1-S.1740.051-X, | PC | 2 | 1 | 2 | NO | 308.81 | 90594.9293 | SULZER | 104944100801 | 1311A01/1 | 01,22 | 1 |  |  |  | 1-S.1740.051.X |  |  |  |  | 2012-01-06 | 2019-02-09 | 2019-02-21
2849 | 29200000TL | 03483 | EGC036032 | P | 58010244 | 58 | EGTL Spares | Mtce | 76 | 76Z | SEAL: LABYRINTH, BRZ, 316 SS | ROT ELEMENT,VITON ELASTOMER | Pumps-Other : DWG. 1-S.1740.051-X, 160-PC-001A/B | PC | 2 | 1 | 2 | NO | 4441.5451 | 753416.835 | SULZER | 104932052241 | 1311A01/1 | 01,22 | 1 |  |  |  | 1-S.1740.051.X |  |  |  |  | 2012-01-06 | 2013-12-20 | 2015-04-18
2850 | 29200000TL | 03483 | EGC036034 | P | 58010245 | 58 | EGTL Spares | Mtce | 76 | 76Z | SEAL: LABYRINTH, BRZ, 316 SS | ROT ELEMENT,VITON ELASTOMER | Pumps-Other : DWG. 1-S.1740.051-X, 160-PC-001A/B | PC | 2 | 1 | 2 | NO | 5460.3793 | 926684.4225 | SULZER | 104932052231 | 1311A01/1 | 01,22 | 1 |  |  |  | 1-S.1740.051.X |  |  |  |  | 2012-01-06 | 2013-12-20 | 2015-04-18
2851 | 29200000TL | 03483 | EGC036034 | P | 58010247 | 58 | EGTL Spares | Mtce | 76 | 76Z | RING: SPACER PISTON | T420 SS A276/U4021QT700 | Pumps-Other : 160-PC-001A/B | EA | 1 | 0 | 0 | NO | 1916.8564 | 297591.95 | SULZER | 104088424002 | 1311A01/1 | 01,22 | 1 |  | 2BBC |  | 1-S.1740.051.X |  |  |  |  | 2012-01-06
2852 | 29200000TL | 03483 | EGC036032 | P | 58010250 | 58 | EGTL Spares | Mtce | 76 | 76Z | RING:LUBRICATING | PTFE/GLASFASER | Pumps-Other : DWG. 1-C.1740.051-X, 160-PC-001A/B | PC | 1 | 0 | 1 | NO | 1925.97 | 299007.9488 | SULZER | 104063212001 | 1311A01/1 | 01,22 | 1 |  |  |  | 1-S.1740.051.X |  |  |  |  | 2012-01-06 | 2013-11-20 | 2014-02-07
2853 | 29200000TL | 03483 | EGC036033 | P | 58010251 | 58 | EGTL Spares | Mtce | 70 | 70Z | FAN: MOTOR, 460VAC 3PH 60HZ | 100 HP, 1790 RPM | Boilers & Associated Parts : &quot;MATERIAL: 3.2151, DWG. 1-C.1740.051-X GE 405T FRAME&quot; | EA | 1 | 0 | 0 | NO | 2731.5203 | 424068.53 | SULZER | 1.04067E+11 | 1311A01/1 | 01,22 | 1 |  | 2BBC |  | 1-S.1740.051.X |  |  |  |  | 2012-01-06
2854 | 29200000TL | 03483 | EGC037034 | P | 58010252 | 58 | EGTL Spares | Mtce | 28 | 28C | HOUSING: FAN, 100 HP | TIEFZIEHBLECH | *OBS*Safety-Other : PUMP DWG. 1-C.1740.051-X | EA | 1 | 0 | 0 | NO | 682.8801 | 106017.13 | SULZER | 104065739001 | 1311A01/1 | 22 | 1 |  | 2CAC |  | 1-S.1740.051.X |  |  |  |  | 2012-01-06
2855 | 29200000TL | 03483 | EG1043008 | S | 58010273 | 58 | EGTL Spares | Mtce | 54 | 54A | GASKET: RING JOINT | 1-1/2 IN PIPE,900 LB,API R20 | Gaskets : 316 SS,OVAL, DWG. BE0023A-1-H62 & BE0023A-1-H63 | PC | 32 | 0 | 0 | NO | 59.9018 | 9299.75 | SAPORITI |  | 1161B01/1 | 01,22 | 1 | 1BBC |  |  | BE0023A-1-H62/H62 & 63 |  |  |  |  | 2012-01-06 | 2015-06-23
2856 | 29200000TL | 03483 | EGC027014 | P | 58010275 | 58 | EGTL Spares | Mtce | 54 | 54A | GASKET: RING JOINT | 1 IN PIPE,900 LB,API R16 | Gaskets : OVAL, PART/STYLE NUMBER R-16 API 6A, ASME/ANSI B16.5 CLASS 900LB 316 SS. | PC | 4 | 2 | 3 | NO | 52.4075 | 8134.775 | FLEXITALLIC |  | 1161B01/1 | 01,22 | 1 | 1BBC |  |  | BE0023A-1-H62/H62 & 63 |  |  |  |  | 2012-01-06 | 2013-11-09 | 2014-08-03
2857 | 29200000TL | 03483 | EGC045030 | P | 58010277 | 58 | EGTL Spares | Mtce | 56 | 56Z | STUD BOLT: ALL-THREAD | 1 IN DIA,145MM LG,8 TPI | *OBS*Fastener-Stud B : CR MOLY,SA193,GR B7, WITH 2 NUTS, DWG. BE0023A-1-H62 & BE0023A-1-H63 160-VD-002. ( “Note: This item requires PMI testing and logging, if passed, markings and documentation as per the PMI specification are required.”) | PC | 4 | 0 | 0 | NO | 71.8821 | 11159.7 | SAPORITI |  | 1161B01/1 | 02,21,22 | 1 | 1BBC | 1BBC |  | BE0023A-1-H62/H62 & 63 |  |  |  |  | 2012-01-06
2858 | 29200000TL | 03483 | EGC009008 | P | 58010279 | 58 | EGTL Spares | Mtce | 56 | 56Z | STUD BOLT: ALL-THREAD | 7/8 IN DIA,140MM LG,9 TPI | *OBS*Fastener-Stud B : CR MOLY,SA193,GR B7, WITH 2 NUT, DWG. BE0023A-1-H62 & BE0023A-1-H63 160-VD-002. ( “Note: This item requires PMI testing and logging, if passed, markings and documentation as per the PMI specification are required.”) | PC | 8 | 0 | 0 | NO | 35.9411 | 5579.85 | SAPORITI | N29, 30, 33,34 | 1161B01/1 | 02,21,22 | 1 | 1BBC | 1BBC |  | BE0023A-1-H62/H62 & 63 |  |  |  |  | 2012-01-06
2859 | 29200000TL | 03483 | EG1009012 | P | 58010286 | 58 | EGTL Spares | Mtce | 51 | 51C | RELAY:TEMPERATURE CONTROL | 480VAC 25A 60HZ,2 X 1CO-1NO | Electric Components - Motor / Generator :&quot;24-240VAC/DC COIL,SCREW TERMINAL,PANEL MOUNT, PLASTIC ENCLOSURE. FOR GAS ANALYSIS SYSTEM 480V- 25A -60HZ 3 PHASES DWG. 02.26.12.008, 160-AE/AT-201, TEMPERATURE RATING: -50 °C TO +7&quot; | PC | 2 | 0 | 0 | NO | 1260 | 195615 | SIEMENS | 3RS1042-1GW70 | 1616A01/1 | 01,10,22 | 1 | 1CCB |  |  | 02.26.12.008 |  |  |  |  | 2012-03-07
2860 | 29200000TL | 03483 | EG1003010 | P | 58010303 | 58 | EGTL Spares | Mtce | 51 | 51Z | ARRESTER: ELECTRICAL | SURGE,EN TYPE T2,240VAC ( L-N) | Electric-Other : FEED A / FEED B PROTECTION Z1A, Z1B / 2859563 | PC | 4 | 0 | 0 | NO | 342.6381 | 53194.56 | PHOENIX CONTACT | VAL-CP-1S-350 | VAL-CP-1S-350 | 01,10,22 | 1 | 1AXX |  |  | JZC 7410 |  |  |  |  | 2012-03-07
2861 | 29200000TL | 03483 | EGC009008 | P | 58010319 | 58 | EGTL Spares | Mtce | 56 | 56Z | STUD BOLT: ALL-THREAD | 1-3/8 IN DIA, 240MM LG, 8 TPI | *OBS*Fastener-Stud B : CR MOLY, SA197, GR B7, WITH 2 NUTS, STEAM DRUM DWG. BE0023A-1-H62, DWG. BE0023A-1-H63, 160-VD-002. ( “Note: This item requires PMI testing and logging, if passed, markings and documentation as per the PMI specification ar | PC | 2 | 1 | 4 | NO | 227.6267 | 35339.04 | SAPORITI |  | 1161B01/1 | 02,21,22 | 1 | 1BBC | 1BBC |  | BE0023A-1-H62/H62 & 63 |  |  |  |  | 2012-01-06 | 2021-01-03
2862 | 29200000TL | 03483 | EG1053010 | P | 58010347 | 58 | EGTL Spares | Mtce | 54 | 54A | GASKET: SPIRAL WOUND | 12 IN PIPE,150LB,CS INNER RING | Gaskets : CS OUTER RING FLEXIBLE GRAPHITE FILLER,304 SS WINDING,CGI,3MM THK, 130-VR-105/205 | EA | 2 | 0 | 0 | NO | 60.9698 | 12422.0436 | IHI |  | 140N778-A496 | 01,22 | 1 | 1AXX |  |  | 140A237, 240A237 |  |  |  |  | 2012-01-06 | 2017-12-12 | 2017-12-18
2863 | 29200000TL | 03483 | EG1053010 | P | 58010348 | 58 | EGTL Spares | Mtce | 54 | 54A | GASKET: SPIRAL WOUND | 12 IN PIPE, 300 LB | Gaskets : CS INNER RING, CS OUTER RING, FLEXIBLE GRAPHITE FILLER,304 SS WINDING,CGI,3MM THK, 130-VR-105/205 | EA | 2 | 1 | 2 | NO | 73.0047 | 11333.25 | IHI |  | 110N727-A452 | 01,22 | 1 | 1AXX |  |  | 110A208, 210A208 |  |  |  |  | 2012-01-06
2864 | 29200000TL | 03483 | EG1053010 | P | 58010350 | 58 | EGTL Spares | Mtce | 54 | 54A | GASKET: SPIRAL WOUND | 20 IN PIPE,300LB,CS INNER RING | Gaskets : CS OUTER RING,FLEXIBLE GRAPHITE FILLER,304 SS WINDING, CGI, 3MM THK, 130-VR-105/205 | EA | 26 | 6 | 7 | NO | 140.009 | 21735 | IHI |  | 110N727-A453 | 01,22 | 1 | 1AXX |  |  | 110A211, 210A211 |  |  |  |  | 2012-01-06
2865 | 29200000TL | 03483 | EG1053004 | P | 58010351 | 58 | EGTL Spares | Mtce | 54 | 54A | GASKET: SPIRAL WOUND | 36 IN PIPE,300LB,SS INNER RING | Gaskets : CS OUTER RING,FLEXIBLE GRAPHITE FILLER,304 SS WINDING,CGI,3MM THK, 130-VR-105/205, XSERIES-BX | EA | 6 | 1 | 2 | NO | 640.0412 | 99360 | IHI |  | 110N727-A457 | 01,22 | 1 | 1AXX |  |  | 110A204, 210A204 |  |  |  |  | 2012-01-06
2866 | 29200000TL | 03483 | EG1053010 | P | 58010352 | 58 | EGTL Spares | Mtce | 54 | 54A | GASKET: SPIRAL WOUND | 28 IN PIPE,300LB,CS INNER RING | Gaskets : CS OUTER RING,FLEXIBLE GRAPHITE FILLER,304 SS WINDING,CGI,3MM THK, 130-VR-105/205, XSERIES-B | EA | 2 | 0 | 0 | NO | 231.61 | 35952.8203 | IHI |  | 110N727-A456 | 01,22 | 1 | 1AXX |  |  | 110A209, 210A209 |  |  |  |  | 2012-01-06 | 2013-11-13 | 2014-03-07
2867 | 29200000TL | 03483 | EG3003FLR | P | 58010373 | 58 | EGTL Spares | Mtce | 54 | 54A | GASKET:MANHOLE,24 IN, 150LB RF | SIZE: 2174 X 2074 X 4 or 3 MM | Gaskets : LAMONS KAMMPRO LP 1, 24IN, CLASS 150LB, SIZE 2174 X 2074 X 4 OR 3 MM THICKNESS ACCEPTABLE. | EA | 7 | 5 | 10 | NO | 957.84 | 188148.5112 | LAMONS KAMMPRO |  | 24 &QUOT; | 01,22 | 1 | 1BAB |  |  | SEE ITEM NOTE |  |  |  |  | 2012-01-06 | 2013-06-08 | 2014-11-21
2868 | 29200000TL | 03483 | EGC033024 | P | 58010385 | 58 | EGTL Spares | Mtce | 66 | 66F | DIAPHRAGM:VALVE, 25 NB | NEOPRENE | Valve - Parts & Accessories :LINE, 172-TK-011, 172-TK-012, 172-TK-016A/B | EA | 2 | 1 | 2 | NO | 25.0048 | 3882.25 | CRANE - SAUNDERS | 25 NB | 25 NB | 22 | 1 | 1BAA |  |  | SEE ITEM NOTE |  |  |  |  | 2012-01-06
2869 | 29200000TL | 03483 | EGC033024 | P | 58010386 | 58 | EGTL Spares | Mtce | 66 | 66F | DIAPHRAGM:VALVE, 40 NB | NEOPRENE | Valve - Parts & Accessories :LINE, 172-TK-011/012 | EA | 2 | 1 | 2 | NO | 35.0068 | 5435.15 | CRANE - SAUNDERS | 40 NB | 40 NB | 22 | 1 | 1BAA |  |  | SEE ITEM NOTE |  |  |  |  | 2012-01-06
2870 | 29200000TL | 03483 | EGC033024 | P | 58010387 | 58 | EGTL Spares | Mtce | 66 | 66F | DIAPHRAGM:VALE, 50 NB | NEOPRENE | Valve - Parts & Accessories :LINE, 172-XF-017A/B, 172-XF-015A, 172-XF-015B, 172-XF-016A, 172-XF-016B, 172-TK-011, 172-TK-012 | EA | 2 | 1 | 2 | NO | 50.0097 | 7764.5 | CRANE - SAUNDERS | 50 NB | 50 NB | 22 | 1 | 1BAA |  |  | SEE ITEM NOTE |  |  |  |  | 2012-01-06
2871 | 29200000TL | 03483 | EGC033023 | P | 58010388 | 58 | EGTL Spares | Mtce | 66 | 66F | DIAPHRAGM:VALVE,80 NB | NEOPRENE | Valve - Parts & Accessories :LINE, 172-VC-007B, 172-VC-008A, 172-VC-008B, 172-VC-009A, 172-VC-009B, 172-TK-005, 172-TK-006, 172-TK-011, 172-TK-012 | EA | 2 | 0 | 0 | NO | 85.0164 | 13199.65 | CRANE - SAUNDERS | 80 NB | 80 NB | 22 | 1 | 1BAA |  |  | SEE ITEM NOTE |  |  |  |  | 2012-01-06
2872 | 29200000TL | 03483 | EGC033023 | P | 58010390 | 58 | EGTL Spares | Mtce | 66 | 66F | DIAPHRAGM:VALVE ACTUATOR | 25 NB,NEOPRENE | Valve - Parts & Accessories :172-VC-007B, 172-VC-008A, 172-VC-008B, 172-XF-017A, 172-XF-017B, 172-XF-015A, 172-XF-015B, 172-XF-016A, 172-XF-016B, 172-TK-011, 172-TK-012 | EA | 1 | 0 | 0 | NO | 375.0725 | 58233.75 | CRANE - SAUNDERS | ESO 69 | ESO 69 | 22 | 1 | 1BAA |  |  | SEE ITEM NOTE |  |  |  |  | 2012-01-06
2873 | 29200000TL | 03483 | EGC032030 | P | 58010391 | 58 | EGTL Spares | Mtce | 66 | 66F | DIAPHRAGM:VALVE ACTUATOR | 50 NB,NEOPRENE | Valve - Parts & Accessories :172-TK-011/012 | EA | 1 | 0 | 0 | NO | 480.0927 | 74539.2 | CRANE - SAUNDERS | ESC 63 | ESC 63 | 22 | 1 | 1BAA |  |  | SEE ITEM NOTE |  |  |  |  | 2012-01-06
2874 | 29200000TL | 03483 | EGC032033 | P | 58010393 | 58 | EGTL Spares | Mtce | 66 | 66S | VALVE: SOLENOID 1/2 IN PIPE | 9MM ORIFICE,24V DC,316 SS BODY | Valve - On/Off, solenoid, actuated :TYPE NFM12-1 CATALOGUE NUMBER NFX 8307B065FMS-17217, SERIAL NUMBER 16752310-3, "3 WAY,.7-10 BAR,NPT,NO OR NC,24V DC,EXPLOSION PROOF CONDENSATE POLISHING PACKAGE | EA | 6 | 4 | 8 | NO | 1058.3031 | 189564.7088 | ASCO NUMATICS | NFX8307B65FMS-17217 |  | 02,22 | 1 | 1BAA | [5 empty] | NF-M12-1 |  | 2012-12-14 | 2025-10-28 | 2014-09-07 | -2 | 1
2875 | 29200000TL | 03483 | EGC031032 | P | 58010399 | 58 | EGTL Spares | Mtce | 54 | 54A | KIT: REPAIR, 6INX4IN | 600lb METAL TRUNNION | Seals : CONTAINING GRAPHITE BODY GASKET GRAPHITE STEM GASKET GRAPHITE GLAND | EA | 1 | 2 | 4 | NO | 1101 | 170930.25 | PERAR |  |  | 01 |  | 1AXX | 1BBB | [6 empty] | 2013-05-01
2876 | 29200000TL | 03483 | EGC026018 | P | 58010401 | 58 | EGTL Spares | Mtce | 66 | 66Z | VALVE: PRESSURE SFETY VALVE | SIZE: 1 IN X 1 IN, RFG, 11BAR | FLANGE TYPE 26113-CH-000, SET PRESSURE 11 BAR, TEMPERATURE 20 DEG.C, NOZZLE ST/STL, SPRING ST/STL, TAG 0D38816, PB 424440. | EA | 2 | 0 | 0 | NO | 1653.685 | 503546.778 | BROADY HULL-UK FLOW CONTR | PB 424440 |  | 01,22 |  | 1AXX | 1CCC |  |  |  |  | TYPE 26113-CH-000 |  | 2013-12-15 | 2016-02-01 | 2016-04-18
2877 | 29200000TL | 03483 | EGC026014 | P | 58010404 | 58 | EGTL Spares | Mtce | 66 | 66Z | SEAT: AISI410+TC/F316+TC, | 316 (PERAR, 03)PR |  | EA | 1 | 0 | 0 | NO | 2251.145 | 349490.26 |  |  |  | 01 |  |  | 1CCC | [6 empty] | 2013-12-15
2878 | 29200000TL | 03483 | EGC004023 | P | 58010409 | 58 | EGTL Spares | Mtce | 66 | 66G | BALL: AISI410+TC/F316+TC, | 316 (PERAR, 04) |  | EA | 1 | 0 | 0 | NO | 23881.5395 | 3707609 |  |  |  | 01,22 |  |  | 1CCC | [6 empty] | 2013-12-15
2879 | 29200000TL | 03483 | EGC026014 | P | 58010414 | 58 | EGTL Spares | Mtce | 66 | 66Z | SEAT | PTFE (PERAR, 02)PR |  | EA | 2 | 0 | 0 | NO | 732.0471 | 113650.32 |  |  |  | 01 |  | 1AXX | 1CCC | [6 empty] | 2013-12-15
2880 | 29200000TL | 03483 | EGC026015 | P | 58010415 | 58 | EGTL Spares | Mtce | 66 | 66Z | BALL | F316, 316 (PERAR, 03) |  | EA | 1 | 0 | 0 | NO | 1560.1031 | 242206 |  |  |  | 01,22 |  | 1AXX | 1CCC | [6 empty] | 2013-12-15
2881 | 29200000TL | 03483 | EGC026008 | P | 58010421 | 58 | EGTL Spares | Mtce | 66 | 66Z | SEAT | PTFE |  | EA | 1 | 0 | 0 | NO | 279.018 | 43317.54 |  |  |  | 01 |  | 1AXX | 1CCC | [6 empty] | 2013-12-15
2882 | 29200000TL | 03483 | EGC026008 | P | 58010422 | 58 | EGTL Spares | Mtce | 66 | 66Z | BALL | F316, 316 (PERAR, 03) |  | EA | 1 | 0 | 0 | NO | 509.0328 | 79027.34 |  |  |  | 01,22 |  | 1AXX | 1CCC | [6 empty] | 2013-12-15
2883 | 29200000TL | 03483 | EGC007010 | P | 58010427 | 58 | EGTL Spares | Mtce | 66 | 66G | BALL: AISI410+TC/F316+TC | 316 (PERAR, 04) |  | EA | 1 | 0 | 0 | NO | 20988.3518 | 3258441.62 |  |  |  | 01,22 |  | 1AXX | 1CCC | [6 empty] | 2013-12-15
2884 | 29200000TL | 03483 | EGC026015 | P | 58010428 | 58 | EGTL Spares | Mtce | 66 | 66Z | SEATS: AISI410+TC/F316+TC, | AISI410=TC (PERAR, 03)PR |  | EA | 1 | 0 | 0 | NO | 4960.3221 | 770090 |  |  |  | 01 |  | 1AXX | 1CCC | [6 empty] | 2013-12-15
2885 | 29200000TL | 03483 | EGC007010 | P | 58010433 | 58 | EGTL Spares | Mtce | 66 | 66G | BALL: AISI410+TC/F316+TC | 316 (PERAR, 04) |  | EA | 1 | 0 | 0 | NO | 16791.0815 | 2606815.4 |  |  |  | 01,22 |  |  | 1CCC | [6 empty] | 2013-12-15
2886 | 29200000TL | 03483 | EGC026008 | P | 58010436 | 58 | EGTL Spares | Mtce | 66 | 66Z | SEAT: AISI410+TC/F316+TC | 316 (PERAR, 03)PR |  | EA | 1 | 0 | 0 | NO | 1352.0871 | 209911.52 |  |  |  | 01 |  |  | 1CCC | [6 empty] | 2013-12-15
2887 | 29200000TL | 03483 | EGC026015 | P | 58010439 | 58 | EGTL Spares | Mtce | 66 | 66Z | BALL: AISI410+ENP/F316+ENP, | 316 (PERAR, 04)EA |  | EA | 1 | 0 | 0 | NO | 1622.1063 | 251832 |  |  |  | 01,22 |  |  | 1CCC | [6 empty] | 2013-12-15
2888 | 292000TLDE | 03483 | EGC007004 | P | 58010447 | 58 | EGTL Spares | Mtce | 66 | 66G | BALL: AISI410+ENP/F316+ENP, | 316 (PERAR, 04) |  | EA | 1 | 0 | 0 | NO | 0 | 0 |  |  |  | 01,22 |  |  | 1CCC | [6 empty] | 2025-10-20 |  |  | 1 | 1
2889 | 292000TLDE | 03483 | EGC007011 | P | 58010448 | 58 | EGTL Spares | Mtce | 66 | 66G | SEATS: AISI410+ENP/F316+ENP, | 316 (PERAR, 03) |  | EA | 1 | 0 | 0 | NO | 0 | 0 |  |  |  | 01 |  | 1AXX | 1CCC | [6 empty] | 2025-10-20 |  |  | 1 | 1
2890 | 292000TLDE | 03483 | EGC007018 | P | 58010450 | 58 | EGTL Spares | Mtce | 66 | 66G | SEATS: AISI410+ENP/F316+ENP, | 316 (PERAR, 03) |  | EA | 1 | 0 | 0 | NO | 0 | 0 |  |  |  | 01 |  | 1AXX | 1CCC | [6 empty] | 2025-10-20 |  |  | 1 | 1
2891 | 292000TLDE | 03483 | EGC004012 | P | 58010451 | 58 | EGTL Spares | Mtce | 66 | 66A | BALL : AISI410+ENP/F316+ENP, | 316 (PERAR, 04) |  | EA | 1 | 0 | 0 | YES | 4864.0784 | 7282936 |  |  |  | 00 |  | 1AXX | 1CCC | [6 empty] | 2016-03-31 |  |  | 1 | 1
2892 | 29200000TL | 03483 | EGC026008 | P | 58010462 | 58 | EGTL Spares | Mtce | 66 | 66Z | SEAT | TC, (PERAR, 03) |  | EA | 1 | 0 | 0 | NO | 348.0224 | 54030.48 |  |  |  | 01 |  | 1AXX | 1CCC | [6 empty] | 2013-12-15
2893 | 29200000TL | 03483 | EGC026008 | P | 58010463 | 58 | EGTL Spares | Mtce | 66 | 66Z | BALL | F316+TC, 316 (PERAR, 04) |  | EA | 1 | 0 | 0 | NO | 1054.0679 | 163644.04 |  |  |  | 01,22 |  | 1AXX | 1CCC | [6 empty] | 2013-12-15
2894 | 29200000TL | 03483 | EGC026008 | P | 58010466 | 58 | EGTL Spares | Mtce | 66 | 66Z | SEAT: AISI410+TC/F316+TC | 316 (PERAR, 03)PR |  | EA | 1 | 0 | 0 | NO | 3193.2057 | 495745.18 |  |  |  | 01 |  | 1AXX | 1CCC | [6 empty] | 2013-12-15
2895 | 29200000TL | 03483 | EGC026008 | P | 58010468 | 58 | EGTL Spares | Mtce | 66 | 66Z | BALL | F316, 316 (PERAR, 03) |  | EA | 1 | 0 | 0 | NO | 1054.0679 | 163644.04 |  |  |  | 01,22 |  | 1AXX | 1CCC | [6 empty] | 2013-12-15
2896 | 29200000TL | 03483 | EGC026008 | P | 58010471 | 58 | EGTL Spares | Mtce | 66 | 66Z | SEAT: AISI410+TC/F316+TC | 316 (PERAR, 03)PR |  | EA | 1 | 0 | 0 | NO | 1640.1056 | 254626.4 |  |  |  | 01 |  | 1AXX | 1CCC | [6 empty] | 2013-12-15
2897 | 29200000TL | 03483 | EGC030010 | P | 58010488 | 58 | EGTL Spares | Mtce | 66 | 66S | VALVE: SOLENOID 1/2 IN PIPE | 1/2 IN NPT ORIFICE,24VDC,7W | Valve - On/Off, solenoid, actuated :INVESTMENT CAST & MACHINED 316 SS BODY,3-WAY NC,1.4 - 12 BAR,NPT,STANDARD,24VDC,INVESTMENT CAST & MACHINED 316SS; FLUOROCARBON SEALS ENCLOSURE, FKM (FLUOROCARBON), FOR PROCESS HEATERS,STM SUP-HEATER. (MANUFACTURER PART | EA | 18 | 10 | 20 | NO | 1923.268 | 307276.5596 | VERSA | VAG-3421-316-181D-L14-XXN | 1671100-007 | 02,22 | 1 | 2BAB | [5 empty] | ENVIROKINETICS |  | 2012-12-05 | 2025-12-07 | 2014-09-26 | -2 | 1
2898 | 29200000TL | 03483 | EGC007018 | P | 58010514 | 58 | EGTL Spares | Mtce | 22 | 22B | ROPE: WIRE | 8MM DIA,103.5M LG, STL, RIGHT | *OBS*Oilfld-Other : 105-XX-001,120-XX-004, 130-XX-001,CROSS REF DWG: / EGTL1-KCL-MEC-OM-201201 / EGTL1-KCL-MEC-OM-301301, USED ON HOIST ROPE DRUM | EA | 3 | 1 | 3 | NO | 1451.7406 | 225498.86 | KONECRANES | 52311581 | 52311581 | 22 | 1 | 2BBA | 2BBA |  | EGTL1-KCL-MEC-OM-051101 |  |  |  |  | 2012-01-06
2899 | 29200000TL | 03483 | EGC007018 | P | 58010515 | 58 | EGTL Spares | Mtce | 22 | 22B | ROPE: WIRE | 8MM DIA,103.5M LG,STL, LEFT | *OBS*Oilfld-Other : 120-XX-004, 130-XX-001,CROSS REF DWG: / EGTL1-KCL-MEC-OM-201201 / EGTL1-KCL-MEC-OM-301301, USED ON HOIST ROPE DRUM | EA | 3 | 1 | 3 | NO | 1451.7406 | 225498.86 | KONECRANES | 52311580 | 52311580 | 22 | 1 | 2BBA | 1BAB |  | EGTL1-KCL-MEC-OM-051101 |  |  |  |  | 2012-01-06
2900 | 29200000TL | 03483 | EGC010008 | P | 58010516 | 58 | EGTL Spares | Mtce | 75 | 75F | DISC: BRAKE | OVERHEAD CRANE ALUM | Material Handling - Lifting Equipment and Accessories : &quot;BRAKE WHEEL & HARDWARE KIT, 105-XX-001,120-XX-004, 130-XX-001, 190-XX-001,CROSS REF DWG: / EGTL1-KCL-MEC-OM-201201 / EGTL1-KCL-MEC-OM-301301 / EGTL1-KCL-MEC-OM-901501 PART USED IN HO ST GEAR, | ST | 8 | 6 | 8 | NO | 754.0812 | 117131.43 | KONECRANES | 52309480 |  | 01,22 | 1 | 2BBA | [7 empty] | 2012-10-01
2901 | 29200000TL | 03483 | EGC007018 | P | 58010526 | 58 | EGTL Spares | Mtce | 75 | 75F | ROPE: WIRE | 131M LG, STL, LEFT | Material Handling - Lifting Equipment and Accessories : 173-XX-001 USED ON HOIST ROPE DRUM | EA | 1 | 0 | 0 | NO | 4618.5434 | 717398.34 | KONECRANES | 52313283 | 52313283 | 22 | 1 | 2BBA |  |  | EGTL1-KCL-MEC-OM-731401 |  |  |  |  | 2012-01-06
2902 | 29200000TL | 03483 | EGC007018 | P | 58010527 | 58 | EGTL Spares | Mtce | 75 | 75F | ROPE: WIRE | 131M LG, STL, RIGHT | Material Handling - Lifting Equipment and Accessories : 173-XX-001, USED ON HOIST ROPE DRUM | EA | 1 | 0 | 0 | NO | 4618.5434 | 717398.34 | KONECRANES | 52313296 | 52313296 | 22 | 1 | 2BBA |  |  | EGTL1-KCL-MEC-OM-731401 |  |  |  |  | 2012-01-06
2903 | 29200000TL | 03483 | EGC007024 | P | 58010539 | 58 | EGTL Spares | Mtce | 51 | 51C | MOTOR:ELECTRIC,11.1 / 1.6 KW | 3250/440 RPM,460V 3PHASE 60HZ | Electric Components - Motor / Generator :ALUM, 190-XX-001,USED FOR HOIST | EA | 1 | 0 | 0 | NO | 4035.028 | 626760.9 | KONECRANES | 52299207 | 52299207 | 01,011,19,22, | 1 | 2BBA |  |  | EGTL1-KCL-MEC-OM-901501 |  |  |  |  | 2012-03-07
2904 | 29200000TL | 03483 | EGC045016 | P | 58010549 | 58 | EGTL Spares | Mtce | 54 | 54D | PACKING: GRAPHITE,RING SET | FOR 3/4 IN VALVE | Packing / Glands / Stuffing Boxes : | EA | 7 | 0 | 0 | NO | 20.2683 | 3146.65 | SMITH |  | 12 | 01,22 | 1 | 1BBB |  |  | EGTL1-SUN-PIP-DD-001105 |  |  |  |  | 2012-03-07
2905 | 29200000TL | 03483 | EGC045016 | P | 58010550 | 58 | EGTL Spares | Mtce | 54 | 54A | GASKET:GRAPHITE/316 SS,SPIRAL | WOUND, FOR 3/4 IN VALVE | Gaskets : 0815-OTOOO | EA | 10 | 0 | 0 | NO | 14.8634 | 2307.54 | SMITH |  | 16 | 01,22 | 1 | 1BBB |  |  | EGTL1-SUN-PIP-DD-001105 |  |  |  |  | 2012-03-07 | 2016-04-19
2906 | 29200000TL | 03483 | EGC045016 | P | 58010551 | 58 | EGTL Spares | Mtce | 54 | 54D | PACKING: GRAPHITE,RING SET | FOR 1-1/2 IN VALVE | Packing / Glands / Stuffing Boxes : 0815-OTOOO | EA | 2 | 0 | 0 | NO | 24.9975 | 3880.865 | SMITH |  | 12 | 01,22 | 1 | 1BBB |  |  | EGTL1-SUN-PIP-DD-001105 |  |  |  |  | 2012-03-07
2907 | 29200000TL | 03483 | EGC045016 | P | 58010552 | 58 | EGTL Spares | Mtce | 54 | 54A | GASKET:GRAPHITE/316 SS,SPIRAL | WOUND, FOR 1/2 IN VALVE | Gaskets : 0815-OTOOO | EA | 1 | 0 | 0 | NO | 29.7268 | 4615.08 | SMITH |  |  | 01,22 |  | 1BBB |  |  | EGTL1-SUN-PIP-DD-001105 |  |  |  |  | 2013-03-06
2908 | 29200000TL | 03483 | EGC045016 | P | 58010559 | 58 | EGTL Spares | Mtce | 54 | 54D | PACKING: GRAPHITE,RING SET | FOR 1/2 IN VALVE | Packing / Glands / Stuffing Boxes : 0800-YSOGU, 0800-YSOGU | EA | 1 | 0 | 0 | NO | 20.2683 | 3146.65 | SMITH |  | 12 | 01,22 | 1 | 1BBB |  |  | EGTL1-SUN-PIP-DD-001115 |  |  |  |  | 2012-03-07
2909 | 29200000TL | 03483 | EGC034024 | P | 58010568 | 58 | EGTL Spares | Mtce | 73 | 73A | TIP:PILOT, CK20/310S SS | ST-1-S, CK 20, 172-HF-001-C03B | *OBS*HEAT TRANS-PART : &quot;M/N JONH ZINK PSFR-18 SPL NATURAL DRAFT FOR DIMENSIONS, PLEASE REFER TO DWG B11741-601.01 REV.2&quot; | EA | 6 | 0 | 0 | NO | 672.1298 | 104354.88 | JOHN ZINK | SP101405-0027 / 0036 | 711.01 | 22 | 1 | 2BAB | 2BAB |  | BIH DOC: 565-400-106AA/BA |  |  | SEE ADDITIONAL INFO |  | 2012-01-06
2910 | 29200000TL | 03483 | EGC034024 | P | 58010569 | 58 | EGTL Spares | Mtce | 73 | 73A | TIP:TAIL GAS | 4 IN FLANGE RFWN 150LB | Heat Transfer - Units & Parts : &quot;ANSI B16.5, CK20 / 310S, C/W CONE & STIB PIPE, VAR, 172-HF-001-C03B, M/N JONH ZINK PSFR-18 SPL NATURAL DRAFT . FOR DIMENSIONS, PLEASE REFER TO DRAWING B11741-600.01 REV.10, C/W CONE & STIB PIPE, VAR&quot; | EA | 5 | 0 | 0 | NO | 4489.8994 | 697072.384 | JOHN ZINK | SP101405-0021 | 171023 | 22 | 1 | 2BAB | [5 empty] | SEE ADDITIONAL INFO |  | 2012-01-06 |  | 2013-12-24
2911 | 29200000TL | 03483 | EGC033032 | P | 58010576 | 58 | EGTL Spares | Mtce | 72 | 72Z | FILTER:AIR:SUP-HEATER,DN 1/4IN | 5 MICRON,DIE-CAST ALUM HSG | *OBS*Filtration-Elem : AISI, REDUCING, 120-HXV-2003, 172-HXV-003, M/N TPS-SC ND 102 , TPS-SC ND 63 | EA | 3 | 1 | 2 | NO | 656.6252 | 120800.1808 | STI | A-248 | 831 | 01,22 | 1 | 2BAB | 2BAB |  | BIH DOC: 565-347-106AB/BB |  |  | SEE ADDITIONAL INFO |  | 2012-03-07 | 2015-08-15 | 2015-12-14
2912 | 29200000TL | 03483 | EGC033032 | P | 58010577 | 58 | EGTL Spares | Mtce | 02 | 02A | LOCK:AIR,1/4 IN,ANODIZED ALUM | PNEUMATICALLY DIRECT OPERATED | AL: AIR-LOCK 101 DEVICE 1/4 IN ANODIZED ALUMINIUM STAINLESS STEEL 316 HEATING VENTILATION AND AIR CONDITIONING EQUIPNMENT & PARTS M/N TPS-SC ND 102 , TPS-SC ND 63 http://www.stiactuation.com/allegati/Brochure%20AC.pdf. | EA | 2 | 1 | 2 | NO | 1893.16 | 489146.029 | STI | AL101 AL/CC 2-3 DN 1/4&QU | 17906 | 01,22 | 1 | 2BAB |  |  | BIH DOC: 565-347-106AB/BB |  |  | SEE ADDITIONAL INFO |  | 2012-03-07 | 2016-08-17 | 2017-02-11
2913 | 29200000TL | 03483 | EGC029025 | P | 58010579 | 58 | EGTL Spares | Mtce | 14 | 14Z | TRANSMITTER:ELECTRONIC | 12-32 VDC SUPPLY | Instruments - Other & Parts : NO INPUT ,12>32 VDC SUPPLY, 120-HXV-2003, 172-HXV-003 | EA | 4 | 3 | 5 | NO | 3463.6462 | 537661.8 | STI | 2031-00-2-S | 40306 | 05,22 | 1 | 2BAB |  |  | BIH DOC: 565-347-106AB |  |  | TPS - SC ND 15 |  | 2012-03-07 | 2014-06-16 | 2014-03-04
2914 | 29200000TL | 03483 | EGC029020 | P | 58010588 | 58 | EGTL Spares | Mtce | 66 | 66Z | KIT:REPAIR | FOR 8 IN X 6 IN EWT GLOBE VALV | Valve-Other : CONTAINS 216 WCC BODY/BONNET,416 SS,316 SS,17-4PH TRIM,TFE PACKING,FLOUROCARBON BACK-UP RING,CARBON-FILLED PTFE SEAL RING,GASKET FOR >450 DEG F SERVICE, PTFE PACKING | KI | 1 | 0 | 0 | NO | 9442.8242 | 1466092.89 | FISHER | EWT-8 | EWT-8 | 01 | 1 | 2BAB |  |  | BIH DOC: 565-434-162AA/BA |  |  | ENVIROKINETICS |  | 2012-03-07
2915 | 29200000TL | 03483 | EGC029021 | P | 58010589 | 58 | EGTL Spares | Mtce | 66 | 66Z | KIT:REPAIR | FOR 2 IN FISHER EZ GLOBE VALVE | Valve-Other : CONTAINS 216 WCC BODY/BONNET,416 SS,440CSS,316 SS TRIM,TFE PACKING,GASKET FOR > 450 DEGF SERVICE,CB7CU-1 SEAT RING RETAINER,PTFE PACKING REPAIR KIT, 416SS PLUG/STEM | KI | 1 | 0 | 0 | NO | 5938.1472 | 921956.73 | FISHER | EZ-2 | EZ-2 | 01 | 1 | 2BAB |  |  | BIH DOC: 565-434-162AA/BA |  |  | ENVIROKINETICS |  | 2012-03-07
2916 | 29200000TL | 03483 | EGC029027 | P | 58010591 | 58 | EGTL Spares | Mtce | 66 | 66Z | KIT:REPAIR | FOR 3 IN ET GLOBE VALVE | Valve-Other : FISHER GLOBE VALVE WITH ACTUATOR 3 INCHES, CLASS 300, REPAIR KITS SERIAL NUMBER ME00071516, A1284-1, 1617F/1760F. "CONTAINS 216 WCC BODY/BONNET,416 SS,CB-7CU,316 SS TRIM,TFE PACKING,416 SS PLUG/STEM,GASKET SET,PTFE PACKING REPAIR KIT, 416SS | KI | 1 | 0 | 0 | NO | 2224 | 437016 | FISHER |  | ET-3 | 01 | 1 | 2BAB |  |  | BIH DOC: 565-434-162AA/BA |  |  | ME00071516 |  | 2012-03-07 | 2015-04-02 | 2015-04-25
2917 | 29200000TL | 03483 | EG1012018 | P | 58010608 | 58 | EGTL Spares | Mtce | 14 | 14Z | POSITIONER:ELECTRO-PNEUMATIC | STM SUP-HEATER 0-160 PSIG | *OBS*Gage&Parts-Pres : PROCESS HEATERS "120-CB-202, M/N H6-P.R.74-1OP-1.OOD SIZE 137EMERSON ELECTRO-PNEUMATIC POSITIONER (4-20MA/3-15 PSI) MODEL DVC-6030F WITH FIELBUS FOUNDATION PROTOCOL, PROTECTION IP-66 (NEMA 4X), EEXE IIC T6 ZONE 2 IIGD"OLD PN:DVC-603 | EA | 1 | 0 | 0 | NO | 13835.6729 | 2148126.57 | EMERSON | DVC-2696-1877623 |  | 22 | 1 | 2BAB | 2BAB |  | BIH DOC: 565-480-106BC |  |  | DVC6200 SS |  | 2012-01-06
2918 | 29200000TL | 03483 | EG6007CON | P | 58010612 | 58 | EGTL Spares | Mtce | 66 | 66F | RING:BODY, SS | FOR 18 IN VALVE | Valve - Parts & Accessories :WEIR ATMOSPHERE RELIEVE VALVE TOP SCREW LIFT, STEM CR13, DISC CF8.REFERENCE DRAWING: EGTL1-PRO-RA-050004-0005 | EA | 1 | 0 | 0 | NO | 19756.3849 | 3300304.1 | WEIR | 32372701S001 | 323727015013000 | 01,22 | 1 | 1BBA |  |  | 6 |  |  | WVC53864-A |  | 2012-01-06 |  | 2014-11-27
2919 | 29200000TL | 03483 | EGC004016A | P | 58010614 | 58 | EGTL Spares | Mtce | 54 | 54A | GASKET:RELIEF VALVE | NOMINAL 10.75 IN X 19.5 IN | Gaskets : CARBON FIBER, ROUND, 105-PSV-0165, 130-PSV-1051, 130-PSV-2051 | EA | 1 | 0 | 0 | NO | 296.0191 | 45954 | WEIR | 381211328676000 | 381211328676000 | 01,22 | 1 | 1BBA |  |  | 19 |  |  | 53864-A / 18 IN.CLASS 150 |  | 2012-01-06
2920 | 29200000TL | 03483 | EG1051004 | P | 58010615 | 58 | EGTL Spares | Mtce | 66 | 66Z | POPPET: RELIEF VALVE | 24 IN VALVE,SS | Valve-Other : 173-PSV-0001B, 173-PSV-0101A,173-PSV-0101B,173-PSV-0201A, 173-PSV-0201B MN 53864-B, 24 IN CLASS 150 | EA | 1 | 0 | 0 | NO | 10192.6565 | 1582308 | WEIR | 324282015013000 | 324282015013000 | 22 | 1 | 1BBA |  |  | 5 |  |  | SEE ADDITIONAL INFO |  | 2012-01-06
2921 | 29200000TL | 03483 | EG6007CON | P | 58010616 | 58 | EGTL Spares | Mtce | 66 | 66F | RING:BODY,24 INCH VALVE, SS | HORIZ ATMOSPHERIC RELIEF VALV | Valve - Parts & Accessories :WEIR ATMOSPHERE RELIEVE VALVE TOP SCREW LIFT, STEM CR13, DISC CF8, 24 IN, CLASS 150, L6472 | EA | 1 | 0 | 0 | NO | 22925.2262 | 3829659.03 | WEIR | 32372703S001 |  | 01,22 | 1 | 1BBA |  |  | 6 |  |  | WVC-53864-B |  | 2012-01-06 |  | 2014-11-27
2922 | 29200000TL | 03483 | EG1051004 | P | 58010617 | 58 | EGTL Spares | Mtce | 66 | 66F | STEM: RELIEF VALVE | 24 IN VALVE,NOMINAL 1.5 IN DIA | Valve - Parts & Accessories :NOMINAL 27 IN LG,SS, 173-PSV-0001B, 173-PSV-0101A, 173-PSV-0101B, 173-PSV-0201A, 173-PSV-0201B MO 53864-B/24 IN CLASS 150 | EA | 1 | 0 | 0 | NO | 1150.0741 | 178537.5 | WEIR | 345656064255000 | 345656064255000 | 22 | 1 | 1BBA |  |  | 7 |  |  | SEE ADDITIONAL INFO |  | 2012-01-06
2923 | 29200000TL | 03483 | EGC021018 | P | 58010646 | 58 | EGTL Spares | Mtce | 75 | 75A | MOTOR:ELECTRIC,0.75KW,3360 RPM | 460V / 3 PHASE / 60 HZ | Material Handling -Whse / Dock Equipment & Accessories :ALUM 190-XX-001, USED FOR TROLLEY/BRIDGE | EA | 1 | 0 | 0 | NO | 1464.1053 | 227419.48 | KONECRANES | 52296425 | 52296425 | 01,011,19,22, | 1 | 2BBA |  |  | EGTL1-KCL-MEC-OM-901501 |  |  |  |  | 2012-03-07
2924 | 292000TLDE | 03483 | EGC007024 | P | 58010656 | 58 | EGTL Spares | Mtce | 51 | 51C | MOTOR:ELECTRIC,18/3 KW | 3320/515 RPM,460V 3PHASE 60HZ, | Electric Components - Motor / Generator :ALUM USED FOR HOIST 173-XX-001, | EA | 1 | 0 | 0 | YES | 6292.8378 | 9422203.18 | KONECRANES | 52308308 | 52308308 | 01,011,19,22, | 1 | 2BBA |  |  | EGTL1-KCL-MEC-OM-731401 |  |  |  |  | 2016-03-31 |  |  | 1 | 1
2925 | 29300000TL | 03483 | EG1051040 | P | 58010657 | 58 | EGTL Spares | Mtce | 51 | 51C | MOTOR:ELECTRIC,1 / 0.25 HP | 3360/720RPM,460V,3PHASE,60HZ | Electric Components - Motor Generator :ALUM, 120-XX-106/206,CROSS REF DWG: EGTL1-KCL-MEC-OM-200201, USED FOR BRIDGE | EA | 1 | 0 | 1 | YES | 6350 | 10126345 | KONECRANES | 52308616 | 52308616 | 01,11,19,22, | 1 | 2BBA | 1CCC |  | EGTL1-KCL-MEC-OM-200101 |  |  |  |  | 2019-11-01 | 2025-01-21 | 2025-02-16 | -1 | 1
2926 | 29200000TL | 03483 | EGC021011 | P | 58010663 | 58 | EGTL Spares | Mtce | 51 | 51E | BOX: ELECTRICAL, JUNCTION | RECTANGULAR,PLASTIC | Electric Components - Conduit / Fitting :PART OF HOISTING LIMIT SWITCH | EA | 2 | 1 | 2 | NO | 174.7575 | 27145.08 | KONECRANES | 52312349 | 52312349 | 01,10,22 | 1 | 2BBA |  |  | EGTL1-KCL-MEC-OM-731401 |  |  |  |  | 2012-01-06
2927 | 29300000TL | 03483 | EGC004035 | P | 58010667 | 58 | EGTL Spares | Mtce | 51 | 51Z | MOTOR:ELECTRIC,2.5 KW,3460 RPM | 2.5KW,3460RPM,460V,3PHASE 60HZ | Electric-Other : ALUM CASE OVERHEAD CRANE BRIDGE TRAVEL ELECTRIC MOTOR 173-XX-001, USED FOR BRIDGE :KONECRANES ELECTRIC MOTOR MODEL NUMBER MF07XB200-156F84014EKIP66, NR: 1520486, X 68423 52324334, D0073809/8/S89056/40 | EA | 1 | 0 | 1 | YES | 4714.48 | 2170688.0264 | KONECRANES | 1520486 | 1520486 | 01,011,19,22, | 1 | 2BBA | 2BBB |  | EGTL1-KCL-MEC-OM-731401 |  |  |  |  | 2019-11-01 |  | 2022-06-18
2928 | 29200000TL | 03483 | EGC007024 | P | 58010673 | 58 | EGTL Spares | Mtce | 51 | 51C | MOTOR:ELECTRIC, 60HZ | 9/1.4KW,3230RPM,450/460V,3PH | COMPLETE, ALUM, 105-XX-001,120-XX-004, 130-XX-001,CROSS REF DWG: / EGTL1-KCL-MEC-OM-201201 / EGTL1-KCL-MEC-OM-301301, USED FOR HOIST, COMPLETE | EA | 1 | 0 | 0 | NO | 1681.6993 | 261218.36 | KONECRANES | 52334479 | 52334479 | 01,011,19,22, | 1 | 2BBA | 1CCC |  | EGTL1-KCL-MEC-OM-051101 |  |  |  |  | 2012-01-06
2929 | 29200000TL | 03483 | EGC004036 | P | 58010678 | 58 | EGTL Spares | Mtce | 51 | 51C | MOTOR: ELECTRIC AC | 1.8 KW,3430 RPM, 480VAC, 3PH | Electric Components - Motor / Generator :60HZ, 3.9A, 1800W, TEFC ENCLOSURE, 1.15 SERVICE FACTOR, NONE BRAKE, FLANGE MOUNT, ALUM, TYPE: TROLLEY 173-XX-001 | EA | 1 | 0 | 0 | NO | 2889.6858 | 448854.89 | KONECRANES | MF07XA200-158F84014EKIP66 | MF07XA200-158F84014EKIP66 | 01,011,19,22, | 1 | 2BBA |  |  | EGTL1-KCL-MEC-OM-731401 |  |  |  |  | 2012-01-06
2930 | 29200000TL | 03483 | EGC007024 | P | 58010679 | 58 | EGTL Spares | Mtce | 51 | 51C | MOTOR: ELECTRIC AC | 4.3 KW,3320/515 RPM,460VAC,3PH | Electric Components - Motor / Generator :60HZ, 32/13A, 10180W, EXP PROOF ENCLOSURE, 1.15 SERVICE FACTOR, NONE BRAKE, FLANGE MOUNT, COMPLETE, ALUM, 120-XX-106/206,CROSS REF DWG: / EGTL1-KCL-MEC-OM-200201 | EA | 1 | 0 | 0 | NO | 6069.7637 | 942816.39 | KONECRANES | MF13Z-106N188P85074XKIP66 | MF13Z-106N188P85074XKIP66 | 01,011,19,22, | 1 | 2BBA |  |  | EGTL1-KCL-MEC-OM-200101 |  |  |  |  | 2012-01-06
2931 | 29200000TL | 03483 | EG1041001 | S | 58010680 | 58 | EGTL Spares | Mtce | 71 | 71B | KIT: MAINTENANCE (8000 HRS) | FOR COMPRESSOR | Compressor - Rotary or Screw - Parts : CONTAINS (1) AIR/OIL FILTER KIT,(1) AIR FILTER ELEMENT,(1) OIL FILTER ELEMENT,(1) GEARCASE BREATHER FILTER ELEMENT,(2) DRAIN VALVE KIT,(4) MEMBRANE DRAIN VALVE,(2) INSERT DRAIN VALVE,(2) DRAIN VALVE O-RING | KI | 2 | 0 | 0 | NO | 2547.975 | 594104.51 | ATLAS COPCO | 2906 0814 00 | 2906 0814 00 | 01,22 | 1 | 1AXX |  |  | SEE ITEM NOTE |  |  |  |  | 2012-01-06 | 2016-09-24 | 2014-07-21
2932 | 29200000TL | 03483 | EG1041004 | S | 58010681 | 58 | EGTL Spares | Mtce | 71 | 71B | KIT | REPAIR | Compressor - Rotary or Screw - Parts : 16000 HOUR MAINTENANCE, FOR COMPRESSOR, CONTAINS (1) AIR/OIL FILTER KIT, (1) AIR FILTER ELEMENT,(1) OIL FILTER ELEMENT,(1) GEARCASE BREATHER FILTER ELEMENT,(2) DRAIN VALVE KIT,(4) MEMBRANE DRAIN VALVE,(2) INSERT DRA | EA | 2 | 1 | 2 | NO | 5512.09 | 1365827.9128 | ATLAS COPCO | 2906 0815 00 | 2906 0814 00 | 01,22 | 1 | 1BAB | 2CBC |  | SEE ADDITIONAL INFO |  |  |  |  | 2012-03-07 | 2013-08-30 | 2018-12-05
2933 | 29200000TL | 03483 | EG1039006 | S | 58010718 | 58 | EGTL Spares | Mtce | 51 | 51Z | PLUG: ELECTRICAL,XT | POWER SUPPLY,COMPOSITE | Electric-Other : 110-XX-105/205 | EA | 3 | 0 | 0 | NO | 0 | 0 | KONECRANES |  | BS2127A2-S018 | 01,10,22 | 1 |  |  |  | B2127A2-S018 |  |  |  |  | 2012-03-07
2934 | 29200000TL | 03483 | EGC007002 | P | 58010726 | 58 | EGTL Spares | Mtce | 64 | 64B | PULLEY: V-BELT,24MM BORE | 100MM OD,6.25 GROOVE,0.5 IN | Power Transmission Equipment & Replacement Parts : BELT WD,84MM PITCH DIA,STL | EA | 1 | 0 | 0 | NO | 1976.7581 | 306891.7 | BARIGELLI | BB2D40100036 | BB2D40100036 | 22 | 1 |  | 2BBC |  | 05 02 01 01 05 |  |  |  |  | 2012-03-07
2935 | 29200000TL | 03483 | EGC007006 | P | 58010727 | 58 | EGTL Spares | Mtce | 64 | 64B | PULLEY: V-BELT,50MM BORE | 100MM OD,6.25MM GROOVE,0.5 IN | Power Transmission Equipment & Replacement Parts : BELT WD,84MM PITCH DIA,STL, TYPE: PULLEY | EA | 1 | 0 | 0 | NO | 3893.61 | 604483.65 | BARIGELLI | BB2D40100014 | BB2D40100014 | 22 | 1 |  |  |  | 05 02 01 01 05 |  |  |  |  | 2012-03-07
2936 | 29200000TL | 03483 | EG1052004 | P | 58010751 | 58 | EGTL Spares | Mtce | 51 | 51C | MOTOR:ELECTRIC,18/3 KW @ 60HZ | OR 15/2.5 KW AT 50 HZ | Electric Components - Motor / Generator :&quot;3320/515 OR 2740/420,480 /3 / 50 OR 60, MF13Z-6N172P85061EKIP55, STL, 110-XX-105/205, HOISTING MOTOR&quot; | EA | 1 | 0 | 0 | NO | 5585.1064 | 867087.77 | KONECRANES | 52292659 | 52292659 | 01,011,19,22, | 1 |  |  |  | 52292659 |  |  |  |  | 2012-01-06
2937 | 29200000TL | 03483 | EG1011001 | P | 58010763 | 58 | EGTL Spares | Mtce | 51 | 51Z | INVERTER | OVERHEAD CRANE | Electric-Other : KCI -D2M007FT10B0N, COMPOSITE, 110-XX-105/205. TRAVELLING CONTROL UNIT-CUBICLE ROW | EA | 1 | 0 | 1 | NO | 5315.7172 | 825265.1 | KONECRANES | 52339279 | 52339279 | 22 | 1 |  | 2CBC |  | 52339279 |  |  |  |  | 2012-01-06
2938 | 29200000TL | 03483 | EGC020002 | P | 58010775 | 58 | EGTL Spares | Mtce | 76 | 76Z | KIT:GASKET, FOR DOSING PUMP | CONTAINS GASKETS,O-RINGS,SEALS | Pumps-Other : MAN PART NO: 025 MAX ROY A 105 RA.96(115)J5P5, /EN 9.R L.78.CZ.VV3.Z (MINIMUM ORDER Q.TY 10 PCS.) | EA | 1 | 0 | 0 | NO | 890.81 | 176469.461 | MILTON ROY | RA.96(115)J5P5, /EN 9.R L |  | 01 | 1 | 2CAC |  |  | 1065678010 |  |  |  |  | 2012-01-06 | 2014-11-26 | 2015-01-08
2939 | 29200000TL | 03483 | EGC020019 | P | 58010776 | 58 | EGTL Spares | Mtce | 76 | 76Z | CONNECTOR:MOTOR SHAFT,75MM DIA | STL GR A45 | Pumps-Other : MAN PART NO: 052 MAX ROY A 105 RA.144(173)K5P2,5/EN.RL.78.CZ.VV3.Z, SUPP PART NO: 052 MAX ROY A 105 RA.144(173)K5P2, 5/EN.RL.78.CZ.VV3.Z | EA | 1 | 0 | 0 | NO | 898.5264 | 139496.23 | MILTON ROY |  | SEE ADDITIONAL INFO | 01,22 | 1 | 2CAC |  |  | 1065678010 |  |  |  |  | 2012-01-06
2940 | 29200000TL | 03483 | EGC020022 | P | 58010777 | 58 | EGTL Spares | Mtce | 76 | 76Z | SHAFT: PUMP | 50MM DIA, ASTM A105 CONNECTION | Pumps-Other : &quot;MAN PART NO: 052A MAX ROY A 105 RA.144(173)K5P2, 5/EN.RL.78.CZ.VV3.Z. EQUIPMENT: SOLENOID VALVES AND SILECER&quot; | EA | 1 | 0 | 0 | NO | 383.3713 | 59518.39 | MILTON ROY |  | SEE ADDITIONAL INFO | 22 | 1 | 2CAC |  |  | 1065678010 |  |  |  |  | 2012-01-06
2941 | 29200000TL | 03483 | EGC020014 | P | 58010779 | 58 | EGTL Spares | Mtce | 76 | 76Z | KEY:SQUARE END | SOLENOID VALVES AND SILECER | Pumps-Other : MINIMUM ORDER Q.TY 10 PCS.), MAN PART NO: 434B MAX ROY A 105 RA.144(173)K5P2, 5/EN.RL.78.CZ.VV3.Z, | EA | 1 | 0 | 0 | NO | 7.1882 | 1115.97 | MILTON ROY |  | SEE ADDITIONAL INFO | 01,22 | 1 | 2CAC |  |  | 1065678010 |  |  |  |  | 2012-01-06
2942 | 29200000TL | 03483 | EGC020022 | P | 58010781 | 58 | EGTL Spares | Mtce | 76 | 76Z | BOLT:CAP,M12 DIA,30MMLG,1.75MM | HEX HD,STL,DIN 931,GR 10.9 | Pumps-Other : WITH WASHER, MAN PART NO: 434C, 435B MAX ROY A 105 A.144(173)K5P2,5/EN.RL.78.CZ.VV3.Z | ST | 1 | 0 | 0 | NO | 11.9804 | 1859.95 | MILTON ROY |  | SEE ADDITIONAL INFO | 02,22 | 1 | 2CAC |  |  | 1065678010 |  |  |  |  | 2012-03-07
2943 | 29200000TL | 03483 | EGC020018 | P | 58010788 | 58 | EGTL Spares | Mtce | 76 | 76Z | BOLT:CAP,M12 DIA,25MMLG,1.75MM | HEX HD,STL,DIN 931,GR 10.9 | Pumps-Other : WITH WASHER, MAN PART NO: 434A, 435C PRIMEROY PKG PKG.100 (120) L100 H 2,5/EN.CZ.VS.VV3.Z | EA | 1 | 0 | 0 | NO | 33.545 | 5207.86 | MILTON ROY |  | SEE ADDITIONAL INFO | 02,22 | 1 |  | 2BBC |  | 1066146210 |  |  |  |  | 2012-03-07
2944 | 29200000TL | 03483 | EGC020014 | P | 58010789 | 58 | EGTL Spares | Mtce | 76 | 76Z | SCREW: CAP, M12 DIA,25MM LG | SOLENOID VALVES AND SILECER | Pumps-Other : 1.75MM, HEX HD, STL, DIN 931,GR 10.9, MAN PART NO: 435A PRIMEROY PKG PKG.100 (120) L100 H 2,5/EN.CZ.VS.VV3.Z | EA | 2 | 0 | 0 | NO | 14.3764 | 2231.94 | MILTON ROY |  | SEE ADDITIONAL INFO | 02,21,22 | 1 |  | 2BBC |  | 1066146210 |  |  |  |  | 2012-01-06
2945 | 29200000TL | 03483 | EGC020020 | P | 58010790 | 58 | EGTL Spares | Mtce | 76 | 76Z | O-RING:DOSING PUMP,100MM ID | 106MM OD,3MM WD,BUNA-N,2-242 | Pumps-Other : &quot;MAN PART NO: 438 PRIMEROY PKG PKG.100 (120) L100 H 2,5/EN.CZ.VS.VV3.Z, SUPP PART NO: 438 PRIMEROY PKG PKG.100 (120) L100 H 2,5/EN.CZ.VS.VV3.Z SHAPE: CIRCULAR&quot; | EA | 1 | 0 | 0 | NO | 221.6365 | 34409.07 | MILTON ROY |  | SEE ADDITIONAL INFO | 01 | 1 |  | 2BBC |  | 1066146210 |  |  |  |  | 2012-01-06
2946 | 29200000TL | 03483 | EGC020020 | P | 58010792 | 58 | EGTL Spares | Mtce | 76 | 76Z | BOLT SET:CAP,M12,30MM LG | HEX HD,STL,10 PIECE | Pumps-Other : WITH WASHER & NUT (MINIMUM ORDER Q.TY 10 SET), MAN PART NO: 434A, 435B, 435C MILROYAL D MD.23 (28)J 40 H 2,5/CZ.VS.VV3.Z | ST | 1 | 0 | 0 | NO | 172.5171 | 26783.28 | MILTON ROY |  | SEE ADDITIONAL INFO | 02,22 | 1 |  |  |  | 1600852001 |  |  |  |  | 2012-03-07
2947 | 29200000TL | 03483 | EGC020018 | P | 58010797 | 58 | EGTL Spares | Mtce | 76 | 76Z | BOLT:CAP,M12 DIA,30MMLG,1.75MM | HEX HD,STL,DIN 931,GR 10.9 | Pumps-Other : WITH WASHER, MAN PART NO: 434, 435A MROY XB XB.36(43)J6 H3/EN.L.CZ.FP.HV3.Z | ST | 1 | 0 | 0 | NO | 77.8723 | 12089.67 | MILTON ROY |  | SEE ADDITIONAL INFO | 02,22 | 1 | 2CAC |  |  | C0028967012 |  |  |  |  | 2012-03-07
2948 | 29200000TL | 03483 | EG3001012 | P | 58010807 | 58 | EGTL Spares | Mtce | 51 | 51C | MOTOR: ELECTRIC AC,20 HP | 3545 RPM,460VAC,3PH,60HZ,22.4 | Electric Components - Motor / Generator :11.8 KWW,324T5 FRAME,841 NEMA PREMIUM EFFICIENCY ENCLOSURE,1.15 SERVICE FACTOR,1.625IN SHAFT,NO BRAKE,HORIZONTAL MOUNT,27.09IN LG, M/N 5KS256XAA134 GE MOTOR ULTRA XSD, DESIGN B | EA | 1 | 0 | 1 | NO | 9034.3984 | 1402500 | GE | 5KS256XAA121 | 5KS256XAA121 | 01,011,19,22, | 1 | 3CAC |  |  | SEE ADDITIONAL INFO |  |  |  |  | 2012-03-07 | 2013-08-07 | 2014-01-30
2949 | 29300000TL | 03483 | EGC007006 | P | 58010808 | 58 | EGTL Spares | Mtce | 51 | 51C | MOTOR: ELECTRIC AC,1 HP | 1750 RPM,460VAC,3PH,60HZ,1.4 | Electric Components - Motor / Generator :750W,143TC FRAME,841 NEMA PREMIUM EFFICIENCY ENCLOSURE,1.15 SERVICE FACTOR,7/8IN SHAFT,NO BRAKE,VERTICAL MOUNT,13.92IN LG, M/N 5KS145XAA322 GE MOTOR ULTRA XSD, DESIGN B, CROSS REF | EA | 1 | 0 | 1 | YES | 1757.5 | 666971.25 | GE | 5KS145XAB330K2 | 5KS145XAB330K2 | 01,011,19,22, | 1 | 3CAC | 3CAC |  | SEE ADDITIONAL INFO |  |  |  |  | 2019-11-01 |  | 2020-08-18
2950 | 29200000TL | 03483 | EGC007006 | P | 58010814 | 58 | EGTL Spares | Mtce | 51 | 51C | MOTOR: ELECTRIC AC,1.5 KW | 1200 RPM,460VAC,3PH,60HZ,3.3 | Electric Components - Motor / Generator :1.5 KWW,FRAME B35,TEFC ENCLOSURE,1.15 SERVICE FACTOR,28MM SHAFT,NO BRAKE,HORIZONTAL MOUNT,456MM LG,(MINIMUM ORDER Q.TY 2 PCS.) | ST | 1 | 0 | 0 | NO | 857.7932 | 133172.4 | CEMP-CASA DEL COMPRESSORI |  | AB306105D00S | 01,011,19,22, | 1 | 3CAC |  |  | 71-PA-E-90715 |  |  |  |  | 2012-03-07
2951 | 29200000TL | 03483 | EG1022009 | P | 58010837 | 58 | EGTL Spares | Mtce | 72 | 72Z | ELEMENT: FILTER FUEL,METAL | WITH INTERIOR TEFLON COATED | *OBS*Filtration-Elem : "MESH ALUM, PRIMARY, ASSY173-CR-00EGTL1-MPS-MEC-GA-730020, PRIMARY, ASSY FOR CRITICAL POWER GENERATOR" | EA | 49 | 10 | 20 | NO | 292.2813 | 45383.1363 | CATERPILLAR | 1B5358 |  | 01,22 | 1 | 1AXX | 2BAB | [6 empty] | 2012-12-17 | 2019-09-08
2952 | 29200000TL | 03483 | EGC028023 | P | 58010838 | 58 | EGTL Spares | Mtce | 76 | 76Z | PUMP:GP,2IN INLET, 3IN OUTLET | CI CASING,STEEL IMPELLER | Pumps-Other : COMPLETE EGTL1-MPS-MEC-GA-730020, 173-GE-013A-D/B-D/C-D/D-D | EA | 1 | 0 | 0 | NO | 939.0357 | 235289.1146 | CATERPILLAR | 7E-3974 |  | 22 | 1 | 1AXX |  |  | EGTL1-MPS-MEC-GA-730020 |  |  |  |  | 2012-01-06 | 2024-07-04 | 2019-01-28 |  |  | -1 | 1
2953 | 29200000TL | 03483 | EGC024029 | P | 58010839 | 58 | EGTL Spares | Mtce | 54 | 54A | O-RING:SEAL,240.670 ID | 228.575 OD,5.333 MM WD,FLUORO- | *OBS*GS&P-O-Rings : &quot;CARBON (90),DASH SIZE 375, WATER PUMP EGTL1-MPS-MEC-GA-730020 | EA | 2 | 0 | 0 | NO | 28.2964 | 4391.6 | CATERPILLAR | 6V-7701 |  | 01 | 1 |  | 1BBB | [6 empty] | 2012-12-17
2954 | 29200000TL | 03483 | EGC023006 | P | 58010840 | 58 | EGTL Spares | Mtce | 14 | 14Z | THERMOSTAT:WATER TEMPERATURE | 92 DEG C RANGE,MECHANICAL | Instruments - Other & Parts : &quot;COOLING SYSTEM HOUSING & REGULATOR GROUP MATERIAL: STL, EGTL1-MPS-MEC-GA-730020 173-GE-013A-D/B-D/C-D/D-D&quot; | EA | 2 | 1 | 2 | NO | 36.3511 | 5641.69 | CATERPILLAR | 6I-4952 |  | 22 | 1 | 1AXX |  |  | EGTL1-MPS-MEC-GA-730020 |  |  |  |  | 2012-01-06
2955 | 29200000TL | 03483 | EGC003006 | P | 58010841 | 58 | EGTL Spares | Mtce | 50 | 50Z | ASSEMBLY:BARRING AND MOUNTING | 338MM X 328MM X 287MM, STL | Bearings & Accessories - All :187KG, 173-GE-013A-D/B-D/C-D/D-D, EGTL1-MPS-MEC-GA-730020 | EA | 2 | 1 | 2 | NO | 8766.2677 | 2170647.9286 | CATERPILLAR | 4P-8034 |  | 01,22 | 1 | 1AXX |  |  | EGTL1-MPS-MEC-GA-730020 |  |  |  |  | 2012-01-06 |  | 2019-01-28
2956 | 29200000TL | 03483 | EGC024007 | P | 58010842 | 58 | EGTL Spares | Mtce | 54 | 54D | O-RING:HEAD SEAL,17.4 MM ID | 22.1 MM OD,2.6 MM WD | *OBS*GS&P-O-Rings : "FLOURO-CARBON 75, DASH SIZE 115, EGTL1-MPS-MEC-GA-730020, 173-GE-013A-D/B-D/C-D/D-D" | EA | 2 | 0 | 0 | NO | 5.2262 | 1300.8924 | CATERPILLAR | 6J-2245 |  | 01,22 | 1 | 1AXX | 1AXX |  | EGTL1-MPS-MEC-GA-730020 |  |  |  |  | 2012-01-06 |  | 2019-01-28
2957 | 29200000TL | 03483 | EGC004036 | S | 58010843 | 58 | EGTL Spares | Mtce | 76 | 76Z | PUMP:GP-WATER,4 IN INLET | 4 IN OUTLET,CI CASING,STEEL | Pumps-Other : IMPELLER, COMPLETE EGTL1-MPS-MEC-GA-730020, 173-GE-013A-D/B-D/C-D/D-D | EA | 1 | 0 | 0 | NO | 2255.6573 | 350078.0101 | CATERPILLAR | 304-4942 |  | 22 | 1 | 1AXX |  |  | EGTL1-MPS-MEC-GA-730020 |  |  |  |  | 2012-01-06
2958 | 29200000TL | 03483 | EGC006011 | P | 58010846 | 58 | EGTL Spares | Mtce | 51 | 51C | KIT:MOTOR,FOR TURBOCHARGER | CONTAINS MOTOR G,GASKET,SEAL | Electric Components - Motor / Generator :&quot;O-RING,SEAL, COMPLETE, N/A , 173-GE-013A-D/B-D/C-D/D-D , EGTL1-MPS-MEC-GA-730020&quot; | EA | 2 | 1 | 2 | NO | 5699.8827 | 1408080.4778 | CATERPILLAR | 7W-0016 |  | 01,22 | 1 | 1AXX |  |  | EGTL1-MPS-MEC-GA-730020 |  |  |  |  | 2012-03-07 |  | 2017-12-18
2959 | 29200000TL | 03483 | EGC023006 | P | 58010849 | 58 | EGTL Spares | Mtce | 51 | 51B | LIGHT: INDICATING LED,24VDC, | GREEN | Electric Components - Lighting : &quot;PLASTIC INSTALLER TOOL 173-CP-173-GE-013A/B/C/D-001 EGTL1-MPS-ELE-SC-730054 PART 11, FOR CRITICAL POWER GENERATOR&quot; | EA | 13 | 0 | 0 | NO | 211.7727 | 32867.13 | ALLEN BRADLEY | 800T-QH24G |  | 01,10,22 | 1 | [8 empty] | 2012-12-17 | 2017-02-17
2960 | 29200000TL | 03483 | EGC024016 | P | 58010850 | 58 | EGTL Spares | Mtce | 51 | 51B | LIGHT: INDICATING LED,24VDC, | RED | Electric Components - Lighting : &quot;PLASTIC INSTALLER TOOL 173-CP-173-GE-013A/B/C/D-001 EGTL1-MPS-ELE-SC-730054 PART 12, FOR CRITICAL POWER GENERATOR&quot; | EA | 14 | 10 | 20 | NO | 211.7727 | 32867.13 | A-B | 800T-QH24R |  | 01,10,22 | 1 | [8 empty] | 2012-12-17
2961 | 29200000TL | 03483 | EGC002020 | P | 58010858 | 58 | EGTL Spares | Mtce | 51 | 51C | RELAY:FIELD GROUND FAULT,5 AMP | 5 AMP,2 N/O,1 N/C,1P,120VAC | Electric Components - Motor / Generator :&quot; COIL, SCREW TERMINAL,SURFACE MOUNT,PLASTIC ENCLOSURE, NOMINAL VOLTAGE: 120VAC, 50/60HZ OPERATING RANGE: 90 TO 132 VAC BURDEN: 150 MAAC NOMINAL, 200 MAAC MAXIMUM, NOMINAL OLTAGE (FOR CRITICAL POWER GENERA | EA | 3 | 4 | 8 | NO | 4668.9059 | 724614.2 | BASLER | BE1-64F |  | 01,10,22 | 1 | [8 empty] | 2012-12-17
2962 | 29200000TL | 03483 | EG1017008 | P | 58010861 | 58 | EGTL Spares | Mtce | 51 | 51Z | REGULATOR: VOLTAGE,125 VDC/12A | CONTINUOUS;200 VDC/20A FORCING | Electric-Other : CAPTIVE SCREW TERMINAL,1 CIRCUIT, NO | EA | 2 | 1 | 2 | NO | 6532.275 | 1389381.9413 | BASLER | SSR-125-12 |  | 01,10,22 | 1 | 1AXX |  |  | 9721E01-5 |  |  |  |  | 2012-03-07 |  | 2017-10-09
2963 | 29200000TL | 03483 | EGC028023 | P | 58010862 | 58 | EGTL Spares | Mtce | 11 | 11Z | REGULATOR: VOLTAGE,1 TO 32 VDC | OR 1 TO 63 VDC OUTPUT,120 VAC | Computer Hardware - Peripherals : &quot;10%SINGLE-PHASE,50-320 HZ INPUT,VARIES FOR OUTPUT,2.4KVA,1PH METAL ,TYPE: MANUAL VOLTAGE, AMPS VARIES FOR OUTPUT&quot; | EA | 2 | 0 | 0 | NO | 840.621 | 204626.457 | BASLER | MVC-300 |  | 01,10,22 | 1 | 1AXX |  |  | 9721E01-5 |  |  |  |  | 2012-03-07 |  | 2017-10-02
2964 | 29200000TL | 03483 | EGC016025 | P | 58010863 | 58 | EGTL Spares | Mtce | 51 | 51Z | POWER SUPPLY:AUTO SWITCHING | 24VDC INPUT,+/-3VDC OUTPUT | Electric-Other : VARIES OUTPUT, PLASTIC CASE, (FOR CRITICAL POWER GENERATOR) | EA | 2 | 0 | 0 | NO | 1346.3903 | 208959.78 | ROCKDALE | E0468 |  | 01,10,22 | 1 | [8 empty] | 2012-12-17
2965 | 29200000TL | 03483 | EG1005003 | P | 58010865 | 58 | EGTL Spares | Mtce | 51 | 51K | REGULATOR:VOLTAGE,:±1 TO 3 VDC | ,120 TO 139 VAC,INPUT,VARIES | Power conditioning equipment : FOR OUTPUT,0.025KVA,1PH, VAR/POWER FACTOR CONTROLLER RATING: 60HZ, VAR/POWER FACTOR CONTROLLER, AMPS VARIES. | EA | 2 | 0 | 0 | NO | 2598.94 | 542013.0606 | BASLER | SCP250G-60 |  | 01,10,22 | 1 | 1AXX |  |  | 9721E01-5 |  |  |  |  | 2012-03-07 | 2013-06-25 | 2019-01-28
2966 | 29200000TL | 03483 | EGC028030 | P | 58010869 | 58 | EGTL Spares | Mtce | 66 | 66J | MANIFOLD: VALVE,3-VALVE | 3.4 IN X 3.8 IN,1/2-INCH FNPT | *OBS*Valve-Wellhead : 276 BARG 414 BARG,260 DEC C 93DEC C,SS,A479-316 BODY,TEFLON® BONNET PACKING | EA | 1 | 0 | 0 | NO | 979.0574 | 151949.71 | ANDERSON | M4TPVIS-4-SSC |  | 22 | 1 | 1BAB |  |  | 9721E01-5 |  |  |  |  | 2012-03-07
2967 | 29200000TL | 03483 | EG1060018A | P | 58010872 | 58 | EGTL Spares | Mtce | 14 | 14Z | TRANSMITTER: DIFFERENTIAL PRES | 0-100 KPA INPUT,4-28MA OUTPUT | DP harp MODEL EJA110E PART NO:EJA110E-JMS5G-922EN/FF1/D3/M01/T12, SUPPLY-10.5-42 VDC, OUT PUT 4-28mA DC, MWP 160BAR, 16 MPA,1/4 IN, CAL RNG 0-1BAR, NO EJACB0887-809, F9341KA-J, FNPT, FULL SCALE BAR WITH LOCAL DISP, The new Model code is:(EJA110E-JMS5G-92 | EA | 6 | 0 | 0 | NO | 1984.6986 | 607857.04 | YOKOGAWA | EJA110E-JMS5G-922EN/FF1/D |  | 05,22 | 1 | 1AXX |  |  | 9721E01-5 |  |  | EJA110A / STYLE S1 |  | 2012-03-07 | 2025-08-22 | 2019-05-16 | -1 | 1
2968 | 29200000TL | 03483 | EGC025024 | P | 58010877 | 58 | EGTL Spares | Mtce | 14 | 14Z | TRANSMITTER:VIBRATION | ACCELERATION,100 MV/G INPUT | Instruments - Other & Parts : 4-20MA OUTPUT,11 TO 30 VDC SUPPLY,2 WIRE, 0-1.6 IN/SEC, METAL,173-CP-173-GE-013A/B/C/D-00, EGTL1-MPS-ELE-SC-730054 PART 112A, 2 WIRE, 0-1.6 IN/ | EA | 2 | 0 | 0 | NO | 1746.6623 | 271081.99 | METRIX | ST5484E-M1083 |  | 05,22 | 1 | 1AXX |  |  | 9721E01-5 |  |  |  |  | 2012-03-07
2969 | 29200000TL | 03483 | EGC029034 | P | 58010888 | 58 | EGTL Spares | Mtce | 51 | 51Z | SWITCH: SELECTOR, ROTARY CAM | 30A, MAINTENED, 8 NO | 8 POSITION,OVAL HANDLE OPERATED,PLASTIC ENCLOSURE, 4.8 INCHS DEPTH BEHIND PANEL, 4.8 INCHS DEPTH BEHIND PANEL | EA | 3 | 1 | 3 | NO | 1459.4454 | 423244.76 | ITI | 9524305B |  | 01,10,22 | 1 | 1AXX |  |  | 9721E101-3 |  |  |  |  | 2012-03-07 |  | 2019-03-13
2970 | 29200000TL | 03483 | EGC028023 | P | 58010891 | 58 | EGTL Spares | Mtce | 11 | 11Z | HUB: NETWORK,8 PORT ETHERNET,8 | UP TO 2.6 GB/S, WITH 24VDC | Computer Hardware - Peripherals : &quot;POWER SUPPLY, PLASTIC 173-FCP-173-GE-013-001 ,EGTL1-MPS-ELE-SC-730092 PART 37&quot; | EA | 1 | 0 | 0 | NO | 1040.2229 | 161442.59 | N-TRON | 508TX |  | 01,10,22 | 1 | 1AXX |  |  | 9721E101-3 |  |  |  |  | 2012-03-07
2971 | 29200000TL | 03483 | EGC025030 | P | 58010898 | 58 | EGTL Spares | Mtce | 11 | 11Z | MODULE:FAULT ISOLATOR | SLC LOOP VOLTAGE INPUT | Computer Hardware - Peripherals : SLC LOOP VOLTAGE OUTPUT,15-28 VDC POWER, ISO-X, METAL | EA | 2 | 0 | 0 | NO | 73.8591 | 16335.9995 | ANSUL | 417480 |  | 01,22 | 1 | 1AXX |  |  | 9271F01-3 |  |  |  |  | 2012-03-07 |  | 2019-01-27
2972 | 29200000TL | 03483 | EGC024011 | P | 58010899 | 58 | EGTL Spares | Mtce | 51 | 51Z | SWITCH: SELECTOR,MAINTAINED | NONE,TWO POSITION MAINTENED | Electric-Other : NO CONTACTS,2 POSITION,LEVER OPERATED,METAL ENCLOSURE | EA | 1 | 0 | 0 | NO | 11710.7871 | 1817514.16 | A-B | 800H-HP11KB6 |  | 01,10,22 | 1 | 1AXX |  |  | 9271F01-3 |  |  |  |  | 2012-03-07
2973 | 29200000TL | 03483 | EGC025029 | P | 58010902 | 58 | EGTL Spares | Mtce | 28 | 28B | DETECTOR:RATE COMP,225 DEG F | CRITICAL POWER GENERATOR | Safety-Personal : &quot;EGTL1-MPS-ELE-SC-730107 PART 804, 173-GE-013A-D/B-D/C-D/D-D &quot; | EA | 1 | 0 | 0 | NO | 418.0423 | 64880.16 | ANSUL | 13976 |  | 22 | 1 | 1AXX |  |  | 9271F01-3 |  |  |  |  | 2012-01-06 | 2025-09-05 |  | -1 | 1
2974 | 29200000TL | 03483 | EGC028011 | P | 58010906 | 58 | EGTL Spares | Mtce | 75 | 75F | BOX: ELECTRICAL | EMPTY PUSH BUTTON,2 GANG | ALLEN-BRADLEY 800H-2HZ4R ENCLOSURE, 2-HOLE, POLYESTER, 1 X 3/4" HUB, NEMA 4/4X/13 :3/4 IN, ROSITE GLASS POLYESTER, AUTO/INHIBITED OPERATOR, 4 1/2 X 3 13/16, RECTANGULAR, | EA | 2 | 1 | 2 | NO | 139.5 | 42749.97 | ALLEN-BRADLEY | 800H-2HZ4R |  | 01,10,22 | 1 | 2BBB | 2BBC |  | 9271F01-3 |  |  |  |  | 2012-01-06 | 2019-04-16 | 2019-06-14
2975 | 29300000TL | 03483 | EGC002020 | P | 58010910 | 58 | EGTL Spares | Mtce | 72 | 72Z | KIT: START UP KIT | CRITICAL POWER GENERATOR | INGERSOLL RAND START UP KIT CONTAINS (FOR USE 2000P HP ELECTRIC-DRIVEN AIR COMPRESSOR) (INCLUDES (8) QUARTS ALL-SEASON SELECT® LUBRICANT, (2) WHITE LUBE OIL FILTER ELEMENT PART NUMBER 32305674 AND (2) AIR FILTER ELEMENTS PART NUMBER 323012957)https://stor | KI | 1 | 0 | 1 | YES | 465.2 | 176543.4 | INGERSOLL RAND | 49814833 |  | 01 | 1 | 1AXX | 2BAB | [6 empty] | 2019-11-01 |  | 2021-01-12
2976 | 29200000TL | 03483 | EGC006022 | P | 58010911 | 58 | EGTL Spares | Mtce | 71 | 71D | OIL:INDUSTRIAL,COMPRESSOR LUBE | 96.6 CST 104 F (40 C) | Compressor - Air -Unit & Parts : "VISCOSITY, 249 C FLASH POINT, 1 QT BOTTLE, 12, SYNTHETIC OIL, INGERSOL RAND ALL SEASON T30 SELECT EGTL1-MPS-MEC-PI-730042, 173-CR-001-D, 173-CR-002-M"** 1 complete fill of compressor requires 6 bottles ** | EA | 5 | 0 | 0 | NO | 398.8795 | 97332.0395 | INGERSOLL RAND | 38436739 | AO00305 | 22 | 1 | 1AXX | 1BBB |  | EGTL1-MPS-MEC-PI-730042 |  |  |  | RGN390 | 2012-01-06 | 2021-10-19 | 2016-12-08
2977 | 29300000TL | 03483 | EGC029018 | P | 58010912 | 58 | EGTL Spares | Mtce | 72 | 72C | ELEMENT: AIR FILTER | 40MM DIA X 80MM LG, 5 MICRON | Filtration-Media : STL, COMPESSOR | EA | 2 | 1 | 2 | YES | 275 | 112656.5 | INGERSOLL RAND | 37161577 |  | 01,22 |  | 1AXX | [6 empty] | BENL3468 | 2019-11-01 |  | 2021-05-27
2978 | 29200000TL | 03483 | EG1060011 | P | 58010913 | 58 | EGTL Spares | Mtce | 71 | 71D | KIT: OVERHAUL | FOR AIR COMPRESSOR | Compressor - Air -Unit & Parts : SERIAL NUMBER - 7065464, MODEL - 2000. COMPLETE OVERHAUL KIT CONTAINS: 3200056 PISTON RING-OIL CNTRL-3P, 32000523 PISTON RING-OIL CNTRL-3P 3212957 F-13 ELEMENT FILTER, 54422761 PLATE VALVE HP DISC, 54422746 PLATE VALV | EA | 2 | 0 | 0 | NO | 1480.99 | 453840.0567 | INGERSOLL RAND | 7065464 | IB85963 | 01,22 | 1 | 1AXX | 1BBB |  | EGTL1-MPS-MEC-PI-730042 |  |  | MODEL - 2000 |  | 2012-01-06 | 2024-09-04 | 2019-01-26 |  |  | -2 | 2
2979 | 29200000TL | 03483 | EG3001057 | S | 58010915 | 58 | EGTL Spares | Mtce | 87 | 87B | FAN:VENTILATION,72IN,460V 60HZ | CRITICAL POWER GENERATOR | *OBS*Engines - Other : &quot;10000M3/H CAPACITY, ASSY, STL &quot; | AS | 1 | 1 | 2 | NO | 7645.61 | 1661328.515 | TEXAS AIR HANDLERS | ADP-42-5 ARR4 |  | 01,22 | 1 | 1AXX | 1AXX |  | EGTL1-MPS-MEC-PI-730041 |  |  |  |  | 2012-01-06
2980 | 29200000TL | 03483 | EGC028005 | P | 58010916 | 58 | EGTL Spares | Mtce | 76 | 76Z | PUMP:FUEL PRIMING,1/2 IN INLET | 1/2 IN OUTLET,215GPH CAPACITY | Pumps-Other : 1995RPM, 150 PSI, GEAR, STL CASING, STL IMPELLER | EA | 2 | 1 | 2 | NO | 280.0471 | 69580.507 | CATERPILLAR | 162-3906 |  | 22 | 1 | 1AXX |  |  | EGTL1-MPS-MEC-PI-730042 |  |  |  |  | 2012-01-06 |  | 2019-01-28
2981 | 29200000TL | 03483 | EGC028023 | P | 58010918 | 58 | EGTL Spares | Mtce | 11 | 11J | PANEL: CONTROL | CRITICAL POWER GENERATOR | Computer Hardware - Desktop Workstations : "STL POWER SOURCE: 24VDC, MONITORS ENGINE SPEED, STARTING AIR PRESSURE, ENGINE HOURS" | EA | 2 | 0 | 0 | NO | 1752.8683 | 429122.3341 | CATERPILLAR | 165-4099 |  | 22 | 1 | 1AXX |  |  | EGTL1-MPS-MEC-PI-730042 |  |  |  |  | 2012-01-06 |  | 2019-01-28
2982 | 29200000TL | 03483 | EGC016027 | P | 58010919 | 58 | EGTL Spares | Mtce | 14 | 14C | SENSOR:TEMP -50 TO 150 DEG C | RANGE, 1200/220 VAC | Flow Measuring Instruments : &quot;STL ********VERIFY WITH SAI******** (FOR CRITICAL POWER GENERATOR)&quot; | EA | 2 | 2 | 4 | NO | 42.9683 | 6671.26 | CATERPILLAR | 7E-3127 |  | 01,22 | 1 | 1AXX | [7 empty] | 2013-01-12
2983 | 29200000TL | 03483 | EGC030006 | P | 58010920 | 58 | EGTL Spares | Mtce | 14 | 14B | MODULE: ELECTRONIC CONTROL | 5V ANALOG INPUT | 4-20MA OUTPUT,6.5-32VDC POWER, (FOR CRITICAL POWER GENERATOR) | EA | 2 | 0 | 0 | NO | 5239.1722 | 813433.87 | CATERPILLAR | 206-2710 |  | 01,22 | 1 | 1AXX | 1CCC | [6 empty] | 2013-01-12
2984 | 29300000TL | 03483 | EGC016027 | P | 58010921 | 58 | EGTL Spares | Mtce | 14 | 14I | SENSOR:ENGINE COOLANT TEMP | -50 TO 150 DEG C RANGE, | 1200/220 VAC, STL (FOR CRITICAL POWER GENERATOR) | EA | 1 | 0 | 1 | YES | 280.23 | 429939.809 | CATERPILLAR | 102-2240 |  | 01,22 | 1 | 1AXX | 1CCC | [6 empty] | 2019-11-01 |  | 2025-08-08
2985 | 29200000TL | 03483 | EG1010012 | P | 58010922 | 58 | EGTL Spares | Mtce | 54 | 54A | SEAL: O-RING TEMPERATURE, | 16.3MM ID,20.7MM OD,2.5MM WD, | *OBS*GS&P-Other : VITON,115 (FOR CRITICAL POWER GENERATOR) | EA | 8 | 4 | 6 | NO | 2.2264 | 345.6657 | CATERPILLAR | 3K-0360 |  | 01,22 | 1 | 1AXX | 1BBB | [6 empty] | 2013-01-11
2986 | 29200000TL | 03483 | EG1002004 | P | 58010923 | 58 | EGTL Spares | Mtce | 14 | 14C | SENSOR:PRESSURE 1.97 TO 11.35 | BARG RANGE,-40 TO 125 DEG C, | Flow Measuring Instruments : STL, STL (FOR CRITICAL POWER GENERATOR) | EA | 2 | 2 | 4 | NO | 143.3539 | 22256.4025 | CATERPILLAR | 161-9926 |  | 01,22 | 1 | 1AXX | [7 empty] | 2013-01-11
2987 | 29200000TL | 03483 | EGC016027 | P | 58010924 | 58 | EGTL Spares | Mtce | 14 | 14H | SENSOR:PRESSURE, 0 TO 63.94 | BARG RANGE,5VDC POWER | 0.5-4.5VDC STL, STL (FOR CRITICAL POWER GENERATOR) | EA | 2 | 0 | 0 | NO | 155.8201 | 24192.63 | CATERPILLAR | 194-6724 |  | 01,22 | 1 | 1AXX | 1CCC | [6 empty] | 2013-01-11
2988 | 29200000TL | 03483 | EGC016027 | P | 58010925 | 58 | EGTL Spares | Mtce | 10 | 10D | KIT:COMMUNICATIONS REPAIR | CRITICAL POWER GENERATOR |  | EA | 3 | 0 | 0 | NO | 6.7413 | 1046.65 | CATERPILLAR | 155-2270 |  | 01,22 | 1 | 1AXX | 1CCC | [6 empty] | 2013-01-11
2989 | 29200000TL | 03483 | EG1010012 | P | 58010926 | 58 | EGTL Spares | Mtce | 51 | 51E | SOCKET:GENERATOR,16,STL | CRITICAL POWER GENERATOR |  | EA | 5 | 4 | 6 | NO | 1.3354 | 207.3281 | CATERPILLAR | 186-3736 | A6X19900282 | 22 | 1 | 1AXX | [7 empty] | 2013-01-11
2990 | 29200000TL | 03483 | EGC016027 | P | 58010927 | 58 | EGTL Spares | Mtce | 51 | 51Z | SENSOR:SPEED,0.38M3/SEC (MIN) | RANGE, 24VDC |  | EA | 2 | 2 | 4 | NO | 123.0838 | 19109.99 | CATERPILLAR | 189-5746 |  | 01,22 | 1 | 1AXX | [7 empty] | 2013-01-11
2991 | 29200000TL | 03483 | EGC030004 | P | 58010928 | 58 | EGTL Spares | Mtce | 87 | 87B | INJECTOR:FUEL | FOR CAT 3612 |  | EA | 12 | 6 | 12 | NO | 4170.8108 | 648999.4492 | CATERPILLAR | 10R1252 |  | 22 | 1 | 1AXX |  |  | EGTL1-MPS-MEC-PI-730042 |  |  |  |  | 2012-01-06 | 2013-04-20 | 2013-02-19
2992 | 29200000TL | 03483 | EGC025021 | P | 58010929 | 58 | EGTL Spares | Mtce | 14 | 14Z | REGULATOR:WATER TEMP,(FLG),STL | 0-220 DEG F, 5IN X 6IN X 6IN |  | EA | 4 | 2 | 4 | NO | 163.1515 | 25330.9 | CATERPILLAR | 6I-4950 |  | 01,10,22 | 1 | 1AXX |  |  | EGTL1-MPS-MEC-PI-730042 |  |  |  |  | 2012-01-06
2993 | 29200000TL | 03483 | EGC003006 | P | 58010930 | 58 | EGTL Spares | Mtce | 76 | 76Z | PUMP:WATER,6IN INLET,6IN OUT | 104GPM CAPACITY,350RPM,150LBS |  | EA | 2 | 0 | 0 | NO | 2008.755 | 501920.5713 | CATERPILLAR | 212-8176 |  | 01,10,22 | 1 | 1AXX |  |  | EGTL1-MPS-MEC-PI-730041 |  |  |  |  | 2012-01-06 |  | 2019-01-28
2994 | 29200000TL | 03483 | EGC023006 | P | 58010931 | 58 | EGTL Spares | Mtce | 71 | 71D | CAP:OIL FILLER, 45MM DIA | CRITICAL POWER GENERATOR |  | EA | 1 | 0 | 0 | NO | 19.0137 | 2952.06 | CATERPILLAR | 7L-4447 |  | 01,22 | 1 | 1BAB | 1BBB |  | EGTL1-MPS-MEC-PI-730042 |  |  |  |  | 2012-01-06
2995 | 29200000TL | 03483 | EGC024007 | P | 58010932 | 58 | EGTL Spares | Mtce | 72 | 72Z | FILTER: WATER PUMP | 50MM DIA,STL ELEMENT |  | EA | 2 | 0 | 0 | NO | 1.0402 | 161.5 | CATERPILLAR | 4N-5834 |  | 01,22 | 1 | 1AXX | 1AXX |  | EGTL1-MPS-MEC-PI-730042 |  |  |  |  | 2012-01-06
2996 | 29200000TL | 03483 | EGC032022 | P | 58010944 | 58 | EGTL Spares | Mtce | 14 | 14Z | GAUGE: LEVEL LIQUID | 5 IN, 27-3/4IN LG, 1/2 IN |  | EA | 2 | 0 | 0 | NO | 592.5469 | 144918.825 | KENCO | K99M75-23-5-AVL-GS-ATM |  | 05,22 | 1 | 1AXX | 1AXX |  | EGTL1-MPS-MEC-PI-730043 |  |  |  |  | 2012-01-06 |  | 2019-03-12
2997 | 29200000TL | 03483 | EGC025029 | P | 58010960 | 58 | EGTL Spares | Mtce | 51 | 51C | POTENTIOMETER:MOTOR OPERATED | NONE,5K OHM,2WW,10 TURN |  | EA | 2 | 4 | 8 | NO | 1176.1416 | 182537.18 | SAI | 99-800-5KOHM |  | 22 | 1 | [8 empty] | 2012-12-17
2998 | 29200000TL | 03483 | EGC045023 | P | 58010961 | 58 | EGTL Spares | Mtce | 54 | 54D | PACKING:VALVE,GRAPHITE,1 IN | RING SET,0G80-YSOGW |  | EA | 1 | 0 | 0 | NO | 29.7268 | 4615.08 | SMITH |  | 12 | 01,22 | 1 | 1BBB |  |  | EGTL1-SUN-PIP-DD-001112 |  |  |  |  | 2012-03-07
2999 | 29200000TL | 03483 | EGC045023 | P | 58010962 | 58 | EGTL Spares | Mtce | 54 | 54A | GASKET:VALVE,1 IN,GRAPHITE | /316 SS,SPIRAL WOUND |  | EA | 1 | 0 | 0 | NO | 29.7268 | 4615.08 | SMITH |  | 14 | 01,22 | 1 | 1BBB |  |  | EGTL1-SUN-PIP-DD-001112 |  |  |  |  | 2012-03-07
3000 | 29200000TL | 03483 | EG1026011 | P | 58010963 | 58 | EGTL Spares | Mtce | 54 | 54A | GASKET: SPIRAL WOUND | 4 IN PIPE,300 LBS,316 SS INNER |  | EA | 6 | 3 | 5 | NO | 203.194 | 60071.8034 | AMAFILTERGROUP | 70488061 | WO053904-A,13 | 01 | 1 | 1BBB |  |  | WO053904-A |  |  |  |  | 2012-01-06 | 2018-09-17 | 2018-11-26
3001 | 29200000TL | 03483 | EG1023006 | P | 58010966 | 58 | EGTL Spares | Mtce | 66 | 66S | KIT:SPARES,FOR BIFFI ACTUATOR | CONTAINS GEARBOX SPARES |  | EA | 2 | 4 | 6 | NO | 5560.108 | 1697085.3447 | MAHLE | 72346688 |  | 01 | 1 | 1BAB | 1BAB |  | WO053904-A |  |  |  |  | 2012-01-06 | 2025-07-28 | 2016-06-23 | -2 | 2
3002 | 29200000TL | 03483 | EGC045035 | P | 58010973 | 58 | EGTL Spares | Mtce | 56 | 56Z | NUT:WAX FILTRATION PACKAGE | 1-1/2 IN DIA,SA194GR/2H |  | EA | 38 | 0 | 0 | NO | 21.0014 | 3260.25 | SLFC (PTY) LTD | WO053904,07 | WO053904,07 | 01,21,22 | 1 | 1BBB | 1BBB |  | WO053904 |  |  |  |  | 2012-01-06 | 2016-04-28
3003 | 29200000TL | 03483 | EGC045035 | P | 58010974 | 58 | EGTL Spares | Mtce | 25 | 25L | STUD:END,1-1/4 IN DIA,16 IN LG | SA193GR/B7,SA193,GR B7 |  | EA | 5 | 0 | 0 | NO | 165.3404 | 30961.9193 | AMAFILTERGROUP | WO053906,05 | WO053906,05 | 02,21,22 | 1 | 1BBB |  |  | WO053906 |  |  |  |  | 2012-01-06 | 2015-03-18 | 2015-04-28
3004 | 29200000TL | 03483 | EGC045035 | P | 58010975 | 58 | EGTL Spares | Mtce | 25 | 25L | NUT:WAX FILTRATION PACKAGE | 1-1/4 IN DIA,SA194-GR/2H |  | EA | 9 | 0 | 0 | NO | 135.7341 | 26158.2667 | AMAFILTERGROUP | WO053906,06 | WO053906,06 | 01,21,22 | 1 | 1BBB |  |  | WO053906 |  |  |  |  | 2012-01-06 | 2015-03-18 | 2015-04-12
3005 | 29300000TL | 03483 | EG1023011 | S | 58010976 | 58 | EGTL Spares | Mtce | 54 | 54D | GLAND: PACKING | 1/2 IN, 742 GRAPHITE |  | EA | 1 | 0 | 1 | YES | 724 | 296572.12 | DEPAC SEALS | 1/2&QUOT;SQ | 1/2&QUOT;SQ | 01 | 1 |  | 2BAB |  | 28103 |  |  |  |  | 2019-11-01 |  | 2021-05-07
3006 | 29200000TL | 03483 | EG1024013 | P | 58011009 | 58 | EGTL Spares | Mtce | 66 | 66Z | KIT:REPAIR,FOR 4 IN BALL VALVE | CONTAINS (1) SET PTFE/NIRO |  | KT | 5 | 0 | 0 | NO | 3419.7987 | 581507.964 | ARGUS | 761184 | 761184 | 01 | 1 | 2BBA | [7 empty] | 2012-03-07 |  | 2019-06-26
3007 | 29200000TL | 03483 | EG1024013 | P | 58011010 | 58 | EGTL Spares | Mtce | 66 | 66Z | KIT:REPAIR,FOR 6 IN BALL VALVE | CONTAINS (1) SET 1.4571 |  | KT | 9 | 0 | 0 | NO | 5361.9454 | 832388.4 | ARGUS | 761430 | 761430 | 01 | 1 | 2BBA | [7 empty] | 2012-03-07
3008 | 29200000TL | 03483 | EG1025004 | P | 58011033 | 58 | EGTL Spares | Mtce | 66 | 66Z | DIAPHRAGM: 150 MM VALVE | +83 IN H20 / -31.14 IN H20 |  | EA | 2 | 0 | 0 | NO | 8151.6234 | 1292426.825 | PROTECTOSEAL | 8546D-218-140K4079 | 32275 | 00 | 1 | 1BAA | 1BBB |  | 9 & 13 |  |  | K4079 |  | 2012-01-06 |  | 2014-11-29
3009 | 29200000TL | 03483 | EG1024007 | P | 58011041 | 58 | EGTL Spares | Mtce | 54 | 54A | GASKET:OUTLET MANIFOLD,4 IN | SEMI-METALIC (CGI),CIRCULAR |  | EA | 50 | 0 | 0 | NO | 151.7588 | 28961.522 | FLEXITALLIC | 70488061 | WO064892-A.13 | 01 | 1 | 2BBA |  |  | WO064892-A |  |  | MV FILTER |  | 2012-01-06 | 2014-12-04 | 2015-02-04
3010 | 29200000TL | 03483 | EG1009003 | P | 58011059 | 58 | EGTL Spares | Mtce | 54 | 54A | SEAL | MECHANICAL,STEEL |  | EA | 1 | 0 | 0 | NO | 6063.73 | 1407398.4565 | JOHN CRANE | 50MM 5615 SQ | 50MM 5615 SQ | 01,22 | 1 | 2BBA | 1BBB |  | SAM 8050 |  |  |  |  | 2012-01-06 | 2025-09-25 | 2019-01-03 | -1 | 1
3011 | 29200000TL | 03483 | EG1026012 | P | 58011080 | 58 | EGTL Spares | Mtce | 54 | 54A | GASKET: SPIRAL WOUND | 2 IN PIPE,13.2 BARG |  | EA | 1 | 0 | 0 | NO | 83.2 | 12916.8 | DRESSER | 009291550779 | 009291550779 | 01,22 | 1 | 1BBB |  |  | 49 |  |  |  |  | 2012-01-06
3012 | 29200000TL | 03483 | EG1024011 | P | 58011087 | 58 | EGTL Spares | Mtce | 65 | 65A | PIN: TAPER, SS | WAX FILTRATION PACKAGE |  | EA | 2 | 1 | 2 | NO | 222.4143 | 34527.6 | EMERSON FISHER | 13B8817X012 | 13B8817X012 | 01,22 | 1 | 1BAB | 1BAB |  | DWNG 11 |  |  |  |  | 2012-01-06
3013 | 29200000TL | 03483 | EG1010005 | P | 58011088 | 58 | EGTL Spares | Mtce | 54 | 54D | RING:PACKING BOX,3 IN,316L SS | WAX FILTRATION PACKAGE |  | EA | 4 | 1 | 2 | NO | 1334.4287 | 207165.6 | EMERSON FISHER | 16A6083X092 | 16A6083X092 | 01,22 | 1 | 1BAB |  |  | DWNG 11 |  |  |  |  | 2012-01-06
3014 | 29200000TL | 03483 | EG1003020 | P | 58011089 | 58 | EGTL Spares | Mtce | 54 | 54D | O-RING: NITRILE | WAX FILTRATION PACKAGE |  | EA | 4 | 1 | 2 | NO | 10.2864 | 1596.8571 | EMERSON FISHER | 1D237506992 | 1D237506992 | 01 | 1 | 1BAB | 1BAB |  | DWNG 48+10 |  |  |  |  | 2012-01-06 | 2025-09-12 |  | -2 | 2
3015 | 29200000TL | 03483 | EG1026006 | P | 58011090 | 58 | EGTL Spares | Mtce | 54 | 54D | O-RING: NITRILE | WAX FILTRATION PACKAGE |  | EA | 6 | 0 | 0 | NO | 57.5466 | 8933.5286 | EMERSON FISHER | 1D267306992 | 1D267306992 | 01 | 1 | 1BAB | 1BAB |  | DWNG 48+10 |  |  |  |  | 2012-01-06 | 2025-07-10 |  | -1 | 1
3016 | 29200000TL | 03483 | EG1024011 | P | 58011092 | 58 | EGTL Spares | Mtce | 66 | 66F | SEAL:BALL,2 IN,CF10SMNN | WAX FILTRATION PACKAGE |  | EA | 6 | 5 | 10 | NO | 418.769 | 76433.8134 | EMERSON FISHER | 33B6676X012 | 33B6676X012 | 01,22 | 1 | 1BAB |  |  | DWNG 11 |  |  |  |  | 2012-01-06 | 2025-07-10 | 2015-03-06 | -1 | 1
3017 | 29300000TL | 03483 | EG1024011 | S | 58011093 | 58 | EGTL Spares | Mtce | 66 | 66F | SEAT:DISC,1 IN,PTFE | WAX FILTRATION PACKAGE |  | EA | 1 | 0 | 1 | YES | 67.4 | 25578.3 | EMERSON FISHER | 13A1226X062 | 13A1226X062 | 01 | 1 | 1BAB |  |  | DWNG 2A |  |  |  |  | 2019-11-01 |  | 2020-07-25
3018 | 29300000TL | 03483 | EG1026010 | P | 58011094 | 58 | EGTL Spares | Mtce | 54 | 54D | RING:SEAT,416 SS | WAX FILTRATION PACKAGE |  | EA | 1 | 0 | 1 | YES | 168.5 | 63945.75 | EMERSON FISHER | 13A5872X022 | 13A5872X022 | 01,22 | 1 | 1BAB |  |  | DWNG 2A |  |  |  |  | 2019-11-01 |  | 2020-07-25
3019 | 29300000TL | 03483 | EG1024011 | S | 58011097 | 58 | EGTL Spares | Mtce | 66 | 66Z | RETAINER:DISC,SS | WAX FILTRATION PACKAGE |  | EA | 1 | 0 | 1 | YES | 257.71 | 97800.945 | EMERSON FISHER | 16A3441X052 | 16A3441X052 | 22 | 1 | 1BAB | 1BBB |  | DWNG 2A |  |  |  |  | 2019-11-01 |  | 2020-07-25
3020 | 29200000TL | 03483 | EG1026010 | P | 58011098 | 58 | EGTL Spares | Mtce | 75 | 75F | PIN: COTTER, SS | WAX FILTRATION PACKAGE |  | EA | 1 | 0 | 0 | NO | 60.8039 | 9439.2 | EMERSON FISHER | 1C5959X0012 | 1C5959X0012 | 01 | 1 | 1BAB |  |  | DWNG 9A |  |  |  |  | 2012-01-06
3021 | 29200000TL | 03483 | EG1008019 | P | 58011101 | 58 | EGTL Spares | Mtce | 66 | 66F | RING | PACKING BOX 316 SST |  | EA | 1 | 1 | 2 | NO | 24.4 | 3787.98 | EMERSON FISHER | 1J873135072 |  | 01 |  |  | 2CBC | [6 empty] | 2013-05-01 | 2020-07-15 | 2014-03-25
3022 | 29200000TL | 03483 | EG1023006 | P | 58011108 | 58 | EGTL Spares | Mtce | 54 | 54A | GASKET:GRAFOIL, ROUND | FOR 2IN VALVE |  | EA | 1 | 0 | 0 | NO | 168.0108 | 26082 | EMERSON FISHER | 11B0672X052 | 11B0672X052 | 01,22 | 1 | 1BAB |  |  | DWNG 11 |  |  |  |  | 2012-01-06
3023 | 29200000TL | 03483 | EG1011004 | P | 58011109 | 58 | EGTL Spares | Mtce | 54 | 54D | RING:PACKING BOX,316 SS | WAX FILTRATION PACKAGE |  | EA | 1 | 0 | 0 | NO | 3120.201 | 484380 | EMERSON FISHER | 16A6084X062 | 16A6084X062 | 01,22 | 1 | 1BAB |  |  | DWNG 11 |  |  |  |  | 2012-01-06
3024 | 29200000TL | 03483 | EG1023006 | P | 58011110 | 58 | EGTL Spares | Mtce | 66 | 66F | SEAL:RADIAL,PTFE | WAX FILTRATION PACKAGE |  | EA | 1 | 0 | 0 | NO | 462.4298 | 71787.6 | EMERSON FISHER | 28B0265X012 | 28B0265X012 | 01,22 | 1 | 1BAB |  |  | DWNG 11 |  |  |  |  | 2012-01-06
3025 | 29200000TL | 03483 | EG1022015 | P | 58011111 | 58 | EGTL Spares | Mtce | 66 | 66F | SEAL:BALL,2 IN,CF10SMNN | WAX FILTRATION PACKAGE |  | EA | 1 | 0 | 0 | NO | 443.35 | 87118.275 | EMERSON FISHER | 34B4767X012 | 34B4767X012 | 01,22 | 1 | 1BAB |  |  | DWNG 11 |  |  |  |  | 2012-01-06 | 2015-05-17 | 2015-05-17
3026 | 29200000TL | 03483 | EG1042006 | S | 58011122 | 58 | EGTL Spares | Mtce | 14 | 14I | THERMOCOUPLE:TYPE K, SKIN TYPE | SIMPLEX |  | EA | 17 | 0 | 0 | NO | 1603.0148 | 248836.8435 | GAYESCO | K25TDGE7 |  | 01,22 | 1 | 2CAC | [7 empty] | 2012-01-06 | 2016-03-24 | 2014-05-08
3027 | 29200000TL | 03483 | EG3005FLR | P | 58011125 | 58 | EGTL Spares | Mtce | 51 | 51C | THERMOCOUPLE:K,454 DEG C | GROUNDED DUAL JUNCTION |  | BD | 2 | 1 | 2 | NO | 14598.2129 | 2266518.54 | GAYESCO | DWG 07341-100, 07341-700 | DWG 07341-100, 07341-700 | 22 | 1 | 1BAB |  |  | SEE ITEM NOTE |  |  |  |  | 2012-01-06
3028 | 29200000TL | 03483 | EG3005FLR | P | 58011126 | 58 | EGTL Spares | Mtce | 51 | 51C | THERMOCOUPLE:K,399 DEG C | GROUNDED DUAL JUNCTION |  | BD | 2 | 1 | 2 | NO | 14598.2129 | 2266518.54 | GAYESCO | DWG 07341-110, 07341-700 | DWG 07341-100, 07341-700 | 22 | 1 | 1BAB |  |  | SEE ITEM NOTE |  |  |  |  | 2012-01-06
3029 | 29200000TL | 03483 | EG3001021 | P | 58011182 | 58 | EGTL Spares | Mtce | 14 | 14C | ELEMENT:CORIOLIS FLOW,2IN,316L | WAX FILTRATION PACKAGE |  | EA | 2 | 0 | 0 | NO | 20150.995 | 4537858.2382 | EMERSON ROSEMOUNT | CMF200A419NRHZEZZZ | CMF200A419NRHZEZZZ | 01 | 1 | 2CAB |  |  | SEE ADDITIONAL INFO |  |  |  |  | 2012-03-07 | 2019-12-10 | 2019-02-11
3030 | 29200000TL | 03483 | EG1038015 | S | 58011206 | 58 | EGTL Spares | Mtce | 54 | 54A | GASKET: SPIRAL WOUND | GRAPHITE FILLER,3 N |  | PC | 15 | 0 | 0 | NO | 97.65 | 15160.16 | AUDCO INDIA LTD | 5390009580 |  | 01,22 | 1 | 2CBA | [7 empty] | 2013-02-15
3031 | 29200000TL | 03483 | EG1038005 | S | 58011210 | 58 | EGTL Spares | Mtce | 54 | 54A | GASKET:0.75 IN,FLEXIBLE | GRAPHITE/316 SS,CIRCULAR |  | PC | 7 | 4 | 6 | NO | 6.98 | 1083.65 | AUDCO INDIA LTD | 500800361499 |  | 01,22 | 1 | 2CBA | [7 empty] | 2013-02-15
3032 | 29200000TL | 03483 | EG1040006 | S | 58011216 | 58 | EGTL Spares | Mtce | 54 | 54A | GASKET: SPIRAL WOUND 2 IN | GRAPHITE FILLER, |  | PC | 4 | 24 | 48 | NO | 334.8 | 51977.7 | FLEXITALLIC |  | AG0442M-A-M137 | 01,22 | 1 | 2CBA | [7 empty] | 2013-02-15 | 2019-05-19
3033 | 29200000TL | 03483 | EG1040028 | S | 58011219 | 58 | EGTL Spares | Mtce | 54 | 54A | GASKET: SPIRAL WOUND 2 IN, | 316 SS INNER RING,316 SS OUTER |  | PC | 20 | 0 | 0 | NO | 17.83 | 2768.11 | FLEXITALLIC | AG0442M-A-S04D |  | 01,22 | 1 | 2CBA | [7 empty] | 2013-02-15 | 2025-09-13 |  | -3 | 1
3034 | 29200000TL | 03483 | EG1040008 | S | 58011220 | 58 | EGTL Spares | Mtce | 56 | 56Z | GASKET: SPIRAL WOUND 2 IN | 16 SS INNER RING,316 SS OUTER |  | PC | 15 | 0 | 0 | NO | 18.6 | 2887.65 | FLEXITALIC |  |  | 01,22 | 1 | 2CBA | [7 empty] | 2013-02-15
3035 | 29200000TL | 03483 | EG1051002 | S | 58011224 | 58 | EGTL Spares | Mtce | 56 | 56Z | GASKET: SPIRAL WOUND 36 IN | CLASS: 300LB, 316 SS |  | PC | 3 | 5 | 10 | NO | 882.1203 | 138882.2143 | GARLOCK/FLEXITALLIC/LAMON | 36INX300LBX3I6SS |  | 01,22 | 1 | 2CBA | [7 empty] | 2013-02-15 | 2015-02-22
3036 | 29200000TL | 03483 | EG1040008 | S | 58011228 | 58 | EGTL Spares | Mtce | 56 | 56Z | GASKET: SPIRAL WOUND 4 IN | 316 SS INNER RING, 300LB |  | PC | 13 | 0 | 0 | NO | 40.755 | 7472.8288 | FLEXITALLIC / |  |  | 01,22 | 1 | 2CBA | [7 empty] | 2013-02-15 | 2024-07-23 | 2015-04-30 |  |  | -2 | 1
3037 | 29200000TL | 03483 | EG1040005 | S | 58011229 | 58 | EGTL Spares | Mtce | 54 | 54A | GASKET: SPIRAL WOUND, 6 IN, | 316 SS INNER RING,316 SS OUTER |  | PC | 5 | 0 | 0 | NO | 86.8 | 13475.7 | FLEXITALLIC |  | AG0442M-H-S04D | 01,22 | 1 | 2CBA | [7 empty] | 2013-02-15
3038 | 29200000TL | 03483 | EG1040008 | S | 58011234 | 58 | EGTL Spares | Mtce | 54 | 54A | GASKET: SPIRAL WOUND 3 IN, | 316 SS INNER RING,316 SS OUTER |  | PC | 1 | 0 | 0 | NO | 18.2037 | 5566.1312 | FLEXITALLIC |  |  | 01,22 | 1 | 2CBA | [7 empty] | 2013-02-15 | 2025-04-05 | 2015-10-30 | -24 | 2
3039 | 29200000TL | 03483 | EG1040005 | S | 58011235 | 58 | EGTL Spares | Mtce | 56 | 56Z | GASKET: SPIRAL WOUND 6 IN, | 316 SS INNER RING |  | PC | 12 | 0 | 0 | NO | 143.0517 | 27238.2832 | FLEXITALLIC / | AG0442M-U-S04D | 7415-0006IBATQR | 01,22 | 1 | 2CBA | [7 empty] | 2013-02-15 | 2014-10-24 | 2015-08-14
3040 | 29300000TL | 03483 | EG1040014 | P | 58011238 | 58 | EGTL Spares | Mtce | 54 | 54A | GASKET: SPIRAL WOUND 3 IN, | INNER RING 316 SS, 300LB | Gaskets : FLEXITALLIC / LAMONS GASKET SPIRAL WOUND GRAPHITE FILLER WITH INNER 316 STAINLESS STEEL, CLASS 300LB, SIZE: 4 MM THK. NOTE:OEM FLEXITALLIC STYLE RIR / LAMONS STYLE-WI GASKET. | PC | 4 | 11 | 16 | YES | 26.75 | 10151.625 | FLEXITALLIC / LAMONS GASK |  |  | 01,22 | 1 | 2CBA | [7 empty] | 2019-11-01 | 2025-04-22 | 2020-04-06 | -12 | 1
3041 | 29200000TL | 03483 | EG1038005 | S | 58011247 | 58 | EGTL Spares | Mtce | 54 | 54D | GLAND: PACKING, 2 IN, GRAPHITE | GATE, GLOBE AND CHECK VALVES |  | PC | 150 | 0 | 0 | NO | 3.1 | 481.28 | AUDCO INDIA LTD | 5390009985 |  | 01,22 | 1 | 2CBA | 1CCC | [6 empty] | 2013-02-15
3042 | 29200000TL | 03483 | EG1038004 | S | 58011263 | 58 | EGTL Spares | Mtce | 54 | 54A | GASKET:16 IN,316 SS, | OCTOGONAL RING |  | PC | 5 | 0 | 0 | NO | 320.5667 | 55932.675 | FLEXITALLIC/LAMONS |  | 1600-6610-02 E01 | 01,22 | 1 | 2CAA | [7 empty] | 2013-02-15 |  | 2015-02-11
3043 | 29300000TL | 03483 | EG1029004 | S | 58011265 | 58 | EGTL Spares | Mtce | 54 | 54A | GASKET:3 IN,316 SS, | OCTOGONAL RING |  | PC | 3 | 2 | 3 | YES | 53.86 | 78583.8944 | FLEXITALLIC/LAMONS | 5390009046 | 1600-6610-02 D01 | 01,22 | 1 | 2CAA | [7 empty] | 2019-11-01 |  | 2025-09-18
3044 | 29200000TL | 03483 | EGC016009 | P | 58011270 | 58 | EGTL Spares | Mtce | 54 | 54A | GASKET:4 MM,316 SS, | OCTOGONAL RING |  | PC | 5 | 0 | 0 | NO | 131.618 | 21305.81 | FLEXITALLIC/LAMONS |  | 1600-6610-01 A01 | 01,22 | 1 | 2CAA | [7 empty] | 2013-02-15 |  | 2015-02-11
3045 | 29200000TL | 03483 | EG1038005 | S | 58011271 | 58 | EGTL Spares | Mtce | 54 | 54A | GASKET:16 MM,316 SS, | OCTOGONAL RING |  | PC | 2 | 0 | 0 | NO | 959.4873 | 156717.155 | FLEXITALLIC/LAMONS |  | 1600-6610-02 A01 | 01,22 | 1 | 2CAA | [7 empty] | 2013-02-15 | 2023-02-17 | 2015-02-11 |  |  |  |  | -2 | 1
3046 | 29200000TL | 03483 | EGC016017 | P | 58011275 | 58 | EGTL Spares | Mtce | 54 | 54A | GASKET: SPIRAL WOUND 8 IN | 316 SS INNER RING,316 SS OUTER |  | PC | 4 | 0 | 0 | NO | 114.7 | 17807.18 | FLEXITALLIC | AG0442M-AA-S04D | SEE ADDITIONAL INFO | 01,22 | 1 | 2CBA | [7 empty] | 2013-02-15
3047 | 29300000TL | 03483 | EGC017025 | P | 58011278 | 58 | EGTL Spares | Mtce | 54 | 54A | GASKET: 3IN SPIRAL WOUND | 3IN OR/IR 316SS, 300/600LB |  | PC | 18 | 12 | 18 | YES | 18 | 18901 | FLEXITALLIC |  |  | 01,22 | 1 | 2CBA | [6 empty] | SPMNL800 | 2019-11-01 | 2024-08-29 | 2024-09-03 |  |  | -10 | 1
3048 | 29200000TL | 03483 | EG1040007 | S | 58011286 | 58 | EGTL Spares | Mtce | 54 | 54A | GASKET:24 IN,GRAPHITE,CIRCULAR | GATE, GLOBE AND CHECK VALVES | ONE SET = 6EACH | ST | 14 | 0 | 0 | NO | 3720 | 577530 | AUDCO INDIA LTD | AL0137M-AB-M127 | 104943089670 | 01,22 | 1 | 2CBA | 2BBB | [6 empty] | 2013-02-15
3049 | 29200000TL | 03483 | EGC008009 | P | 58011295 | 58 | EGTL Spares | Mtce | 54 | 54A | GASKET: SPIRAL WOUND 30 IN, SS | 300 LB/B16.47 B, IR/OR 316 SS | 30 IN GASKET SPIRAL WOUND TP.316 SS WITH GRAPHITE FILLER INNER/OUTER RING TP 316 SS ASME B16.47 SERIES B 300 LB FLANGES | PC | 1 | 0 | 0 | NO | 487.1364 | 149195.25 | FLEXITALLIC |  |  | 01,22 | 1 | 2CBA | 2CBA |  |  |  |  | SERIES B |  | 2013-02-15 | 2019-12-16
3050 | 29200000TL | 03483 | EG1052023 | P | 58011299 | 58 | EGTL Spares | Mtce | 54 | 54A | GASKET | COVER, 316 SS/GRAPHITE | 2045 MM OD X 1995 MM ID X 4 MM. | EA | 22 | 0 | 0 | NO | 578.4827 | 176696.2316 | LAMONS, FLEXITALLIC, |  | WO064892-A.19 | 01,22 | 1 | 1AXX | 1AAA |  | WO064892-A |  |  | MV FILTER |  | 2012-01-06 | 2024-07-11 | 2018-07-10 |  |  | -2 | 1
3051 | 29200000TL | 03483 | EG1011007 | P | 58011321 | 58 | EGTL Spares | Mtce | 51 | 51E | CONNECTOR: ELECTRICAL TERMINAL | RING,22-10 AWG COND,COPPER |  | PK | 15 | 0 | 0 | NO | 8.329 | 1293.74 | THOMAS & BETTS | TV10-516R |  | 01 | 1 | 2CAC | [7 empty] | 2012-01-07
3052 | 29200000TL | 03483 | EG1011007 | P | 58011360 | 58 | EGTL Spares | Mtce | 51 | 51E | CONNECTOR: ELECTRICAL TERMINAL | MALE BULLET,22-16 AWG COND |  | PK | 10 | 0 | 0 | NO | 9.5244 | 1479.42 | THOMAS & BETTS | TV18-4MB |  | 01 | 1 | 2CAC | [7 empty] | 2012-01-07
3053 | 29200000TL | 03483 | EG1011007 | P | 58011373 | 58 | EGTL Spares | Mtce | 51 | 51E | CONNECTOR: ELECTRICAL TERMINAL | STRAIGHT BLADE,22-16 AWG COND |  | PK | 10 | 0 | 0 | NO | 4.8475 | 752.9625 | THOMAS & BETTS | TV18-18BL |  | 01 | 1 | 2CAC | [7 empty] | 2012-01-07
3054 | 29200000TL | 03483 | EG1039011 | S | 58011380 | 58 | EGTL Spares | Mtce | 51 | 51E | CONNECTOR: ELECTRICAL TERMINAL | STANDARD BARREL LUG,14-10 AWG |  | EA | 200 | 0 | 0 | NO | 1.3103 | 203.5328 | THOMAS & BETTS | 54101 |  | 01 | 1 | 2CAC | [7 empty] | 2012-01-07
3055 | 29200000TL | 03483 | EG1028015 | P | 58011382 | 58 | EGTL Spares | Mtce | 51 | 51E | CONNECTOR: ELECTRICAL TERMINAL | STANDARD BARREL LUG,14-10 AWG |  | EA | 200 | 0 | 0 | NO | 5.2413 | 814.131 | THOMAS & BETTS | 256-30695-1352 |  | 01 | 1 | 2CAC | [7 empty] | 2012-01-07
3056 | 29200000TL | 03483 | EG1029005 | S | 58011384 | 58 | EGTL Spares | Mtce | 51 | 51E | CONNECTOR: ELECTRICAL TERMINAL | STANDARD BARREL LUG,14-10 AWG |  | EA | 200 | 0 | 0 | NO | 0.6362 | 98.8166 | THOMAS & BETTS | 54104 |  | 01 | 1 | 2CAC | [7 empty] | 2012-01-07
3057 | 29200000TL | 03483 | EG1028010 | S | 58011385 | 58 | EGTL Spares | Mtce | 51 | 51E | CONNECTOR: ELECTRICAL TERMINAL | STANDARD BARREL LUG,14-10 AWG |  | EA | 200 | 0 | 0 | NO | 0.6362 | 98.8166 | THOMAS & BETTS | 54130 |  | 01 | 1 | 2CAC | [7 empty] | 2012-01-07
3058 | 29200000TL | 03483 | EG1029005 | S | 58011386 | 58 | EGTL Spares | Mtce | 51 | 51E | CONNECTOR: ELECTRICAL TERMINAL | STANDARD BARREL LUG,8 AWG COND |  | EA | 200 | 0 | 0 | NO | 0.6552 | 101.7664 | THOMAS & BETTS | 54131 |  | 01 | 1 | 2CAC | [7 empty] | 2012-01-07
3059 | 29200000TL | 03483 | EG1040020 | S | 58011387 | 58 | EGTL Spares | Mtce | 51 | 51E | CONNECTOR: ELECTRICAL TERMINAL | STANDARD BARREL LUG,8 AWG COND |  | EA | 200 | 100 | 200 | NO | 0.6362 | 98.8166 | THOMAS & BETTS | 54132 |  | 01 | 1 | 2CAC | [7 empty] | 2012-01-07
3060 | 29200000TL | 03483 | EG1028002 | S | 58011390 | 58 | EGTL Spares | Mtce | 51 | 51E | CONNECTOR: ELECTRICAL TERMINAL | STANDARD BARREL LUG,6 AWG COND |  | EA | 200 | 0 | 0 | NO | 0.6836 | 106.191 | THOMAS & BETTS | 54134 |  | 01 | 1 | 2CAC | [7 empty] | 2012-01-07
3061 | 29200000TL | 03483 | EG1038002 | P | 58011391 | 58 | EGTL Spares | Mtce | 51 | 51E | CONNECTOR: ELECTRICAL TERMINAL | STANDARD BARREL LUG,6 AWG COND |  | EA | 200 | 0 | 0 | NO | 0.7026 | 109.1408 | THOMAS & BETTS | 54105 |  | 01 | 1 | 2CAC | [7 empty] | 2012-01-07
3062 | 29200000TL | 03483 | EG1029004 | S | 58011392 | 58 | EGTL Spares | Mtce | 51 | 51E | CONNECTOR: ELECTRICAL TERMINAL | STANDARD BARREL LUG,6 AWG COND |  | EA | 200 | 0 | 0 | NO | 0.6836 | 106.191 | THOMAS & BETTS | 54135 |  | 01 | 1 | 2CAC | [7 empty] | 2012-01-07
3063 | 29200000TL | 03483 | EG1038002 | P | 58011393 | 58 | EGTL Spares | Mtce | 51 | 51E | CONNECTOR: ELECTRICAL TERMINAL | STANDARD BARREL LUG,6 AWG COND |  | EA | 200 | 0 | 0 | NO | 0.6742 | 104.7161 | THOMAS & BETTS | 54136 |  | 01 | 1 | 2CAC | [7 empty] | 2012-01-07
3064 | 29200000TL | 03483 | EG1039002 | S | 58011394 | 58 | EGTL Spares | Mtce | 51 | 51E | CONNECTOR: ELECTRICAL TERMINAL | STANDARD BARREL LUG,6 AWG COND |  | EA | 200 | 0 | 0 | NO | 3.0194 | 469.0103 | THOMAS & BETTS | 256-30695-282 |  | 01 | 1 | 2CAC | [7 empty] | 2012-01-07
3065 | 29200000TL | 03483 | EG1026005 | P | 58011396 | 58 | EGTL Spares | Mtce | 51 | 51E | CONNECTOR: ELECTRICAL TERMINAL | STANDARD BARREL LUG,4 AWG COND |  | EA | 200 | 0 | 0 | NO | 1.4053 | 218.2815 | THOMAS & BETTS | 256-30695-1362 |  | 01 | 1 | 2CAC | [7 empty] | 2012-01-07
3066 | 29200000TL | 03483 | EG1039013 | S | 58011397 | 58 | EGTL Spares | Mtce | 51 | 51E | CONNECTOR: ELECTRICAL TERMINAL | STANDARD BARREL LUG,4 AWG COND |  | EA | 200 | 0 | 0 | NO | 0.9305 | 144.5378 | THOMAS & BETTS | 54138 |  | 01 | 1 | 2CAC | [7 empty] | 2012-01-07
3067 | 29200000TL | 03483 | EG1029005 | S | 58011398 | 58 | EGTL Spares | Mtce | 51 | 51E | CONNECTOR: ELECTRICAL TERMINAL | STANDARD BARREL LUG,4 AWG COND |  | EA | 194 | 0 | 0 | NO | 0.9115 | 141.588 | THOMAS & BETTS | 54106 |  | 01 | 1 | 2CAC | [7 empty] | 2012-01-07 | 2018-11-16
3068 | 29200000TL | 03483 | EG1029005 | S | 58011399 | 58 | EGTL Spares | Mtce | 51 | 51E | CONNECTOR: ELECTRICAL TERMINAL | STANDARD BARREL LUG,4 AWG COND |  | EA | 200 | 0 | 0 | NO | 0.9115 | 141.588 | THOMAS & BETTS | 54139 |  | 01 | 1 | 2CAC | [7 empty] | 2012-01-07
3069 | 29200000TL | 03483 | EG1029013 | S | 58011400 | 58 | EGTL Spares | Mtce | 51 | 51E | CONNECTOR: ELECTRICAL TERMINAL | STANDARD BARREL LUG,4 AWG COND |  | EA | 200 | 0 | 0 | NO | 0.8735 | 135.6885 | THOMAS & BETTS | 54140 |  | 01 | 1 | 2CAC | [7 empty] | 2012-01-07
3070 | 29200000TL | 03483 | EG1039013 | S | 58011401 | 58 | EGTL Spares | Mtce | 51 | 51E | CONNECTOR: ELECTRICAL TERMINAL | STANDARD BARREL LUG,4 AWG COND |  | EA | 200 | 0 | 0 | NO | 5.4516 | 846.7956 | THOMAS & BETTS | 256-30695-264 |  | 01 | 1 | 2CAC | [7 empty] | 2012-01-07
3071 | 29200000TL | 03483 | EG1040020 | S | 58011402 | 58 | EGTL Spares | Mtce | 51 | 51E | CONNECTOR: ELECTRICAL TERMINAL | STANDARD BARREL LUG,2 AWG COND |  | EA | 100 | 50 | 100 | NO | 1.7946 | 278.7514 | THOMAS & BETTS | 54107 |  | 01 | 1 | 2CAC | [7 empty] | 2012-01-07
3072 | 29200000TL | 03483 | EG1040029 | S | 58011403 | 58 | EGTL Spares | Mtce | 51 | 51E | CONNECTOR: ELECTRICAL TERMINAL | STANDARD BARREL LUG,2 AWG COND |  | EA | 100 | 0 | 0 | NO | 1.7471 | 271.377 | THOMAS & BETTS | 54142-TB |  | 01 | 1 | 2CAC | [7 empty] | 2012-01-07
3073 | 29200000TL | 03483 | EG1028002 | P | 58011404 | 58 | EGTL Spares | Mtce | 51 | 51E | CONNECTOR: ELECTRICAL TERMINAL | STANDARD BARREL LUG,2 AWG COND |  | EA | 100 | 0 | 0 | NO | 1.8041 | 280.2263 | THOMAS & BETTS | 54143-TB |  | 01 | 1 | 2CAC | [7 empty] | 2012-01-07
3074 | 29200000TL | 03483 | EG1028005 | S | 58011405 | 58 | EGTL Spares | Mtce | 51 | 51E | CONNECTOR: ELECTRICAL TERMINAL | STANDARD BARREL LUG,2 AWG COND |  | EA | 100 | 0 | 0 | NO | 1.7186 | 266.9524 | THOMAS & BETTS | 54145-TB |  | 01 | 1 | 2CAC | [7 empty] | 2012-01-07
3075 | 29200000TL | 03483 | EG1040031 | S | 58011407 | 58 | EGTL Spares | Mtce | 51 | 51E | CONNECTOR: ELECTRICAL TERMINAL | STANDARD BARREL LUG, 1/0 AWG |  | EA | 100 | 50 | 100 | NO | 1.842 | 286.1258 | THOMAS & BETTS | 54147 |  | 01 | 1 | 2CAC | [7 empty] | 2012-01-07
3076 | 29200000TL | 03483 | EG1040020 | S | 58011409 | 58 | EGTL Spares | Mtce | 51 | 51E | CONNECTOR: ELECTRICAL TERMINAL | STANDARD BARREL LUG, 1/0 AWG |  | EA | 100 | 0 | 0 | NO | 1.9085 | 296.4499 | THOMAS & BETTS | 54150 |  | 01 | 1 | 2CAC | [7 empty] | 2012-01-07
3077 | 29200000TL | 03483 | EG1029004 | S | 58011410 | 58 | EGTL Spares | Mtce | 51 | 51E | CONNECTOR: ELECTRICAL TERMINAL | STANDARD BARREL LUG, 1/0 AWG |  | EA | 100 | 0 | 0 | NO | 2.0225 | 314.1484 | THOMAS & BETTS | 54152-TB |  | 01 | 1 | 2CAC | [7 empty] | 2012-01-07
3078 | 29200000TL | 03483 | EG1040019 | S | 58011411 | 58 | EGTL Spares | Mtce | 51 | 51E | CONNECTOR: ELECTRICAL TERMINAL | STANDARD BARREL LUG, 1/0 AWG |  | EA | 100 | 50 | 100 | NO | 2.0035 | 311.1986 | THOMAS & BETTS | 54153-TB |  | 01 | 1 | 2CAC | [7 empty] | 2012-01-07
3079 | 29200000TL | 03483 | EG1029004 | S | 58011412 | 58 | EGTL Spares | Mtce | 51 | 51E | CONNECTOR: ELECTRICAL TERMINAL | STANDARD BARREL LUG, 1/0 AWG |  | EA | 100 | 0 | 0 | NO | 3.4121 | 530.008 | THOMAS & BETTS | 256-30695-1383 |  | 01 | 1 | 2CAC | [7 empty] | 2012-01-07
3080 | 29200000TL | 03483 | EG1040031 | S | 58011413 | 58 | EGTL Spares | Mtce | 51 | 51E | CONNECTOR: ELECTRICAL TERMINAL | STANDARD BARREL LUG, 2/0 AWG |  | EA | 100 | 50 | 100 | NO | 2.2978 | 356.9198 | THOMAS & BETTS | 54157 |  | 01 | 1 | 2CAC | [7 empty] | 2012-01-07
3081 | 29200000TL | 03483 | EG1029013 | S | 58011414 | 58 | EGTL Spares | Mtce | 51 | 51E | CONNECTOR: ELECTRICAL TERMINAL | STANDARD BARREL LUG, 2/0 AWG |  | EA | 100 | 0 | 0 | NO | 2.3738 | 368.7188 | THOMAS & BETTS | 54158 |  | 01 | 1 | 2CAC | [7 empty] | 2012-01-07
3082 | 29200000TL | 03483 | EG1029011 | S | 58011418 | 58 | EGTL Spares | Mtce | 51 | 51E | CONNECTOR: ELECTRICAL TERMINAL | STANDARD BARREL LUG, 3/0 AWG |  | EA | 35 | 0 | 0 | NO | 2.7916 | 433.6133 | THOMAS & BETTS | 54162-TB |  | 01 | 1 | 2CAC | [7 empty] | 2012-01-07 | 2017-06-28
3083 | 29200000TL | 03483 | EG1028012 | S | 58011420 | 58 | EGTL Spares | Mtce | 51 | 51E | CONNECTOR: ELECTRICAL TERMINAL | STANDARD BARREL LUG, 3/0 AWG |  | EA | 50 | 0 | 0 | NO | 2.6966 | 418.8645 | THOMAS & BETTS | 54111 |  | 01 | 1 | 2CAC | [7 empty] | 2012-01-07
3084 | 29300000TL | 03483 | EG1029011 | S | 58011421 | 58 | EGTL Spares | Mtce | 51 | 51E | CONNECTOR: ELECTRICAL TERMINAL | STANDARD BARREL LUG, 3/0 AWG |  | EA | 50 | 35 | 50 | YES | 13.4387 | 5100 | THOMAS & BETTS | 54165-TB |  | 01 | 1 | 2CAC | 2CAC | [6 empty] | 2019-11-01 |  | 2020-06-20
3085 | 29200000TL | 03483 | EG1029004 | S | 58011422 | 58 | EGTL Spares | Mtce | 51 | 51E | CONNECTOR: ELECTRICAL TERMINAL | STANDARD BARREL LUG, 4/0 AWG |  | EA | 44 | 0 | 0 | NO | 3.1904 | 495.558 | THOMAS & BETTS | 54167 |  | 01 | 1 | 2CAC | [7 empty] | 2012-01-07 | 2024-06-15 |  |  |  | -6 | 1
3086 | 29200000TL | 03483 | EG1040029 | S | 58011425 | 58 | EGTL Spares | Mtce | 51 | 51E | CONNECTOR: ELECTRICAL TERMINAL | STANDARD BARREL LUG, 4/0 AWG |  | EA | 50 | 25 | 50 | NO | 2.9625 | 460.161 | THOMAS & BETTS | 54170 |  | 01 | 1 | 2CAC | [7 empty] | 2012-01-07
3087 | 29200000TL | 03483 | EG1028003 | S | 58011427 | 58 | EGTL Spares | Mtce | 51 | 51E | CONNECTOR: ELECTRICAL TERMINAL | STANDARD BARREL LUG, 4/0 AWG |  | EA | 50 | 0 | 0 | NO | 3.969 | 616.4978 | THOMAS & BETTS | 58161 |  | 01 | 1 | 2CAC | [7 empty] | 2012-01-07
3088 | 29200000TL | 03483 | EG1029004 | S | 58011428 | 58 | EGTL Spares | Mtce | 51 | 51E | CONNECTOR: ELECTRICAL TERMINAL | STANDARD BARREL LUG, 4/0 AWG |  | EA | 50 | 0 | 0 | NO | 3.9405 | 612.0731 | THOMAS & BETTS | 58162 |  | 01 | 1 | 2CAC | [7 empty] | 2012-01-07
3089 | 29200000TL | 03483 | EG1040019 | S | 58011429 | 58 | EGTL Spares | Mtce | 51 | 51E | CONNECTOR: ELECTRICAL TERMINAL | STANDARD BARREL LUG, 4/0 AWG |  | EA | 50 | 3 | 5 | NO | 3.893 | 604.6988 | THOMAS & BETTS | 58163 |  | 01 | 1 | 2CAC | [7 empty] | 2012-01-07
3090 | 29200000TL | 03483 | EG1040020 | S | 58011430 | 58 | EGTL Spares | Mtce | 51 | 51E | CONNECTOR: ELECTRICAL TERMINAL | STANDARD BARREL LUG, 4/0 AWG |  | EA | 50 | 3 | 5 | NO | 4.0164 | 623.8721 | THOMAS & BETTS | 58165 |  | 01 | 1 | 2CAC | [7 empty] | 2012-01-07
3091 | 29200000TL | 03483 | EG1022015 | P | 58011432 | 58 | EGTL Spares | Mtce | 51 | 51E | CONNECTOR: ELECTRICAL TERMINAL | STANDARD BARREL LUG, 250 MCM |  | EA | 20 | 0 | 0 | NO | 3.7031 | 575.2013 | THOMAS & BETTS | 54172-TB |  | 01 | 1 | 2CAC | [7 empty] | 2012-01-07
3092 | 29200000TL | 03483 | EGC020027 | P | 58011433 | 58 | EGTL Spares | Mtce | 51 | 51E | CONNECTOR: ELECTRICAL TERMINAL | STANDARD BARREL LUG, 250 MCM |  | EA | 20 | 0 | 0 | NO | 3.7506 | 582.5756 | THOMAS & BETTS | 54173 |  | 01 | 1 | 2CAC | [7 empty] | 2012-01-07
3093 | 29200000TL | 03483 | EGC020027 | P | 58011434 | 58 | EGTL Spares | Mtce | 51 | 51E | CONNECTOR: ELECTRICAL TERMINAL | STANDARD BARREL LUG, 250 MCM |  | EA | 20 | 0 | 0 | NO | 3.5512 | 551.6033 | THOMAS & BETTS | 54174 |  | 01 | 1 | 2CAC | [7 empty] | 2012-01-07
3094 | 29200000TL | 03483 | EG1038015 | S | 58011435 | 58 | EGTL Spares | Mtce | 51 | 51E | CONNECTOR: ELECTRICAL TERMINAL | STANDARD BARREL LUG, 250 MCM |  | EA | 20 | 0 | 0 | NO | 3.5322 | 548.6535 | THOMAS & BETTS | 54113 |  | 01 | 1 | 2CAC | [7 empty] | 2012-01-07
3095 | 29200000TL | 03483 | EGC020027 | P | 58011436 | 58 | EGTL Spares | Mtce | 51 | 51E | CONNECTOR: ELECTRICAL TERMINAL | STANDARD BARREL LUG, 250 MCM |  | EA | 20 | 0 | 0 | NO | 2.9245 | 454.2615 | THOMAS & BETTS | 58168 |  | 01 | 1 | 2CAC | [7 empty] | 2012-01-07
3096 | 29200000TL | 03483 | EGC020027 | P | 58011437 | 58 | EGTL Spares | Mtce | 51 | 51E | CONNECTOR: ELECTRICAL TERMINAL | STANDARD BARREL LUG, 300 MCM |  | EA | 20 | 0 | 0 | NO | 4.1399 | 643.0455 | THOMAS & BETTS | 54178 |  | 01 | 1 | 2CAC | [7 empty] | 2012-01-07
3097 | 29200000TL | 03483 | EG1028002 | S | 58011438 | 58 | EGTL Spares | Mtce | 51 | 51E | CONNECTOR: ELECTRICAL TERMINAL | STANDARD BARREL LUG, 300 MCM |  | EA | 20 | 0 | 0 | NO | 4.0829 | 634.1963 | THOMAS & BETTS | 54179 |  | 01 | 1 | 2CAC | [7 empty] | 2012-01-07
3098 | 29200000TL | 03483 | EG1029006 | P | 58011439 | 58 | EGTL Spares | Mtce | 51 | 51E | CONNECTOR: ELECTRICAL TERMINAL | STANDARD BARREL LUG, 300 MCM |  | EA | 20 | 0 | 0 | NO | 4.4437 | 690.2415 | THOMAS & BETTS | 54114 |  | 01 | 1 | 2CAC | [7 empty] | 2012-01-07
3099 | 29200000TL | 03483 | EG1029011 | S | 58011440 | 58 | EGTL Spares | Mtce | 51 | 51E | CONNECTOR: ELECTRICAL TERMINAL | STANDARD BARREL LUG, 300 MCM |  | EA | 20 | 1 | 2 | NO | 3.9405 | 612.0731 | THOMAS & BETTS | 54181 |  | 01 | 1 | 2CAC | [7 empty] | 2012-01-07
3100 | 29200000TL | 03483 | EG1040020 | S | 58011441 | 58 | EGTL Spares | Mtce | 51 | 51E | CONNECTOR: ELECTRICAL TERMINAL | STANDARD BARREL LUG, 300 MCM |  | EA | 20 | 0 | 0 | NO | 5.4787 | 851.0029 | THOMAS & BETTS | 58171 |  | 01 | 1 | 2CAC | [7 empty] | 2012-01-07
3101 | 29200000TL | 03483 | EG5008011 | P | 58011443 | 58 | EGTL Spares | Mtce | 51 | 51E | CONNECTOR: ELECTRICAL TERMINAL | STANDARD BARREL LUG, 350 MCM |  | EA | 20 | 0 | 0 | NO | 4.1873 | 650.4199 | THOMAS & BETTS | 54115 |  | 01 | 1 | 2CAC | [7 empty] | 2012-01-07
3102 | 29200000TL | 03483 | EG1022015 | P | 58011444 | 58 | EGTL Spares | Mtce | 51 | 51E | CONNECTOR: ELECTRICAL TERMINAL | STANDARD BARREL LUG, 350 MCM |  | EA | 20 | 0 | 0 | NO | 11.25 | 3436.875 | THOMAS & BETTS | 54183 |  | 01 | 1 | 2CAC | [7 empty] | 2012-01-07 | 2016-12-20 | 2017-01-26
3103 | 29200000TL | 03483 | EG1040023 | S | 58011446 | 58 | EGTL Spares | Mtce | 51 | 51E | CONNECTOR: ELECTRICAL TERMINAL | STANDARD BARREL LUG, 400 MCM |  | EA | 20 | 0 | 0 | NO | 5.1084 | 793.4828 | THOMAS & BETTS | 54116 |  | 01 | 1 | 2CAC | [7 empty] | 2012-01-07
3104 | 29200000TL | 03483 | EG1040028 | S | 58011447 | 58 | EGTL Spares | Mtce | 51 | 51E | CONNECTOR: ELECTRICAL TERMINAL | STANDARD BARREL LUG, 400 MCM |  | EA | 20 | 0 | 0 | NO | 4.7665 | 740.3873 | THOMAS & BETTS | 54185 |  | 01 | 1 | 2CAC | [7 empty] | 2012-01-07
3105 | 29200000TL | 03483 | EG1028015 | P | 58011448 | 58 | EGTL Spares | Mtce | 51 | 51E | CONNECTOR: ELECTRICAL TERMINAL | STANDARD BARREL LUG, 400 MCM |  | EA | 20 | 0 | 0 | NO | 17.5184 | 2721.14 | THOMAS & BETTS | 256-30695-1403 |  | 01 | 1 | 2CAC | [7 empty] | 2012-01-07
3106 | 29200000TL | 03483 | EG1040020 | S | 58011449 | 58 | EGTL Spares | Mtce | 51 | 51E | CONNECTOR: ELECTRICAL TERMINAL | STANDARD BARREL LUG, 400 MCM |  | EA | 20 | 1 | 3 | NO | 5.2793 | 820.0305 | THOMAS & BETTS | 58177 |  | 01 | 1 | 2CAC | [7 empty] | 2012-01-07
3107 | 29200000TL | 03483 | EG1040031 | S | 58011451 | 58 | EGTL Spares | Mtce | 51 | 51E | CONNECTOR: ELECTRICAL TERMINAL | STANDARD BARREL LUG, 500 MCM |  | EA | 20 | 10 | 20 | NO | 5.9249 | 920.322 | THOMAS & BETTS | 54118 |  | 01 | 1 | 2CAC | [7 empty] | 2012-01-07
3108 | 29200000TL | 03483 | EG1028010 | S | 58011453 | 58 | EGTL Spares | Mtce | 51 | 51E | CONNECTOR: ELECTRICAL TERMINAL | STANDARD BARREL LUG, 444 MCM |  | EA | 20 | 5 | 10 | NO | 6.4282 | 998.4904 | THOMAS & BETTS | 58180 |  | 01 | 1 | 2CAC | [7 empty] | 2012-01-07
3109 | 29200000TL | 03483 | EG1028004 | P | 58011454 | 58 | EGTL Spares | Mtce | 51 | 51E | CONNECTOR: ELECTRICAL TERMINAL | STANDARD BARREL LUG, 600 MCM |  | EA | 10 | 1 | 2 | NO | 10.3686 | 1610.56 | THOMAS & BETTS | 256-30695-1370 |  | 01 | 1 | 2CAC | [7 empty] | 2012-01-07
3110 | 29200000TL | 03483 | EG1040023 | S | 58011455 | 58 | EGTL Spares | Mtce | 51 | 51E | CONNECTOR: ELECTRICAL TERMINAL | STANDARD BARREL LUG, 600 MCM |  | EA | 10 | 0 | 0 | NO | 10.625 | 1650.39 | THOMAS & BETTS | 54120 |  | 01 | 1 | 2CAC | [7 empty] | 2012-01-07
3111 | 29200000TL | 03483 | EG1028003 | S | 58011456 | 58 | EGTL Spares | Mtce | 51 | 51E | CONNECTOR: ELECTRICAL TERMINAL | STANDARD BARREL LUG, 700 MCM |  | EA | 10 | 1 | 2 | NO | 12.7329 | 1977.81 | THOMAS & BETTS | 54122-TB |  | 01 | 1 | 2CAC | [7 empty] | 2012-01-07
3112 | 29200000TL | 03483 | EG1028012 | S | 58011457 | 58 | EGTL Spares | Mtce | 51 | 51E | CONNECTOR: ELECTRICAL TERMINAL | STANDARD BARREL LUG, 700 MCM |  | EA | 10 | 0 | 0 | NO | 20.3955 | 3168.03 | THOMAS & BETTS | 256-30695-1404 |  | 01 | 1 | 2CAC | [7 empty] | 2012-01-07
3113 | 29200000TL | 03483 | EG1026005 | P | 58011458 | 58 | EGTL Spares | Mtce | 51 | 51E | CONNECTOR: ELECTRICAL TERMINAL | STANDARD BARREL LUG, 700 MCM |  | EA | 10 | 0 | 0 | NO | 17.9267 | 2784.56 | THOMAS & BETTS | 256-30695-1405 |  | 01 | 1 | 2CAC | [7 empty] | 2012-01-07
3114 | 29200000TL | 03483 | EG1028002 | S | 58011459 | 58 | EGTL Spares | Mtce | 51 | 51E | CONNECTOR: ELECTRICAL TERMINAL | STANDARD BARREL LUG, 535 MCM |  | EA | 10 | 0 | 0 | NO | 15.8473 | 2461.57 | THOMAS & BETTS | 256-30695-840 |  | 01 | 1 | 2CAC | [7 empty] | 2012-01-07
3115 | 29200000TL | 03483 | EG1041010 | S | 58011460 | 58 | EGTL Spares | Mtce | 51 | 51E | CONNECTOR: ELECTRICAL TERMINAL | STANDARD BARREL LUG, 535 MCM |  | EA | 10 | 0 | 0 | NO | 14.0907 | 2188.71 | THOMAS & BETTS | 58182 |  | 01 | 1 | 2CAC | [7 empty] | 2012-01-07
3116 | 29200000TL | 03483 | EG1028012 | S | 58011461 | 58 | EGTL Spares | Mtce | 51 | 51E | CONNECTOR: ELECTRICAL TERMINAL | STANDARD BARREL LUG, 750 MCM |  | EA | 10 | 0 | 0 | NO | 13.0367 | 2025 | THOMAS & BETTS | 256-30695-193 |  | 01 | 1 | 2CAC | [7 empty] | 2012-01-07
3117 | 29200000TL | 03483 | EG1028012 | P | 58011462 | 58 | EGTL Spares | Mtce | 51 | 51E | CONNECTOR: ELECTRICAL TERMINAL | STANDARD BARREL LUG, 750 MCM |  | EA | 10 | 0 | 0 | NO | 12.6095 | 1958.63 | THOMAS & BETTS | 54123-TB |  | 01 | 1 | 2CAC | [7 empty] | 2012-01-07
3118 | 29200000TL | 03483 | EG1028003 | S | 58011463 | 58 | EGTL Spares | Mtce | 51 | 51E | CONNECTOR: ELECTRICAL TERMINAL | STANDARD BARREL LUG, 646 MCM |  | EA | 10 | 0 | 0 | NO | 24.8297 | 3856.8 | THOMAS & BETTS | 58184 |  | 01 | 1 | 2CAC | [7 empty] | 2012-01-07
3119 | 29200000TL | 03483 | EG1039006 | S | 58011464 | 58 | EGTL Spares | Mtce | 51 | 51E | CONNECTOR: ELECTRICAL TERMINAL | STANDARD BARREL LUG, 800 MCM |  | EA | 10 | 0 | 0 | NO | 20.424 | 3172.46 | THOMAS & BETTS | 54124-TB |  | 01 | 1 | 2CAC | [7 empty] | 2012-01-07
3120 | 29200000TL | 03483 | EG1029005 | S | 58011465 | 58 | EGTL Spares | Mtce | 51 | 51E | CONNECTOR: ELECTRICAL TERMINAL | STANDARD BARREL LUG, 900 MCM |  | EA | 10 | 0 | 0 | NO | 37.0119 | 5749.06 | THOMAS & BETTS | 256-30695-843 |  | 01 | 1 | 2CAC | [7 empty] | 2012-01-07
3121 | 29200000TL | 03483 | EG1022011 | P | 58011466 | 58 | EGTL Spares | Mtce | 51 | 51E | CONNECTOR: ELECTRICAL TERMINAL | STANDARD BARREL LUG, 900 MCM |  | EA | 10 | 0 | 0 | NO | 47.9123 | 7442.22 | THOMAS & BETTS | 54126 |  | 01 | 1 | 2CAC | [7 empty] | 2012-01-07
3122 | 29200000TL | 03483 | EGC044004 | P | 58011467 | 58 | EGTL Spares | Mtce | 51 | 51E | CONNECTOR: ELECTRICAL TERMINAL | STANDARD BARREL LUG, 1000 MCM |  | EA | 7 | 0 | 0 | NO | 35 | 5433.75 | THOMAS & BETTS | 54128 |  | 01 | 1 | 2CAC | [7 empty] | 2012-01-07 |  | 2013-06-03
3123 | 29200000TL | 03483 | EG1028012 | S | 58011468 | 58 | EGTL Spares | Mtce | 51 | 51E | CONNECTOR: ELECTRICAL TERMINAL | STANDARD BARREL LUG,8 AWG COND |  | EA | 200 | 0 | 0 | NO | 1.1204 | 174.0353 | THOMAS & BETTS | 54104UF |  | 01 | 1 | 2CAC | [7 empty] | 2012-01-07
3124 | 29200000TL | 03483 | EG1039002 | S | 58011469 | 58 | EGTL Spares | Mtce | 51 | 51E | CONNECTOR: ELECTRICAL TERMINAL | STANDARD BARREL LUG,8 AWG COND |  | EA | 176 | 0 | 0 | NO | 1.1204 | 174.0353 | THOMAS & BETTS | 54130UF |  | 01 | 1 | 2CAC | [7 empty] | 2012-01-07
3125 | 29200000TL | 03483 | EG1028002 | S | 58011470 | 58 | EGTL Spares | Mtce | 51 | 51E | CONNECTOR: ELECTRICAL TERMINAL | STANDARD BARREL LUG,8 AWG COND |  | EA | 199 | 0 | 0 | NO | 1.1584 | 179.9348 | THOMAS & BETTS | 54131UF |  | 01 | 1 | 2CAC | [7 empty] | 2012-01-07
3126 | 29200000TL | 03483 | EG1028012 | P | 58011471 | 58 | EGTL Spares | Mtce | 51 | 51E | CONNECTOR: ELECTRICAL TERMINAL | STANDARD BARREL LUG,8 AWG COND |  | EA | 200 | 0 | 0 | NO | 2.5732 | 399.6911 | THOMAS & BETTS | 54132UF |  | 01 | 1 | 2CAC | [7 empty] | 2012-01-07
3127 | 29200000TL | 03483 | EG1028002 | S | 58011472 | 58 | EGTL Spares | Mtce | 51 | 51E | CONNECTOR: ELECTRICAL TERMINAL | STANDARD BARREL LUG,6 AWG COND |  | EA | 200 | 0 | 0 | NO | 1.2534 | 194.6835 | THOMAS & BETTS | 54134UF |  | 01 | 1 | 2CAC | [7 empty] | 2012-01-07
3128 | 29200000TL | 03483 | EG1028012 | P | 58011473 | 58 | EGTL Spares | Mtce | 51 | 51E | CONNECTOR: ELECTRICAL TERMINAL | STANDARD BARREL LUG,6 AWG COND |  | EA | 200 | 0 | 0 | NO | 1.2818 | 199.1081 | THOMAS & BETTS | 54105UF |  | 01 | 1 | 2CAC | [7 empty] | 2012-01-07
3129 | 29200000TL | 03483 | EG1028002 | S | 58011474 | 58 | EGTL Spares | Mtce | 51 | 51E | CONNECTOR: ELECTRICAL TERMINAL | STANDARD BARREL LUG,6 AWG COND |  | EA | 200 | 0 | 0 | NO | 1.3008 | 202.0579 | THOMAS & BETTS | 54135UF |  | 01 | 1 | 2CAC | [7 empty] | 2012-01-07
3130 | 29200000TL | 03483 | EG1028012 | P | 58011475 | 58 | EGTL Spares | Mtce | 51 | 51E | CONNECTOR: ELECTRICAL TERMINAL | STANDARD BARREL LUG,6 AWG COND |  | EA | 200 | 0 | 0 | NO | 2.6586 | 412.965 | THOMAS & BETTS | 54136UF |  | 01 | 1 | 2CAC | [7 empty] | 2012-01-07
3131 | 29200000TL | 03483 | EG1028015 | P | 58011476 | 58 | EGTL Spares | Mtce | 51 | 51E | CONNECTOR: ELECTRICAL TERMINAL | STANDARD BARREL LUG,4 AWG COND |  | EA | 200 | 0 | 0 | NO | 2.6681 | 414.4399 | THOMAS & BETTS | 54138UF |  | 01 | 1 | 2CAC | [7 empty] | 2012-01-07
3132 | 29200000TL | 03483 | EG1039003 | S | 58011477 | 58 | EGTL Spares | Mtce | 51 | 51E | CONNECTOR: ELECTRICAL TERMINAL | STANDARD BARREL LUG,1 AWG COND |  | EA | 200 | 5 | 10 | NO | 3.3423 | 519.156 | THOMAS & BETTS | 54108UF |  | 01 | 1 | 2CAC | [7 empty] | 2012-01-07
3133 | 29200000TL | 03483 | EG1029011 | S | 58011479 | 58 | EGTL Spares | Mtce | 51 | 51E | CONNECTOR: ELECTRICAL TERMINAL | STANDARD BARREL LUG,4 AWG COND |  | EA | 200 | 2 | 4 | NO | 4.7912 | 744.2219 | THOMAS & BETTS | 54140UF |  | 01 | 1 | 2CAC | [7 empty] | 2012-01-07
3134 | 29200000TL | 03483 | EG1029013 | S | 58011481 | 58 | EGTL Spares | Mtce | 51 | 51E | CONNECTOR: ELECTRICAL TERMINAL | STANDARD BARREL LUG,2 AWG COND |  | EA | 100 | 0 | 0 | NO | 4.4532 | 691.7164 | THOMAS & BETTS | 54107UF |  | 01 | 1 | 2CAC | [7 empty] | 2012-01-07
3135 | 29200000TL | 03483 | EG1026010 | P | 58011482 | 58 | EGTL Spares | Mtce | 51 | 51E | CONNECTOR: ELECTRICAL TERMINAL | STANDARD BARREL LUG,2 AWG COND |  | EA | 101 | 0 | 0 | NO | 4.4532 | 691.7164 | THOMAS & BETTS | 54142UF |  | 01 | 1 | 2CAC | [7 empty] | 2012-01-07
3136 | 29200000TL | 03483 | EG1028012 | P | 58011483 | 58 | EGTL Spares | Mtce | 51 | 51E | CONNECTOR: ELECTRICAL TERMINAL | STANDARD BARREL LUG,2 AWG COND |  | EA | 100 | 0 | 0 | NO | 3.1904 | 495.558 | THOMAS & BETTS | 54143UF |  | 01 | 1 | 2CAC | [7 empty] | 2012-01-07
3137 | 29200000TL | 03483 | EG1028002 | S | 58011485 | 58 | EGTL Spares | Mtce | 51 | 51E | CONNECTOR: ELECTRICAL TERMINAL | STANDARD BARREL LUG,4 AWG COND |  | EA | 100 | 0 | 0 | NO | 1.6427 | 255.1534 | THOMAS & BETTS | 54106UF |  | 01 | 1 | 2CAC | [7 empty] | 2012-01-07
3138 | 29200000TL | 03483 | EG1026005 | P | 58011486 | 58 | EGTL Spares | Mtce | 51 | 51E | CONNECTOR: ELECTRICAL TERMINAL | STANDARD BARREL LUG,1 AWG COND |  | EA | 100 | 2 | 5 | NO | 3.4277 | 532.4299 | THOMAS & BETTS | 54147UF |  | 01 | 1 | 2CAC | [7 empty] | 2012-01-07
3139 | 29200000TL | 03483 | EG1028002 | S | 58011487 | 58 | EGTL Spares | Mtce | 51 | 51E | CONNECTOR: ELECTRICAL TERMINAL | STANDARD BARREL LUG,1 AWG COND |  | EA | 100 | 0 | 0 | NO | 3.2948 | 511.7816 | THOMAS & BETTS | 54148UF |  | 01 | 1 | 2CAC | [7 empty] | 2012-01-07
3140 | 29200000TL | 03483 | EG1028012 | S | 58011488 | 58 | EGTL Spares | Mtce | 51 | 51E | CONNECTOR: ELECTRICAL TERMINAL | STANDARD BARREL LUG,1 AWG COND |  | EA | 100 | 0 | 0 | NO | 2.5922 | 402.6409 | THOMAS & BETTS | 54150UF |  | 01 | 1 | 2CAC | [7 empty] | 2012-01-07
3141 | 29200000TL | 03483 | EG1028010 | S | 58011489 | 58 | EGTL Spares | Mtce | 51 | 51E | CONNECTOR: ELECTRICAL TERMINAL | STANDARD BARREL LUG, 1/0 AWG |  | EA | 50 | 0 | 0 | NO | 3.6176 | 561.9274 | THOMAS & BETTS | 54152UF |  | 01 | 1 | 2CAC | [7 empty] | 2012-01-07
3142 | 29200000TL | 03483 | EG1030005 | P | 58011490 | 58 | EGTL Spares | Mtce | 51 | 51E | CONNECTOR: ELECTRICAL TERMINAL | STANDARD BARREL LUG, 1/0 AWG |  | EA | 50 | 0 | 0 | NO | 3.6651 | 569.3018 | THOMAS & BETTS | 54153UF |  | 01 | 1 | 2CAC | [7 empty] | 2012-01-07
3143 | 29200000TL | 03483 | EG1030014 | S | 58011491 | 58 | EGTL Spares | Mtce | 51 | 51E | CONNECTOR: ELECTRICAL TERMINAL | STANDARD BARREL LUG, 1/0 AWG |  | EA | 50 | 2 | 5 | NO | 3.5607 | 553.0781 | THOMAS & BETTS | 54109UF |  | 01 | 1 | 2CAC | [7 empty] | 2012-01-07
3144 | 29200000TL | 03483 | EG1028014 | P | 58011492 | 58 | EGTL Spares | Mtce | 51 | 51E | CONNECTOR: ELECTRICAL TERMINAL | STANDARD BARREL LUG, 1/0 AWG |  | EA | 50 | 2 | 5 | NO | 3.4467 | 535.3796 | THOMAS & BETTS | 54155UF |  | 01 | 1 | 2CAC | [7 empty] | 2012-01-07
3145 | 29200000TL | 03483 | EG1028014 | P | 58011493 | 58 | EGTL Spares | Mtce | 51 | 51E | CONNECTOR: ELECTRICAL TERMINAL | STANDARD BARREL LUG, 2/0 AWG |  | EA | 74 | 0 | 0 | NO | 4.2253 | 656.3194 | THOMAS & BETTS | 54157UF |  | 01 | 1 | 2CAC | [7 empty] | 2012-01-07
3146 | 29200000TL | 03483 | EGC012007 | P | 58011494 | 58 | EGTL Spares | Mtce | 51 | 51E | CONNECTOR: ELECTRICAL TERMINAL | STANDARD BARREL LUG, 2/0 AWG |  | EA | 50 | 0 | 0 | NO | 4.4057 | 684.342 | THOMAS & BETTS | 54158UF |  | 01 | 1 | 2CAC | [7 empty] | 2012-01-07
3147 | 29200000TL | 03483 | EG1038015 | S | 58011495 | 58 | EGTL Spares | Mtce | 51 | 51E | CONNECTOR: ELECTRICAL TERMINAL | STANDARD BARREL LUG, 2/0 AWG |  | EA | 50 | 0 | 0 | NO | 4.1019 | 637.146 | THOMAS & BETTS | 54110UF |  | 01 | 1 | 2CAC | [7 empty] | 2012-01-07
3148 | 29200000TL | 03483 | EG1028002 | S | 58011496 | 58 | EGTL Spares | Mtce | 51 | 51E | CONNECTOR: ELECTRICAL TERMINAL | STANDARD BARREL LUG, 2/0 AWG |  | EA | 50 | 0 | 0 | NO | 4.7191 | 733.0129 | THOMAS & BETTS | 54160UF |  | 01 | 1 | 2CAC | [7 empty] | 2012-01-07
3149 | 29200000TL | 03483 | EG1026005 | P | 58011498 | 58 | EGTL Spares | Mtce | 51 | 51E | CONNECTOR: ELECTRICAL TERMINAL | STANDARD BARREL LUG, 3/0 AWG |  | EA | 20 | 0 | 0 | NO | 5.5926 | 868.7014 | THOMAS & BETTS | 54163UF |  | 01 | 1 | 2CAC | [7 empty] | 2012-01-07
3150 | 29200000TL | 03483 | EG1028002 | S | 58011499 | 58 | EGTL Spares | Mtce | 51 | 51E | CONNECTOR: ELECTRICAL TERMINAL | STANDARD BARREL LUG, 3/0 AWG |  | EA | 20 | 0 | 0 | NO | 4.871 | 756.6109 | THOMAS & BETTS | 54111UF |  | 01 | 1 | 2CAC | [7 empty] | 2012-01-07
3151 | 29200000TL | 03483 | EG1028015 | P | 58011501 | 58 | EGTL Spares | Mtce | 51 | 51E | CONNECTOR: ELECTRICAL TERMINAL | STANDARD BARREL LUG, 4/0 AWG |  | EA | 20 | 0 | 0 | NO | 5.792 | 899.6738 | THOMAS & BETTS | 54167UF |  | 01 | 1 | 2CAC | [7 empty] | 2012-01-07
3152 | 29200000TL | 03483 | EG1026010 | P | 58011502 | 58 | EGTL Spares | Mtce | 51 | 51E | CONNECTOR: ELECTRICAL TERMINAL | STANDARD BARREL LUG, 4/0 AWG |  | EA | 20 | 0 | 0 | NO | 5.792 | 899.6738 | THOMAS & BETTS | 54168UF |  | 01 | 1 | 2CAC | [7 empty] | 2012-01-07
3153 | 29200000TL | 03483 | EG1030014 | S | 58011503 | 58 | EGTL Spares | Mtce | 51 | 51E | CONNECTOR: ELECTRICAL TERMINAL | STANDARD BARREL LUG, 4/0 AWG |  | EA | 20 | 1 | 2 | NO | 5.5546 | 862.8019 | THOMAS & BETTS | 54112UF |  | 01 | 1 | 2CAC | [7 empty] | 2012-01-07
3154 | 29200000TL | 03483 | EG1039013 | S | 58011504 | 58 | EGTL Spares | Mtce | 51 | 51E | CONNECTOR: ELECTRICAL TERMINAL | STANDARD BARREL LUG, 4/0 AWG |  | EA | 20 | 0 | 0 | NO | 5.5546 | 862.8019 | THOMAS & BETTS | 54170UF |  | 01 | 1 | 2CAC | [7 empty] | 2012-01-07
3155 | 29200000TL | 03483 | EG1029005 | S | 58011505 | 58 | EGTL Spares | Mtce | 51 | 51E | CONNECTOR: ELECTRICAL TERMINAL | STANDARD BARREL LUG, 4/0 AWG |  | EA | 20 | 0 | 0 | NO | 5.9819 | 929.1713 | THOMAS & BETTS | 58161UF |  | 01 | 1 | 2CAC | [7 empty] | 2012-01-07
3156 | 29200000TL | 03483 | EGC044005 | P | 58011506 | 58 | EGTL Spares | Mtce | 51 | 51E | CONNECTOR: ELECTRICAL TERMINAL | STANDARD BARREL LUG, 4/0 AWG |  | EA | 120 | 0 | 0 | NO | 6.0959 | 946.8698 | THOMAS & BETTS | 58162UF |  | 01 | 1 | 2CAC | [7 empty] | 2012-01-07
3157 | 29200000TL | 03483 | EG1038015 | S | 58011507 | 58 | EGTL Spares | Mtce | 51 | 51E | CONNECTOR: ELECTRICAL TERMINAL | STANDARD BARREL LUG, 4/0 AWG |  | EA | 20 | 0 | 0 | NO | 7.2163 | 1120.91 | THOMAS & BETTS | 58163UF |  | 01 | 1 | 2CAC | [7 empty] | 2012-01-07
3158 | 29200000TL | 03483 | EG1030003 | P | 58011508 | 58 | EGTL Spares | Mtce | 51 | 51E | CONNECTOR: ELECTRICAL TERMINAL | STANDARD BARREL LUG, 4/0 AWG |  | EA | 20 | 0 | 0 | NO | 7.7385 | 1202.02 | THOMAS & BETTS | 58165UF |  | 01 | 1 | 2CAC | [7 empty] | 2012-01-07
3159 | 29200000TL | 03483 | EG1030014 | S | 58011509 | 58 | EGTL Spares | Mtce | 51 | 51E | CONNECTOR: ELECTRICAL TERMINAL | STANDARD BARREL LUG, 4/0 AWG |  | EA | 20 | 1 | 2 | NO | 8.7355 | 1356.89 | THOMAS & BETTS | 58166UF |  | 01 | 1 | 2CAC | [7 empty] | 2012-01-07
3160 | 29200000TL | 03483 | EG1026010 | P | 58011510 | 58 | EGTL Spares | Mtce | 51 | 51E | CONNECTOR: ELECTRICAL TERMINAL | STANDARD BARREL LUG, 250 MCM |  | EA | 20 | 0 | 0 | NO | 4.2728 | 663.6938 | THOMAS & BETTS | 54172UF |  | 01 | 1 | 2CAC | [7 empty] | 2012-01-07
3161 | 29200000TL | 03483 | EG1026010 | P | 58011512 | 58 | EGTL Spares | Mtce | 51 | 51E | CONNECTOR: ELECTRICAL TERMINAL | STANDARD BARREL LUG, 250 MCM |  | EA | 20 | 0 | 0 | NO | 6.5896 | 1023.56 | THOMAS & BETTS | 54174UF |  | 01 | 1 | 2CAC | [7 empty] | 2012-01-07
3162 | 29200000TL | 03483 | EG1029005 | S | 58011513 | 58 | EGTL Spares | Mtce | 51 | 51E | CONNECTOR: ELECTRICAL TERMINAL | STANDARD BARREL LUG, 250 MCM |  | EA | 14 | 0 | 0 | NO | 5.2698 | 818.5556 | THOMAS & BETTS | 54113UF |  | 01 | 1 | 2CAC | [7 empty] | 2012-01-07 | 2020-07-14
3163 | 29200000TL | 03483 | EG1028014 | P | 58011514 | 58 | EGTL Spares | Mtce | 51 | 51E | CONNECTOR: ELECTRICAL TERMINAL | STANDARD BARREL LUG, 250 MCM |  | EA | 20 | 1 | 2 | NO | 7.5201 | 1168.1 | THOMAS & BETTS | 58168UF |  | 01 | 1 | 2CAC | [7 empty] | 2012-01-07
3164 | 29200000TL | 03483 | EG1030005 | P | 58011515 | 58 | EGTL Spares | Mtce | 51 | 51E | CONNECTOR: ELECTRICAL TERMINAL | STANDARD BARREL LUG, 300 MCM |  | EA | 20 | 0 | 0 | NO | 5.8015 | 901.1486 | THOMAS & BETTS | 54178UF |  | 01 | 1 | 2CAC | [7 empty] | 2012-01-07
3165 | 29200000TL | 03483 | EG1029011 | S | 58011516 | 58 | EGTL Spares | Mtce | 51 | 51E | CONNECTOR: ELECTRICAL TERMINAL | STANDARD BARREL LUG, 300 MCM |  | EA | 20 | 0 | 0 | NO | 6.4092 | 995.5406 | THOMAS & BETTS | 54179UF |  | 01 | 1 | 2CAC | [7 empty] | 2012-01-07
3166 | 29200000TL | 03483 | EG1030014 | S | 58011517 | 58 | EGTL Spares | Mtce | 51 | 51E | CONNECTOR: ELECTRICAL TERMINAL | STANDARD BARREL LUG, 300 MCM |  | EA | 20 | 1 | 2 | NO | 6.827 | 1060.44 | THOMAS & BETTS | 54114UF |  | 01 | 1 | 2CAC | [7 empty] | 2012-01-07
3167 | 29200000TL | 03483 | EG1028002 | S | 58011518 | 58 | EGTL Spares | Mtce | 51 | 51E | CONNECTOR: ELECTRICAL TERMINAL | STANDARD BARREL LUG, 300 MCM |  | EA | 20 | 1 | 2 | NO | 5.1585 | 800.8571 | THOMAS & BETTS | 54181UF |  | 01 | 1 | 2CAC | [7 empty] | 2012-01-07
3168 | 29200000TL | 03483 | EG1038015 | S | 58011519 | 58 | EGTL Spares | Mtce | 51 | 51E | CONNECTOR: ELECTRICAL TERMINAL | STANDARD BARREL LUG, 300 MCM |  | EA | 20 | 10 | 20 | NO | 4.6526 | 722.6888 | THOMAS & BETTS | 58171UF |  | 01 | 1 | 2CAC | [7 empty] | 2012-01-07
3169 | 29200000TL | 03483 | EG1028015 | P | 58011520 | 58 | EGTL Spares | Mtce | 51 | 51E | CONNECTOR: ELECTRICAL TERMINAL | STANDARD BARREL LUG, 350 MCM |  | EA | 20 | 0 | 0 | NO | 14.5845 | 2265.41 | THOMAS & BETTS | 256-30695-112UF |  | 01 | 1 | 2CAC | [7 empty] | 2012-01-07
3170 | 29200000TL | 03483 | EG1028015 | P | 58011521 | 58 | EGTL Spares | Mtce | 51 | 51E | CONNECTOR: ELECTRICAL TERMINAL | STANDARD BARREL LUG, 350 MCM |  | EA | 20 | 0 | 0 | NO | 8.2227 | 1277.24 | THOMAS & BETTS | 54115UF |  | 01 | 1 | 2CAC | [7 empty] | 2012-01-07
3171 | 29200000TL | 03483 | EG1029005 | S | 58011522 | 58 | EGTL Spares | Mtce | 51 | 51E | CONNECTOR: ELECTRICAL TERMINAL | STANDARD BARREL LUG, 350 MCM |  | EA | 20 | 0 | 0 | NO | 6.7415 | 1047.16 | THOMAS & BETTS | 54183UF |  | 01 | 1 | 2CAC | [7 empty] | 2012-01-07
3172 | 29200000TL | 03483 | EG1029005 | S | 58011523 | 58 | EGTL Spares | Mtce | 51 | 51E | CONNECTOR: ELECTRICAL TERMINAL | STANDARD BARREL LUG, 350 MCM |  | EA | 20 | 0 | 0 | NO | 6.5896 | 1023.56 | THOMAS & BETTS | 58174UF |  | 01 | 1 | 2CAC | [7 empty] | 2012-01-07
3173 | 29200000TL | 03483 | EG1028014 | P | 58011524 | 58 | EGTL Spares | Mtce | 51 | 51E | CONNECTOR: ELECTRICAL TERMINAL | STANDARD BARREL LUG, 400 MCM |  | EA | 20 | 0 | 0 | NO | 9.609 | 1492.57 | THOMAS & BETTS | 54116UF |  | 01 | 1 | 2CAC | [7 empty] | 2012-01-07
3174 | 29200000TL | 03483 | EG1029005 | S | 58011525 | 58 | EGTL Spares | Mtce | 51 | 51E | CONNECTOR: ELECTRICAL TERMINAL | STANDARD BARREL LUG, 400 MCM |  | EA | 20 | 1 | 3 | NO | 7.6815 | 1193.17 | THOMAS & BETTS | 54185UF |  | 01 | 1 | 2CAC | [7 empty] | 2012-01-07
3175 | 29200000TL | 03483 | EG1022011 | P | 58011528 | 58 | EGTL Spares | Mtce | 51 | 51E | CONNECTOR: ELECTRICAL TERMINAL | STANDARD BARREL LUG, 500 MCM |  | EA | 20 | 1 | 3 | NO | 11.9448 | 1855.39 | THOMAS & BETTS | 54118UF |  | 01 | 1 | 2CAC | [7 empty] | 2012-01-07
3176 | 29200000TL | 03483 | EG1028015 | P | 58011529 | 58 | EGTL Spares | Mtce | 51 | 51E | CONNECTOR: ELECTRICAL TERMINAL | STANDARD BARREL LUG, 500 MCM |  | EA | 20 | 0 | 0 | NO | 7.9094 | 1228.57 | THOMAS & BETTS | 54187UF |  | 01 | 1 | 2CAC | [7 empty] | 2012-01-07
3177 | 29200000TL | 03483 | EG1029004 | S | 58011530 | 58 | EGTL Spares | Mtce | 51 | 51E | CONNECTOR: ELECTRICAL TERMINAL | STANDARD BARREL LUG, 500 MCM |  | EA | 10 | 0 | 0 | NO | 21.269 | 3303.72 | THOMAS & BETTS | 58180UF |  | 01 | 1 | 2CAC | [7 empty] | 2012-01-07
3178 | 29200000TL | 03483 | EG1028015 | P | 58011531 | 58 | EGTL Spares | Mtce | 51 | 51E | CONNECTOR: ELECTRICAL TERMINAL | STANDARD BARREL LUG, 600 MCM |  | EA | 10 | 1 | 2 | NO | 21.307 | 3309.62 | THOMAS & BETTS | 54120UF |  | 01 | 1 | 2CAC | [7 empty] | 2012-01-07
3179 | 29200000TL | 03483 | EG1030014 | S | 58011532 | 58 | EGTL Spares | Mtce | 51 | 51E | CONNECTOR: ELECTRICAL TERMINAL | STANDARD BARREL LUG, 700 MCM |  | EA | 10 | 0 | 0 | NO | 21.8387 | 3392.21 | THOMAS & BETTS | 54122UF |  | 01 | 1 | 2CAC | [7 empty] | 2012-01-07
3180 | 29200000TL | 03483 | EG1028012 | S | 58011534 | 58 | EGTL Spares | Mtce | 51 | 51E | CONNECTOR: ELECTRICAL TERMINAL | STANDARD BARREL LUG, 700 MCM |  | EA | 10 | 0 | 0 | NO | 37.0309 | 5752.01 | THOMAS & BETTS | 58182UF |  | 01 | 1 | 2CAC | [7 empty] | 2012-01-07
3181 | 29200000TL | 03483 | EG1028015 | P | 58011535 | 58 | EGTL Spares | Mtce | 51 | 51E | CONNECTOR: ELECTRICAL TERMINAL | STANDARD BARREL LUG, 750 MCM |  | EA | 10 | 5 | 10 | NO | 20.7848 | 3228.5 | THOMAS & BETTS | 54123UF |  | 01 | 1 | 2CAC | [7 empty] | 2012-01-07
3182 | 29200000TL | 03483 | EGC020027 | P | 58011536 | 58 | EGTL Spares | Mtce | 51 | 51E | CONNECTOR: ELECTRICAL TERMINAL | STANDARD BARREL LUG, 750 MCM |  | EA | 10 | 0 | 0 | NO | 37.0309 | 5752.01 | THOMAS & BETTS | 58184UF |  | 01 | 1 | 2CAC | [7 empty] | 2012-01-07
3183 | 29200000TL | 03483 | EG1028003 | S | 58011537 | 58 | EGTL Spares | Mtce | 51 | 51E | CONNECTOR: ELECTRICAL TERMINAL | STANDARD BARREL LUG, 800 MCM |  | EA | 10 | 2 | 4 | NO | 46.526 | 7226.89 | THOMAS & BETTS | 54124UF |  | 01 | 1 | 2CAC | [7 empty] | 2012-01-07
3184 | 29200000TL | 03483 | EGC018011 | P | 58011538 | 58 | EGTL Spares | Mtce | 51 | 51E | CONNECTOR: ELECTRICAL TERMINAL | STANDARD BARREL LUG, 900 MCM |  | EA | 10 | 5 | 10 | NO | 49.3745 | 7669.35 | THOMAS & BETTS | 54126UF |  | 01 | 1 | 2CAC | [7 empty] | 2012-01-07
3185 | 29200000TL | 03483 | EG1039013 | S | 58011539 | 58 | EGTL Spares | Mtce | 51 | 51E | CONNECTOR: ELECTRICAL TERMINAL | STANDARD BARREL LUG, 1000 MCM |  | EA | 10 | 0 | 0 | NO | 53.1631 | 8257.83 | THOMAS & BETTS | 54128UF |  | 01 | 1 | 2CAC | [7 empty] | 2012-01-07
3186 | 29200000TL | 03483 | EG1039002 | S | 58011540 | 58 | EGTL Spares | Mtce | 51 | 51E | CONNECTOR: ELECTRICAL TERMINAL | STANDARD BARREL LUG,8 AWG COND |  | EA | 200 | 0 | 0 | NO | 1.1109 | 172.5604 | THOMAS & BETTS | 54104UB |  | 01 | 1 | 2CAC | [7 empty] | 2012-01-07
3187 | 29200000TL | 03483 | EG1028002 | S | 58011541 | 58 | EGTL Spares | Mtce | 51 | 51E | CONNECTOR: ELECTRICAL TERMINAL | STANDARD BARREL LUG,8 AWG COND |  | EA | 238 | 0 | 0 | NO | 1.1014 | 171.0855 | THOMAS & BETTS | 54130UB |  | 01 | 1 | 2CAC | [7 empty] | 2012-01-07
3188 | 29200000TL | 03483 | EG1028015 | P | 58011542 | 58 | EGTL Spares | Mtce | 51 | 51E | CONNECTOR: ELECTRICAL TERMINAL | STANDARD BARREL LUG,8 AWG COND |  | EA | 198 | 0 | 0 | NO | 1.8231 | 283.176 | THOMAS & BETTS | 54131UB |  | 01 | 1 | 2CAC | [7 empty] | 2012-01-07
3189 | 29200000TL | 03483 | EG1028002 | S | 58011543 | 58 | EGTL Spares | Mtce | 51 | 51E | CONNECTOR: ELECTRICAL TERMINAL | STANDARD BARREL LUG,8 AWG COND |  | EA | 179 | 0 | 0 | NO | 1.8326 | 284.6509 | THOMAS & BETTS | 54132UB |  | 01 | 1 | 2CAC | 1BBB | [6 empty] | 2012-01-07 | 2019-12-18
3190 | 29200000TL | 03483 | EG1024011 | P | 58011544 | 58 | EGTL Spares | Mtce | 51 | 51E | CONNECTOR: ELECTRICAL TERMINAL | STANDARD BARREL LUG,6 AWG COND |  | EA | 198 | 0 | 0 | NO | 1.3103 | 203.5328 | THOMAS & BETTS | 54134UB |  | 01 | 1 | 2CAC | [7 empty] | 2012-01-07
3191 | 29200000TL | 03483 | EG1028002 | S | 58011545 | 58 | EGTL Spares | Mtce | 51 | 51E | CONNECTOR: ELECTRICAL TERMINAL | STANDARD BARREL LUG,6 AWG COND |  | EA | 200 | 0 | 0 | NO | 1.1869 | 184.3594 | THOMAS & BETTS | 54105UB |  | 01 | 1 | 2CAC | [7 empty] | 2012-01-07
3192 | 29200000TL | 03483 | EG1028015 | P | 58011546 | 58 | EGTL Spares | Mtce | 51 | 51E | CONNECTOR: ELECTRICAL TERMINAL | STANDARD BARREL LUG,6 AWG COND |  | EA | 185 | 50 | 100 | NO | 1.3198 | 205.0076 | THOMAS & BETTS | 54135UB |  | 01 | 1 | 2CAC | 1CCC | [6 empty] | 2012-01-07 | 2018-05-22
3193 | 29200000TL | 03483 | EG1028002 | S | 58011547 | 58 | EGTL Spares | Mtce | 51 | 51E | CONNECTOR: ELECTRICAL TERMINAL | STANDARD BARREL LUG,6 AWG COND |  | EA | 200 | 2 | 4 | NO | 2.4877 | 386.4173 | THOMAS & BETTS | 54136UB |  | 01 | 1 | 2CAC | [7 empty] | 2012-01-07
3194 | 29200000TL | 03483 | EG1028012 | S | 58011548 | 58 | EGTL Spares | Mtce | 51 | 51E | CONNECTOR: ELECTRICAL TERMINAL | STANDARD BARREL LUG,4 AWG COND |  | EA | 200 | 2 | 4 | NO | 2.4023 | 373.1434 | THOMAS & BETTS | 54138UB |  | 01 | 1 | 2CAC | [7 empty] | 2012-01-07
3195 | 29200000TL | 03483 | EG1023002 | P | 58011549 | 58 | EGTL Spares | Mtce | 51 | 51E | CONNECTOR: ELECTRICAL TERMINAL | STANDARD BARREL LUG,4 AWG COND |  | EA | 200 | 0 | 0 | NO | 1.6711 | 259.578 | THOMAS & BETTS | 54106UB |  | 01 | 1 | 2CAC | [7 empty] | 2012-01-07
3196 | 29200000TL | 03483 | EG1038015 | S | 58011550 | 58 | EGTL Spares | Mtce | 51 | 51E | CONNECTOR: ELECTRICAL TERMINAL | STANDARD BARREL LUG,4 AWG COND |  | EA | 200 | 0 | 0 | NO | 2.3358 | 362.8193 | THOMAS & BETTS | 54139UB |  | 01 | 1 | 2CAC | [7 empty] | 2012-01-07
3197 | 29200000TL | 03483 | EG1028012 | P | 58011551 | 58 | EGTL Spares | Mtce | 51 | 51E | CONNECTOR: ELECTRICAL TERMINAL | STANDARD BARREL LUG,4 AWG COND |  | EA | 200 | 100 | 200 | NO | 2.2313 | 346.5956 | THOMAS & BETTS | 54140UB |  | 01 | 1 | 2CAC | [7 empty] | 2012-01-07
3198 | 29200000TL | 03483 | EG1026012 | P | 58011552 | 58 | EGTL Spares | Mtce | 51 | 51E | CONNECTOR: ELECTRICAL TERMINAL | STANDARD BARREL LUG,4 AWG COND |  | EA | 190 | 0 | 0 | NO | 16.7222 | 2597.46 | THOMAS & BETTS | 256-30695-264UB |  | 01 | 1 | 2CAC | 1CCC | [6 empty] | 2012-01-07 | 2018-05-22
3199 | 29200000TL | 03483 | EG1023002 | P | 58011553 | 58 | EGTL Spares | Mtce | 51 | 51E | CONNECTOR: ELECTRICAL TERMINAL | STANDARD BARREL LUG,2 AWG COND |  | EA | 100 | 0 | 0 | NO | 3.3043 | 513.2565 | THOMAS & BETTS | 54107UB |  | 01 | 1 | 2CAC | [7 empty] | 2012-01-07
3200 | 29200000TL | 03483 | EG1026010 | P | 58011554 | 58 | EGTL Spares | Mtce | 51 | 51E | CONNECTOR: ELECTRICAL TERMINAL | STANDARD BARREL LUG,2 AWG COND |  | EA | 100 | 0 | 0 | NO | 3.1998 | 497.0329 | THOMAS & BETTS | 54142UB |  | 01 | 1 | 2CAC | [7 empty] | 2012-01-07
3201 | 29200000TL | 03483 | EG1039005 | S | 58011555 | 58 | EGTL Spares | Mtce | 51 | 51E | CONNECTOR: ELECTRICAL TERMINAL | STANDARD BARREL LUG,2 AWG COND |  | EA | 100 | 0 | 0 | NO | 3.2948 | 511.7816 | THOMAS & BETTS | 54143UB |  | 01 | 1 | 2CAC | [7 empty] | 2012-01-07
3202 | 29200000TL | 03483 | EG1038015 | S | 58011556 | 58 | EGTL Spares | Mtce | 51 | 51E | CONNECTOR: ELECTRICAL TERMINAL | STANDARD BARREL LUG,2 AWG COND |  | EA | 40 | 30 | 50 | NO | 2.7821 | 432.1384 | THOMAS & BETTS | 54145UB |  | 01 | 1 | 2CAC | 1CCC | [6 empty] | 2012-01-07 | 2018-09-28
3203 | 29200000TL | 03483 | EG1028002 | S | 58011557 | 58 | EGTL Spares | Mtce | 51 | 51E | CONNECTOR: ELECTRICAL TERMINAL | STANDARD BARREL LUG,1 AWG COND |  | EA | 100 | 0 | 0 | NO | 3.6936 | 573.7264 | THOMAS & BETTS | 54108UB |  | 01 | 1 | 2CAC | [7 empty] | 2012-01-07
3204 | 29200000TL | 03483 | EGC018022 | P | 58011558 | 58 | EGTL Spares | Mtce | 51 | 51E | CONNECTOR: ELECTRICAL TERMINAL | STANDARD BARREL LUG,1 AWG COND |  | EA | 100 | 0 | 0 | NO | 3.4657 | 538.3294 | THOMAS & BETTS | 54147UB |  | 01 | 1 | 2CAC | [7 empty] | 2012-01-07
3205 | 29200000TL | 03483 | EG1026005 | P | 58011559 | 58 | EGTL Spares | Mtce | 51 | 51E | CONNECTOR: ELECTRICAL TERMINAL | STANDARD BARREL LUG,1 AWG COND |  | EA | 100 | 0 | 0 | NO | 3.3328 | 517.6811 | THOMAS & BETTS | 54148UB |  | 01 | 1 | 2CAC | [7 empty] | 2012-01-07
3206 | 29200000TL | 03483 | EG1039003 | S | 58011561 | 58 | EGTL Spares | Mtce | 51 | 51E | CONNECTOR: ELECTRICAL TERMINAL | STANDARD BARREL LUG, 1/0 AWG |  | EA | 101 | 0 | 0 | NO | 3.5607 | 553.0781 | THOMAS & BETTS | 54152UB |  | 01 | 1 | 2CAC | [7 empty] | 2012-01-07
3207 | 29200000TL | 03483 | EG1039003 | S | 58011563 | 58 | EGTL Spares | Mtce | 51 | 51E | CONNECTOR: ELECTRICAL TERMINAL | STANDARD BARREL LUG, 1/0 AWG |  | EA | 100 | 0 | 0 | NO | 3.855 | 598.7993 | THOMAS & BETTS | 54109UB |  | 01 | 1 | 2CAC | [7 empty] | 2012-01-07
3208 | 29200000TL | 03483 | EG1026012 | P | 58011564 | 58 | EGTL Spares | Mtce | 51 | 51E | CONNECTOR: ELECTRICAL TERMINAL | STANDARD BARREL LUG, 1/0 AWG |  | EA | 100 | 0 | 0 | NO | 4.2633 | 662.2189 | THOMAS & BETTS | 54155UB |  | 01 | 1 | 2CAC | [7 empty] | 2012-01-07
3209 | 29200000TL | 03483 | EG1039003 | S | 58011565 | 58 | EGTL Spares | Mtce | 51 | 51E | CONNECTOR: ELECTRICAL TERMINAL | STANDARD BARREL LUG, 2/0 AWG |  | EA | 100 | 5 | 10 | NO | 4.231 | 657.2043 | THOMAS & BETTS | 54157UB |  | 01 | 1 | 2CAC | [7 empty] | 2012-01-07
3210 | 29200000TL | 03483 | EG1039003 | S | 58011566 | 58 | EGTL Spares | Mtce | 51 | 51E | CONNECTOR: ELECTRICAL TERMINAL | STANDARD BARREL LUG, 2/0 AWG |  | EA | 100 | 0 | 0 | NO | 4.2063 | 653.3696 | THOMAS & BETTS | 54158UB |  | 01 | 1 | 2CAC | [7 empty] | 2012-01-07
3211 | 29200000TL | 03483 | EG1040020 | S | 58011567 | 58 | EGTL Spares | Mtce | 51 | 51E | CONNECTOR: ELECTRICAL TERMINAL | STANDARD BARREL LUG, 2/0 AWG |  | EA | 100 | 0 | 0 | NO | 4.5007 | 699.0908 | THOMAS & BETTS | 54110UB |  | 01 | 1 | 2CAC | [7 empty] | 2012-01-07
3212 | 29200000TL | 03483 | EG1039003 | S | 58011568 | 58 | EGTL Spares | Mtce | 51 | 51E | CONNECTOR: ELECTRICAL TERMINAL | STANDARD BARREL LUG, 2/0 AWG |  | EA | 89 | 0 | 0 | NO | 4.7191 | 733.0129 | THOMAS & BETTS | 54160UB |  | 01 | 1 | 2CAC | 1CCC | [6 empty] | 2012-01-07 | 2018-05-22
3213 | 29200000TL | 03483 | EGC018022 | P | 58011569 | 58 | EGTL Spares | Mtce | 51 | 51E | CONNECTOR: ELECTRICAL TERMINAL | STANDARD BARREL LUG, 3/0 AWG |  | EA | 20 | 0 | 0 | NO | 5.1179 | 794.9576 | THOMAS & BETTS | 54162UB |  | 01 | 1 | 2CAC | [7 empty] | 2012-01-07
3214 | 29200000TL | 03483 | EG1028012 | S | 58011570 | 58 | EGTL Spares | Mtce | 51 | 51E | CONNECTOR: ELECTRICAL TERMINAL | STANDARD BARREL LUG, 3/0 AWG |  | EA | 20 | 0 | 0 | NO | 5.3078 | 824.4551 | THOMAS & BETTS | 54163UB |  | 01 | 1 | 2CAC | [7 empty] | 2012-01-07
3215 | 29200000TL | 03483 | EGC018022 | P | 58011571 | 58 | EGTL Spares | Mtce | 51 | 51E | CONNECTOR: ELECTRICAL TERMINAL | STANDARD BARREL LUG, 3/0 AWG |  | EA | 20 | 0 | 0 | NO | 5.0324 | 781.6838 | THOMAS & BETTS | 54111UB |  | 01 | 1 | 2CAC | [7 empty] | 2012-01-07
3216 | 29200000TL | 03483 | EG1028002 | S | 58011572 | 58 | EGTL Spares | Mtce | 51 | 51E | CONNECTOR: ELECTRICAL TERMINAL | STANDARD BARREL LUG, 3/0 AWG |  | EA | 20 | 0 | 0 | NO | 5.2293 | 812.268 | THOMAS & BETTS | 54165UB |  | 01 | 1 | 2CAC | [7 empty] | 2012-01-07
3217 | 29200000TL | 03483 | EG1028002 | S | 58011573 | 58 | EGTL Spares | Mtce | 51 | 51E | CONNECTOR: ELECTRICAL TERMINAL | STANDARD BARREL LUG, 4/0 AWG |  | EA | 20 | 0 | 0 | NO | 9.2577 | 1438 | THOMAS & BETTS | 54167UB |  | 01 | 1 | 2CAC | [7 empty] | 2012-01-07
3218 | 29200000TL | 03483 | EG1039011 | S | 58011574 | 58 | EGTL Spares | Mtce | 51 | 51E | CONNECTOR: ELECTRICAL TERMINAL | STANDARD BARREL LUG, 4/0 AWG |  | EA | 20 | 0 | 0 | NO | 5.735 | 890.8245 | THOMAS & BETTS | 54168UB |  | 01 | 1 | 2CAC | [7 empty] | 2012-01-07
3219 | 29200000TL | 03483 | EG1022015 | P | 58011575 | 58 | EGTL Spares | Mtce | 51 | 51E | CONNECTOR: ELECTRICAL TERMINAL | STANDARD BARREL LUG, 4/0 AWG |  | EA | 20 | 1 | 2 | NO | 5.735 | 890.8245 | THOMAS & BETTS | 54112UB |  | 01 | 1 | 2CAC | [7 empty] | 2012-01-07
3220 | 29200000TL | 03483 | EG1028002 | S | 58011576 | 58 | EGTL Spares | Mtce | 51 | 51E | CONNECTOR: ELECTRICAL TERMINAL | STANDARD BARREL LUG, 4/0 AWG |  | EA | 20 | 0 | 0 | NO | 5.735 | 890.8245 | THOMAS & BETTS | 54170UB |  | 01 | 1 | 2CAC | [7 empty] | 2012-01-07
3221 | 29200000TL | 03483 | EG1024011 | P | 58011577 | 58 | EGTL Spares | Mtce | 51 | 51E | CONNECTOR: ELECTRICAL TERMINAL | STANDARD BARREL LUG, 250 MCM |  | EA | 20 | 0 | 0 | NO | 5.4882 | 852.4778 | THOMAS & BETTS | 58161UB |  | 01 | 1 | 2CAC | [7 empty] | 2012-01-07
3222 | 29200000TL | 03483 | EG1026004 | P | 58011579 | 58 | EGTL Spares | Mtce | 51 | 51E | CONNECTOR: ELECTRICAL TERMINAL | STANDARD BARREL LUG, 250 MCM |  | EA | 20 | 0 | 0 | NO | 5.3078 | 824.4551 | THOMAS & BETTS | 58163UB |  | 01 | 1 | 2CAC | [7 empty] | 2012-01-07
3223 | 29200000TL | 03483 | EG1038012 | S | 58011580 | 58 | EGTL Spares | Mtce | 51 | 51E | CONNECTOR: ELECTRICAL TERMINAL | STANDARD BARREL LUG, 250 MCM |  | EA | 20 | 0 | 0 | NO | 5.1368 | 797.9074 | THOMAS & BETTS | 58165UB |  | 01 | 1 | 2CAC | [7 empty] | 2012-01-07
3224 | 29200000TL | 03483 | EG1039013 | S | 58011581 | 58 | EGTL Spares | Mtce | 51 | 51E | CONNECTOR: ELECTRICAL TERMINAL | STANDARD BARREL LUG, 250 MCM |  | EA | 20 | 0 | 0 | NO | 4.4152 | 685.8169 | THOMAS & BETTS | 58166UB |  | 01 | 1 | 2CAC | [7 empty] | 2012-01-07
3225 | 29200000TL | 03483 | EG1024011 | P | 58011582 | 58 | EGTL Spares | Mtce | 51 | 51E | CONNECTOR: ELECTRICAL TERMINAL | STANDARD BARREL LUG, 250 MCM |  | EA | 20 | 0 | 0 | NO | 4.4247 | 687.2918 | THOMAS & BETTS | 54172UB |  | 01 | 1 | 2CAC | [7 empty] | 2012-01-07
3226 | 29200000TL | 03483 | EG1028002 | S | 58011584 | 58 | EGTL Spares | Mtce | 51 | 51E | CONNECTOR: ELECTRICAL TERMINAL | STANDARD BARREL LUG, 250 MCM |  | EA | 20 | 0 | 0 | NO | 6.8555 | 1064.86 | THOMAS & BETTS | 54174UB |  | 01 | 1 | 2CAC | [7 empty] | 2012-01-07
3227 | 29200000TL | 03483 | EG1028004 | S | 58011585 | 58 | EGTL Spares | Mtce | 51 | 51E | CONNECTOR: ELECTRICAL TERMINAL | STANDARD BARREL LUG, 250 MCM |  | EA | 20 | 0 | 0 | NO | 6.732 | 1045.69 | THOMAS & BETTS | 54113UB |  | 01 | 1 | 2CAC | [7 empty] | 2012-01-07
3228 | 29200000TL | 03483 | EG1026004 | S | 58011586 | 58 | EGTL Spares | Mtce | 51 | 51E | CONNECTOR: ELECTRICAL TERMINAL | STANDARD BARREL LUG, 250 MCM |  | EA | 20 | 0 | 0 | NO | 5.735 | 890.8245 | THOMAS & BETTS | 58168UB |  | 01 | 1 | 2CAC | [7 empty] | 2012-01-07
3229 | 29200000TL | 03483 | EG1028002 | S | 58011587 | 58 | EGTL Spares | Mtce | 51 | 51E | CONNECTOR: ELECTRICAL TERMINAL | STANDARD BARREL LUG, 300 MCM |  | EA | 20 | 0 | 0 | NO | 6.6751 | 1036.84 | THOMAS & BETTS | 54178UB |  | 01 | 1 | 2CAC | [7 empty] | 2012-01-07
3230 | 29200000TL | 03483 | EG1026004 | P | 58011589 | 58 | EGTL Spares | Mtce | 51 | 51E | CONNECTOR: ELECTRICAL TERMINAL | STANDARD BARREL LUG, 300 MCM |  | EA | 20 | 0 | 0 | NO | 9.1343 | 1418.83 | THOMAS & BETTS | 54114UB |  | 01 | 1 | 2CAC | [7 empty] | 2012-01-07
3231 | 29200000TL | 03483 | EGC037023 | P | 58011592 | 58 | EGTL Spares | Mtce | 51 | 51E | CONNECTOR: ELECTRICAL TERMINAL | STANDARD BARREL LUG, 350 MCM | COPPER TWO-HOLE LUG, STANDARD BARREL, PEEP HOLE, MAX 35KV, WIRE SIZE #2 AWG, 1/2 IN BOLT SIZE, 1-3/4 IN HOLE SPACING | EA | 20 | 0 | 0 | NO | 14.9696 | 3656.976 | THOMAS & BETTS | 256-30695-112UB |  | 01 | 1 | 2CAC | [7 empty] | 2012-01-07 | 2016-12-20 | 2017-12-20
3232 | 29200000TL | 03483 | EG1026004 | P | 58011593 | 58 | EGTL Spares | Mtce | 51 | 51E | CONNECTOR: ELECTRICAL TERMINAL | STANDARD BARREL LUG, 350 MCM |  | EA | 5 | 0 | 0 | NO | 8.6596 | 1345.09 | THOMAS & BETTS | 54115UB |  | 01 | 1 | 2CAC | [7 empty] | 2012-01-07 | 2016-12-20
3233 | 29200000TL | 03483 | EG1039013 | S | 58011594 | 58 | EGTL Spares | Mtce | 51 | 51E | CONNECTOR: ELECTRICAL TERMINAL | STANDARD BARREL LUG, 350 MCM |  | EA | 20 | 0 | 0 | NO | 9.685 | 1504.37 | THOMAS & BETTS | 54183UB |  | 01 | 1 | 2CAC | [7 empty] | 2012-01-07
3234 | 29200000TL | 03483 | EG1026004 | P | 58011595 | 58 | EGTL Spares | Mtce | 51 | 51E | CONNECTOR: ELECTRICAL TERMINAL | STANDARD BARREL LUG, 350 MCM |  | EA | 20 | 0 | 0 | NO | 10.2072 | 1585.49 | THOMAS & BETTS | 58174UB |  | 01 | 1 | 2CAC | [7 empty] | 2012-01-07
3235 | 29200000TL | 03483 | EG1023004 | P | 58011596 | 58 | EGTL Spares | Mtce | 51 | 51E | CONNECTOR: ELECTRICAL TERMINAL | STANDARD BARREL LUG, 400 MCM |  | EA | 20 | 0 | 0 | NO | 8.9729 | 1393.76 | THOMAS & BETTS | 54116UB |  | 01 | 1 | 2CAC | [7 empty] | 2012-01-07
3236 | 29200000TL | 03483 | EG1024011 | P | 58011597 | 58 | EGTL Spares | Mtce | 51 | 51E | CONNECTOR: ELECTRICAL TERMINAL | STANDARD BARREL LUG, 400 MCM |  | EA | 20 | 0 | 0 | NO | 10.2072 | 1585.49 | THOMAS & BETTS | 54185UB |  | 01 | 1 | 2CAC | [7 empty] | 2012-01-07
3237 | 29200000TL | 03483 | EG1023002 | P | 58011598 | 58 | EGTL Spares | Mtce | 51 | 51E | CONNECTOR: ELECTRICAL TERMINAL | STANDARD BARREL LUG, 400 MCM |  | EA | 20 | 0 | 0 | NO | 10.6445 | 1653.41 | THOMAS & BETTS | 256-30695-1403UB |  | 01 | 1 | 2CAC | [7 empty] | 2012-01-07
3238 | 29200000TL | 03483 | EG1025012 | P | 58011599 | 58 | EGTL Spares | Mtce | 51 | 51E | CONNECTOR: ELECTRICAL TERMINAL | STANDARD BARREL LUG, 400 MCM |  | EA | 20 | 0 | 0 | NO | 7.5106 | 1166.63 | THOMAS & BETTS | 58177UB |  | 01 | 1 | 2CAC | [7 empty] | 2012-01-07
3239 | 29200000TL | 03483 | EG1024004 | P | 58011600 | 58 | EGTL Spares | Mtce | 51 | 51E | CONNECTOR: ELECTRICAL TERMINAL | STANDARD BARREL LUG, 500 MCM |  | EA | 20 | 0 | 0 | NO | 12.5146 | 1943.89 | THOMAS & BETTS | 54118UB |  | 01 | 1 | 2CAC | [7 empty] | 2012-01-07
3240 | 29200000TL | 03483 | EG1029006 | P | 58011602 | 58 | EGTL Spares | Mtce | 51 | 51E | CONNECTOR: ELECTRICAL TERMINAL | STANDARD BARREL LUG, 500 MCM |  | EA | 20 | 0 | 0 | NO | 8.9729 | 1393.76 | THOMAS & BETTS | 58180UB |  | 01 | 1 | 2CAC | [7 empty] | 2012-01-07
3241 | 29200000TL | 03483 | EG1024004 | P | 58011603 | 58 | EGTL Spares | Mtce | 51 | 51E | CONNECTOR: ELECTRICAL TERMINAL | STANDARD BARREL LUG, 600 MCM |  | EA | 10 | 0 | 0 | NO | 21.6773 | 3367.14 | THOMAS & BETTS | 54120UB |  | 01 | 1 | 2CAC | [7 empty] | 2012-01-07
3242 | 29200000TL | 03483 | EG1039013 | S | 58011604 | 58 | EGTL Spares | Mtce | 51 | 51E | CONNECTOR: ELECTRICAL TERMINAL | STANDARD BARREL LUG, 700 MCM |  | EA | 10 | 0 | 0 | NO | 13.0273 | 2023.53 | THOMAS & BETTS | 54122UB |  | 01 | 1 | 2CAC | [7 empty] | 2012-01-07
3243 | 29200000TL | 03483 | EG1028013 | P | 58011605 | 58 | EGTL Spares | Mtce | 51 | 51E | CONNECTOR: ELECTRICAL TERMINAL | STANDARD BARREL LUG, 700 MCM |  | EA | 10 | 0 | 0 | NO | 42.4716 | 6597.12 | THOMAS & BETTS | 256-30695-840UB |  | 01 | 1 | 2CAC | [7 empty] | 2012-01-07
3244 | 29200000TL | 03483 | EG1022011 | P | 58011606 | 58 | EGTL Spares | Mtce | 51 | 51E | CONNECTOR: ELECTRICAL TERMINAL | STANDARD BARREL LUG, 750 MCM |  | EA | 10 | 0 | 0 | NO | 20.3005 | 3153.28 | THOMAS & BETTS | 58182UB |  | 01 | 1 | 2CAC | [7 empty] | 2012-01-07
3245 | 29200000TL | 03483 | EG1025012 | P | 58011607 | 58 | EGTL Spares | Mtce | 51 | 51E | CONNECTOR: ELECTRICAL TERMINAL | STANDARD BARREL LUG, 750 MCM |  | EA | 10 | 1 | 2 | NO | 20.3005 | 3153.28 | THOMAS & BETTS | 54123UB |  | 01 | 1 | 2CAC | [7 empty] | 2012-01-07
3246 | 29200000TL | 03483 | EG1026003 | P | 58011608 | 58 | EGTL Spares | Mtce | 51 | 51E | CONNECTOR: ELECTRICAL TERMINAL | STANDARD BARREL LUG, 750 MCM |  | EA | 10 | 0 | 0 | NO | 22.9782 | 3569.2 | THOMAS & BETTS | 58184UB |  | 01 | 1 | 2CAC | [7 empty] | 2012-01-07
3247 | 29200000TL | 03483 | EG1038013 | S | 58011609 | 58 | EGTL Spares | Mtce | 51 | 51E | CONNECTOR: ELECTRICAL TERMINAL | STANDARD BARREL LUG, 800 MCM |  | EA | 10 | 5 | 10 | NO | 62.2878 | 9675.18 | THOMAS & BETTS | 54124UB |  | 01 | 1 | 2CAC | [7 empty] | 2012-01-07
3248 | 29200000TL | 03483 | EG1038012 | S | 58011610 | 58 | EGTL Spares | Mtce | 51 | 51E | CONNECTOR: ELECTRICAL TERMINAL | STANDARD BARREL LUG, 900 MCM |  | EA | 10 | 1 | 3 | NO | 67.0829 | 10419.99 | THOMAS & BETTS | 54126UB |  | 01 | 1 | 2CAC | [7 empty] | 2012-01-07
3249 | 29200000TL | 03483 | EG1024004 | P | 58011611 | 58 | EGTL Spares | Mtce | 51 | 51E | CONNECTOR: ELECTRICAL TERMINAL | STANDARD BARREL LUG, 1000 MCM |  | EA | 10 | 0 | 0 | NO | 70.2638 | 10914.08 | THOMAS & BETTS | 54128UB |  | 01 | 1 | 2CAC | [7 empty] | 2012-01-07
3250 | 29200000TL | 03483 | EG1038015 | S | 58011612 | 58 | EGTL Spares | Mtce | 51 | 51E | CONNECTOR: ELECTRICAL TERMINAL | STANDARD BARREL LUG, 14-10 AWG |  | EA | 100 | 50 | 100 | NO | 1.4528 | 225.6559 | THOMAS & BETTS | 54201 |  | 01 | 1 | 2CAC | [7 empty] | 2012-01-07
3251 | 29200000TL | 03483 | EG1038012 | S | 58011613 | 58 | EGTL Spares | Mtce | 51 | 51E | CONNECTOR: ELECTRICAL TERMINAL | STANDARD BARREL LUG, 14-10 AWG |  | EA | 100 | 0 | 0 | NO | 5.1274 | 796.4325 | THOMAS & BETTS | 256-30695-1302 |  | 01 | 1 | 2CAC | [7 empty] | 2012-01-07
3252 | 29200000TL | 03483 | EG1039005 | S | 58011614 | 58 | EGTL Spares | Mtce | 51 | 51E | CONNECTOR: ELECTRICAL TERMINAL | STANDARD BARREL LUG,8 AWG COND |  | EA | 100 | 0 | 0 | NO | 1.4528 | 225.6559 | THOMAS & BETTS | 54204 |  | 01 | 1 | 2CAC | [7 empty] | 2012-01-07
3253 | 29200000TL | 03483 | EG1023011 | P | 58011615 | 58 | EGTL Spares | Mtce | 51 | 51E | CONNECTOR: ELECTRICAL TERMINAL | STANDARD BARREL LUG,8 AWG COND |  | EA | 100 | 0 | 0 | NO | 4.5007 | 699.0908 | THOMAS & BETTS | 256-31426-33 |  | 01 | 1 | 2CAC | [7 empty] | 2012-01-07
3254 | 29200000TL | 03483 | EG1039005 | S | 58011617 | 58 | EGTL Spares | Mtce | 51 | 51E | CONNECTOR: ELECTRICAL TERMINAL | STANDARD BARREL LUG,8 AWG COND |  | EA | 100 | 0 | 0 | NO | 1.8515 | 287.6006 | THOMAS & BETTS | 542040410 |  | 01 | 1 | 2CAC | [7 empty] | 2012-01-07
3255 | 29200000TL | 03483 | EG1028002 | S | 58011618 | 58 | EGTL Spares | Mtce | 51 | 51E | CONNECTOR: ELECTRICAL TERMINAL | STANDARD BARREL LUG,8 AWG COND |  | EA | 100 | 0 | 0 | NO | 1.918 | 297.9248 | THOMAS & BETTS | 542040416 |  | 01 | 1 | 2CAC | [7 empty] | 2012-01-07
3256 | 29200000TL | 03483 | EG1028004 | S | 58011619 | 58 | EGTL Spares | Mtce | 51 | 51E | CONNECTOR: ELECTRICAL TERMINAL | STANDARD BARREL LUG,8 AWG COND |  | EA | 100 | 0 | 0 | NO | 3.2093 | 498.5078 | THOMAS & BETTS | 256-30695-1094 |  | 01 | 1 | 2CAC | [7 empty] | 2012-01-07
3257 | 29200000TL | 03483 | EG1028012 | P | 58011620 | 58 | EGTL Spares | Mtce | 51 | 51E | CONNECTOR: ELECTRICAL TERMINAL | STANDARD BARREL LUG,8 AWG COND |  | EA | 100 | 0 | 0 | NO | 2.4023 | 373.1434 | THOMAS & BETTS | 256-30695-251 |  | 01 | 1 | 2CAC | [7 empty] | 2012-01-07
3258 | 29200000TL | 03483 | EG1039013 | S | 58011621 | 58 | EGTL Spares | Mtce | 51 | 51E | CONNECTOR: ELECTRICAL TERMINAL | STANDARD BARREL LUG,6 AWG COND |  | EA | 100 | 0 | 0 | NO | 5.5483 | 861.8238 | THOMAS & BETTS | 256-30695-1070 |  | 01 | 1 | 2CAC | [7 empty] | 2012-01-07
3259 | 29200000TL | 03483 | EG1026004 | P | 58011623 | 58 | EGTL Spares | Mtce | 51 | 51E | CONNECTOR: ELECTRICAL TERMINAL | STANDARD BARREL LUG,6 AWG COND |  | EA | 100 | 0 | 0 | NO | 3.1415 | 487.9663 | THOMAS & BETTS | 256-30695-1183 |  | 01 | 1 | 2CAC | [7 empty] | 2012-01-07
3260 | 29200000TL | 03483 | EG1025012 | P | 58011624 | 58 | EGTL Spares | Mtce | 51 | 51E | CONNECTOR: ELECTRICAL TERMINAL | STANDARD BARREL LUG,6 AWG COND |  | EA | 100 | 1 | 2 | NO | 1.8705 | 290.5504 | THOMAS & BETTS | 54205 |  | 01 | 1 | 2CAC | [7 empty] | 2012-01-07
3261 | 29200000TL | 03483 | EG1028004 | S | 58011625 | 58 | EGTL Spares | Mtce | 51 | 51E | CONNECTOR: ELECTRICAL TERMINAL | STANDARD BARREL LUG,6 AWG COND |  | EA | 100 | 0 | 0 | NO | 3.5322 | 548.6535 | THOMAS & BETTS | 265-30695-1095 |  | 01 | 1 | 2CAC | [7 empty] | 2012-01-07
3262 | 29200000TL | 03483 | EG1023002 | P | 58011627 | 58 | EGTL Spares | Mtce | 51 | 51E | CONNECTOR: ELECTRICAL TERMINAL | STANDARD BARREL LUG,6 AWG COND |  | EA | 100 | 0 | 0 | NO | 2.6112 | 405.5906 | THOMAS & BETTS | 256-30695-372 |  | 01 | 1 | 2CAC | [7 empty] | 2012-01-07
3263 | 29200000TL | 03483 | EG1028004 | S | 58011629 | 58 | EGTL Spares | Mtce | 51 | 51E | CONNECTOR: ELECTRICAL TERMINAL | STANDARD BARREL LUG,6 AWG COND |  | EA | 100 | 0 | 0 | NO | 3.5986 | 558.9776 | THOMAS & BETTS | 256-30695-253 |  | 01 | 1 | 2CAC | [7 empty] | 2012-01-07
3264 | 29200000TL | 03483 | EG1026004 | P | 58011630 | 58 | EGTL Spares | Mtce | 51 | 51E | CONNECTOR: ELECTRICAL TERMINAL | STANDARD BARREL LUG,4 AWG COND |  | EA | 85 | 0 | 0 | NO | 2.0414 | 317.0981 | THOMAS & BETTS | 54206 |  | 01 | 1 | 2CAC | [7 empty] | 2012-01-07 | 2016-12-20
3265 | 29200000TL | 03483 | EG1023011 | P | 58011632 | 58 | EGTL Spares | Mtce | 51 | 51E | CONNECTOR: ELECTRICAL TERMINAL | STANDARD BARREL LUG,4 AWG COND |  | EA | 100 | 0 | 0 | NO | 3.7221 | 578.151 | THOMAS & BETTS | 256-30695-255 |  | 01 | 1 | 2CAC | [7 empty] | 2012-01-07
3266 | 29200000TL | 03483 | EG1039013 | S | 58011633 | 58 | EGTL Spares | Mtce | 51 | 51E | CONNECTOR: ELECTRICAL TERMINAL | STANDARD BARREL LUG,2 AWG COND |  | EA | 50 | 1 | 2 | NO | 2.3358 | 362.8193 | THOMAS & BETTS | 54207 |  | 01 | 1 | 2CAC | [7 empty] | 2012-01-07
3267 | 29200000TL | 03483 | EG1028012 | S | 58011634 | 58 | EGTL Spares | Mtce | 51 | 51E | CONNECTOR: ELECTRICAL TERMINAL | STANDARD BARREL LUG,2 AWG COND |  | EA | 50 | 1 | 2 | NO | 2.7726 | 430.6635 | THOMAS & BETTS | 256-30695-1355 |  | 01 | 1 | 2CAC | [7 empty] | 2012-01-07
3268 | 29200000TL | 03483 | EG1028004 | P | 58011635 | 58 | EGTL Spares | Mtce | 51 | 51E | CONNECTOR: ELECTRICAL TERMINAL | STANDARD BARREL LUG,2 AWG COND |  | EA | 50 | 1 | 2 | NO | 4.7001 | 730.0631 | THOMAS & BETTS | 256-30695-1185 |  | 01 | 1 | 2CAC | [7 empty] | 2012-01-07
3269 | 29200000TL | 03483 | EG1028004 | S | 58011636 | 58 | EGTL Spares | Mtce | 51 | 51E | CONNECTOR: ELECTRICAL TERMINAL | STANDARD BARREL LUG,2 AWG COND |  | EA | 50 | 0 | 0 | NO | 5.6401 | 876.0758 | THOMAS & BETTS | 256-30695-257 |  | 01 | 1 | 2CAC | [7 empty] | 2012-01-07
3270 | 29200000TL | 03483 | EG1038013 | S | 58011637 | 58 | EGTL Spares | Mtce | 51 | 51E | CONNECTOR: ELECTRICAL TERMINAL | STANDARD BARREL LUG,2 AWG COND |  | EA | 51 | 0 | 0 | NO | 7.3777 | 1145.98 | THOMAS & BETTS | 256-30695-1049 |  | 01 | 1 | 2CAC | [7 empty] | 2012-01-07
3271 | 29200000TL | 03483 | EG1028004 | S | 58011638 | 58 | EGTL Spares | Mtce | 51 | 51E | CONNECTOR: ELECTRICAL TERMINAL | STANDARD BARREL LUG,1 AWG COND |  | EA | 50 | 0 | 0 | NO | 3.0384 | 471.96 | THOMAS & BETTS | 54208 |  | 01 | 1 | 2CAC | [7 empty] | 2012-01-07
3272 | 29200000TL | 03483 | EG1038013 | S | 58011639 | 58 | EGTL Spares | Mtce | 51 | 51E | CONNECTOR: ELECTRICAL TERMINAL | STANDARD BARREL LUG,1 AWG COND |  | EA | 50 | 0 | 0 | NO | 6.1053 | 948.3446 | THOMAS & BETTS | 256-30695-1233 |  | 01 | 1 | 2CAC | [7 empty] | 2012-01-07
3273 | 29200000TL | 03483 | EG1024004 | P | 58011640 | 58 | EGTL Spares | Mtce | 51 | 51E | CONNECTOR: ELECTRICAL TERMINAL | STANDARD BARREL LUG,1 AWG COND |  | EA | 50 | 1 | 3 | NO | 6.2288 | 967.518 | THOMAS & BETTS | 256-30695-1236 |  | 01 | 1 | 2CAC | [7 empty] | 2012-01-07
3274 | 29200000TL | 03483 | EG1038013 | S | 58011641 | 58 | EGTL Spares | Mtce | 51 | 51E | CONNECTOR: ELECTRICAL TERMINAL | STANDARD BARREL LUG, 1/0 AWG |  | EA | 50 | 0 | 0 | NO | 11.774 | 1828.85 | THOMAS & BETTS | 256-30695-329 |  | 01 | 1 | 2CAC | [7 empty] | 2012-01-07
3275 | 29200000TL | 03483 | EG1040028 | S | 58011642 | 58 | EGTL Spares | Mtce | 51 | 51E | CONNECTOR: ELECTRICAL TERMINAL | STANDARD BARREL LUG, 1/0 AWG |  | EA | 50 | 0 | 0 | NO | 2.9245 | 454.2615 | THOMAS & BETTS | 54255 |  | 01 | 1 | 2CAC | [7 empty] | 2012-01-07
3276 | 29200000TL | 03483 | EG1038012 | S | 58011643 | 58 | EGTL Spares | Mtce | 51 | 51E | CONNECTOR: ELECTRICAL TERMINAL | STANDARD BARREL LUG, 1/0 AWG |  | EA | 50 | 0 | 0 | NO | 6.5729 | 1020.97 | THOMAS & BETTS | 256-30695-1234 |  | 01 | 1 | 2CAC | [7 empty] | 2012-01-07
3277 | 29200000TL | 03483 | EG1029006 | S | 58011644 | 58 | EGTL Spares | Mtce | 51 | 51E | CONNECTOR: ELECTRICAL TERMINAL | STANDARD BARREL LUG, 1/0 AWG |  | EA | 50 | 2 | 5 | NO | 2.9055 | 451.3118 | THOMAS & BETTS | 54209 |  | 01 | 1 | 2CAC | [7 empty] | 2012-01-07
3278 | 29200000TL | 03483 | EG1038013 | S | 58011645 | 58 | EGTL Spares | Mtce | 51 | 51E | CONNECTOR: ELECTRICAL TERMINAL | STANDARD BARREL LUG, 1/0 AWG |  | EA | 50 | 0 | 0 | NO | 5.6353 | 875.3306 | THOMAS & BETTS | 256-30695-1265 |  | 01 | 1 | 2CAC | [7 empty] | 2012-01-07
3279 | 29200000TL | 03483 | EG1028002 | S | 58011646 | 58 | EGTL Spares | Mtce | 51 | 51E | CONNECTOR: ELECTRICAL TERMINAL | STANDARD BARREL LUG, 1/0 AWG |  | EA | 50 | 2 | 5 | NO | 5.0263 | 780.7367 | THOMAS & BETTS | 256-30695-886 |  | 01 | 1 | 2CAC | [7 empty] | 2012-01-07
3280 | 29200000TL | 03483 | EG1028004 | S | 58011648 | 58 | EGTL Spares | Mtce | 51 | 51E | CONNECTOR: ELECTRICAL TERMINAL | STANDARD BARREL LUG, 2/0 AWG |  | EA | 50 | 0 | 0 | NO | 3.6746 | 570.7766 | THOMAS & BETTS | 54261 |  | 01 | 1 | 2CAC | [7 empty] | 2012-01-07
3281 | 29200000TL | 03483 | EG1038013 | S | 58011649 | 58 | EGTL Spares | Mtce | 51 | 51E | CONNECTOR: ELECTRICAL TERMINAL | STANDARD BARREL LUG, 2/0 AWG |  | EA | 50 | 0 | 0 | NO | 5.4027 | 839.2039 | THOMAS & BETTS | 256-30695-832 |  | 01 | 1 | 2CAC | [7 empty] | 2012-01-07
3282 | 29200000TL | 03483 | EG1028002 | S | 58011650 | 58 | EGTL Spares | Mtce | 51 | 51E | CONNECTOR: ELECTRICAL TERMINAL | STANDARD BARREL LUG, 2/0 AWG |  | EA | 50 | 0 | 0 | NO | 3.3138 | 514.7314 | THOMAS & BETTS | 54210 |  | 01 | 1 | 2CAC | [7 empty] | 2012-01-07
3283 | 29200000TL | 03483 | EG1039011 | S | 58011651 | 58 | EGTL Spares | Mtce | 51 | 51E | CONNECTOR: ELECTRICAL TERMINAL | STANDARD BARREL LUG, 2/0 AWG |  | EA | 50 | 0 | 0 | NO | 3.2853 | 510.3068 | THOMAS & BETTS | 54260 |  | 01 | 1 | 2CAC | [7 empty] | 2012-01-07
3284 | 29200000TL | 03483 | EG1038011 | S | 58011652 | 58 | EGTL Spares | Mtce | 51 | 51E | CONNECTOR: ELECTRICAL TERMINAL | STANDARD BARREL LUG, 3/0 AWG |  | EA | 50 | 0 | 0 | NO | 4.7381 | 735.9626 | THOMAS & BETTS | 54266 |  | 01 | 1 | 2CAC | [7 empty] | 2012-01-07
3285 | 29200000TL | 03483 | EG1028004 | S | 58011653 | 58 | EGTL Spares | Mtce | 51 | 51E | CONNECTOR: ELECTRICAL TERMINAL | STANDARD BARREL LUG, 3/0 AWG |  | EA | 50 | 2 | 5 | NO | 3.8455 | 597.3244 | THOMAS & BETTS | 54211 |  | 01 | 1 | 2CAC | [7 empty] | 2012-01-07
3286 | 29200000TL | 03483 | EG1025004 | P | 58011654 | 58 | EGTL Spares | Mtce | 51 | 51E | CONNECTOR: ELECTRICAL TERMINAL | STANDARD BARREL LUG, 3/0 AWG |  | EA | 41 | 0 | 0 | NO | 4.1968 | 651.8948 | THOMAS & BETTS | 54265 |  | 01 | 1 | 2CAC | [7 empty] | 2012-01-07 | 2016-07-13
3287 | 29200000TL | 03483 | EG1028012 | P | 58011655 | 58 | EGTL Spares | Mtce | 51 | 51E | CONNECTOR: ELECTRICAL TERMINAL | STANDARD BARREL LUG, 4/0 AWG |  | EA | 50 | 2 | 5 | NO | 4.5102 | 700.5656 | THOMAS & BETTS | 54212 |  | 01 | 1 | 2CAC | [7 empty] | 2012-01-07
3288 | 29200000TL | 03483 | EG1038012 | S | 58011657 | 58 | EGTL Spares | Mtce | 51 | 51E | CONNECTOR: ELECTRICAL TERMINAL | STANDARD BARREL LUG, 4/0 AWG |  | EA | 50 | 0 | 0 | NO | 8.3708 | 1300.23 | THOMAS & BETTS | 256-30695-1247 |  | 01 | 1 | 2CAC | [7 empty] | 2012-01-07
3289 | 29200000TL | 03483 | EG1041009 | S | 58011658 | 58 | EGTL Spares | Mtce | 51 | 51E | CONNECTOR: ELECTRICAL TERMINAL | STANDARD BARREL LUG, 4/0 AWG |  | EA | 50 | 0 | 0 | NO | 3.4657 | 538.3294 | THOMAS & BETTS | 256-30695-331 |  | 01 | 1 | 2CAC | [7 empty] | 2012-01-07
3290 | 29200000TL | 03483 | EG1028004 | S | 58011660 | 58 | EGTL Spares | Mtce | 51 | 51E | CONNECTOR: ELECTRICAL TERMINAL | STANDARD BARREL LUG, 250 MCM |  | EA | 20 | 0 | 0 | NO | 5.2983 | 822.9803 | THOMAS & BETTS | 54213 |  | 01 | 1 | 2CAC | [7 empty] | 2012-01-07
3291 | 29200000TL | 03483 | EG1039005 | S | 58011661 | 58 | EGTL Spares | Mtce | 51 | 51E | CONNECTOR: ELECTRICAL TERMINAL | STANDARD BARREL LUG, 250 MCM |  | EA | 20 | 0 | 0 | NO | 4.9849 | 774.3094 | THOMAS & BETTS | 54275 |  | 01 | 1 | 2CAC | [7 empty] | 2012-01-07
3292 | 29200000TL | 03483 | EG1039013 | S | 58011662 | 58 | EGTL Spares | Mtce | 51 | 51E | CONNECTOR: ELECTRICAL TERMINAL | STANDARD BARREL LUG,4/0 AWG |  | EA | 20 | 0 | 0 | NO | 6.4665 | 1004.45 | THOMAS & BETTS | 256-30695-345 |  | 01 | 1 | 2CAC | [7 empty] | 2012-01-07
3293 | 29200000TL | 03483 | EG1024011 | S | 58011663 | 58 | EGTL Spares | Mtce | 51 | 51E | CONNECTOR: ELECTRICAL TERMINAL | STANDARD BARREL LUG,4/0 AWG |  | EA | 20 | 0 | 0 | NO | 9.2387 | 1435.05 | THOMAS & BETTS | 256-30695-835 |  | 01 | 1 | 2CAC | [7 empty] | 2012-01-07
3294 | 29200000TL | 03483 | EG1038012 | S | 58011664 | 58 | EGTL Spares | Mtce | 51 | 51E | CONNECTOR: ELECTRICAL TERMINAL | STANDARD BARREL LUG,4/0 AWG |  | EA | 20 | 0 | 0 | NO | 9.521 | 1478.9 | THOMAS & BETTS | 256-30695-452 |  | 01 | 1 | 2CAC | [7 empty] | 2012-01-07
3295 | 29200000TL | 03483 | EG1040028 | S | 58011665 | 58 | EGTL Spares | Mtce | 51 | 51E | CONNECTOR: ELECTRICAL TERMINAL | STANDARD BARREL LUG,4/0 AWG |  | EA | 20 | 0 | 0 | NO | 5.3837 | 836.2541 | THOMAS & BETTS | 58265 |  | 01 | 1 | 2CAC | [7 empty] | 2012-01-07
3296 | 29200000TL | 03483 | EG1039005 | S | 58011666 | 58 | EGTL Spares | Mtce | 51 | 51E | CONNECTOR: ELECTRICAL TERMINAL | STANDARD BARREL LUG,300 MCM |  | EA | 20 | 0 | 0 | NO | 6.1908 | 961.6185 | THOMAS & BETTS | 54214 |  | 01 | 1 | 2CAC | [7 empty] | 2012-01-07
3297 | 29200000TL | 03483 | EG1039011 | S | 58011667 | 58 | EGTL Spares | Mtce | 51 | 51E | CONNECTOR: ELECTRICAL TERMINAL | STANDARD BARREL LUG,300 MCM |  | EA | 20 | 0 | 0 | NO | 6.0864 | 945.3949 | THOMAS & BETTS | 54280 |  | 01 | 1 | 2CAC | [7 empty] | 2012-01-07
3298 | 29200000TL | 03483 | EG1028002 | S | 58011668 | 58 | EGTL Spares | Mtce | 51 | 51E | CONNECTOR: ELECTRICAL TERMINAL | STANDARD BARREL LUG,350 MCM |  | EA | 20 | 0 | 0 | NO | 10.6061 | 1647.44 | THOMAS & BETTS | 256-30695-332 |  | 01 | 1 | 2CAC | [7 empty] | 2012-01-07
3299 | 29200000TL | 03483 | EG1038012 | S | 58011669 | 58 | EGTL Spares | Mtce | 51 | 51E | CONNECTOR: ELECTRICAL TERMINAL | STANDARD BARREL LUG,350 MCM |  | EA | 20 | 1 | 2 | NO | 15.311 | 2378.26 | THOMAS & BETTS | 256-30695-1240 |  | 01 | 1 | 2CAC | [7 empty] | 2012-01-07
3300 | 29200000TL | 03483 | EG1026003 | P | 58011670 | 58 | EGTL Spares | Mtce | 51 | 51E | CONNECTOR: ELECTRICAL TERMINAL | STANDARD BARREL LUG,350 MCM |  | EA | 20 | 0 | 0 | NO | 6.7035 | 1041.26 | THOMAS & BETTS | 54215 |  | 01 | 1 | 2CAC | [7 empty] | 2012-01-07
3301 | 29200000TL | 03483 | EG1039014 | S | 58011671 | 58 | EGTL Spares | Mtce | 51 | 51E | CONNECTOR: ELECTRICAL TERMINAL | STANDARD BARREL LUG,350 MCM |  | EA | 5 | 10 | 20 | NO | 6.4282 | 998.4904 | THOMAS & BETTS | 54282 |  | 01 | 1 | 2CAC | [7 empty] | 2012-01-07 | 2023-05-06 | [5 empty] | -15 | 1
3302 | 29200000TL | 03483 | EG1039013 | S | 58011672 | 58 | EGTL Spares | Mtce | 51 | 51E | CONNECTOR: ELECTRICAL TERMINAL | STANDARD BARREL LUG,400 MCM |  | EA | 22 | 0 | 0 | NO | 7.1593 | 1112.06 | THOMAS & BETTS | 54216 |  | 01 | 1 | 2CAC | [7 empty] | 2012-01-07
3303 | 29200000TL | 03483 | EG1023011 | P | 58011673 | 58 | EGTL Spares | Mtce | 51 | 51E | CONNECTOR: ELECTRICAL TERMINAL | STANDARD BARREL LUG,400 MCM |  | EA | 20 | 1 | 2 | NO | 8.0993 | 1258.07 | THOMAS & BETTS | 54283 |  | 01 | 1 | 2CAC | [7 empty] | 2012-01-07
3304 | 29200000TL | 03483 | EG1038011 | S | 58011674 | 58 | EGTL Spares | Mtce | 51 | 51E | CONNECTOR: ELECTRICAL TERMINAL | STANDARD BARREL LUG,400 MCM |  | EA | 20 | 0 | 0 | NO | 11.0428 | 1715.28 | THOMAS & BETTS | 256-30695-439 |  | 01 | 1 | 2CAC | [7 empty] | 2012-01-07
3305 | 29200000TL | 03483 | EG1039013 | S | 58011675 | 58 | EGTL Spares | Mtce | 51 | 51E | CONNECTOR: ELECTRICAL TERMINAL | STANDARD BARREL LUG,400 MCM |  | EA | 20 | 0 | 0 | NO | 7.7955 | 1210.87 | THOMAS & BETTS | 58277 |  | 01 | 1 | 2CAC | [7 empty] | 2012-01-07
3306 | 29300000TL | 03483 | EG1026004 | S | 58011676 | 58 | EGTL Spares | Mtce | 51 | 51E | CONNECTOR: ELECTRICAL TERMINAL | STANDARD BARREL LUG,400 MCM |  | EA | 9 | 4 | 7 | YES | 47.33 | 71298.8586 | THOMAS & BETTS | 256-30695-839 |  | 01 | 1 | 2CAC | [7 empty] | 2019-11-01 |  | 2024-01-26
3307 | 29200000TL | 03483 | EG1039012 | S | 58011677 | 58 | EGTL Spares | Mtce | 51 | 51E | CONNECTOR: ELECTRICAL TERMINAL | STANDARD BARREL LUG,500 MCM |  | EA | 20 | 0 | 0 | NO | 9.0203 | 1401.13 | THOMAS & BETTS | 54218 |  | 01 | 1 | 2CAC | [7 empty] | 2012-01-07
3308 | 29300000TL | 03483 | EG1023002 | S | 58011678 | 58 | EGTL Spares | Mtce | 51 | 51E | CONNECTOR: ELECTRICAL TERMINAL | STANDARD BARREL LUG,500 MCM |  | EA | 3 | 2 | 3 | YES | 26.3505 | 10000 | THOMAS & BETTS | 54286 |  | 01 | 1 | 2CAC | 2CAC | [6 empty] | 2019-11-01 |  | 2020-06-20
3309 | 29200000TL | 03483 | EG1038012 | S | 58011679 | 58 | EGTL Spares | Mtce | 51 | 51E | CONNECTOR: ELECTRICAL TERMINAL | STANDARD BARREL LUG,500 MCM |  | EA | 5 | 0 | 0 | NO | 14.7174 | 2286.06 | THOMAS & BETTS | 256-30695-188 |  | 01 | 1 | 2CAC | [7 empty] | 2012-01-07 | 2024-10-03 |  |  |  | -15 | 1
3310 | 29200000TL | 03483 | EG1028012 | S | 58011680 | 58 | EGTL Spares | Mtce | 51 | 51E | CONNECTOR: ELECTRICAL TERMINAL | STANDARD BARREL LUG,600 MCM |  | EA | 10 | 0 | 0 | NO | 13.3596 | 2075.15 | THOMAS & BETTS | 54220 |  | 01 | 1 | 2CAC | [7 empty] | 2012-01-07
3311 | 29200000TL | 03483 | EG1039014 | S | 58011681 | 58 | EGTL Spares | Mtce | 51 | 51E | CONNECTOR: ELECTRICAL TERMINAL | STANDARD BARREL LUG,600 MCM |  | EA | 2 | 0 | 0 | NO | 13.2172 | 2053.03 | THOMAS & BETTS | 54289 |  | 01 | 1 | 2CAC | [7 empty] | 2012-01-07 | 2019-12-27
3312 | 29200000TL | 03483 | EG1038015 | S | 58011682 | 58 | EGTL Spares | Mtce | 51 | 51E | CONNECTOR: ELECTRICAL TERMINAL | STANDARD BARREL LUG,700 MCM |  | EA | 11 | 0 | 0 | NO | 14.0528 | 2182.82 | THOMAS & BETTS | 256-30695-1406 |  | 01 | 1 | 2CAC | [7 empty] | 2012-01-07
3313 | 29200000TL | 03483 | EG1022012 | P | 58011683 | 58 | EGTL Spares | Mtce | 51 | 51E | CONNECTOR: ELECTRICAL TERMINAL | STANDARD BARREL LUG,700 MCM |  | EA | 10 | 0 | 0 | NO | 23.0446 | 3579.52 | THOMAS & BETTS | 256-30695-842 |  | 01 | 1 | 2CAC | [7 empty] | 2012-01-07
3314 | 29200000TL | 03483 | EG1039013 | S | 58011684 | 58 | EGTL Spares | Mtce | 51 | 51E | CONNECTOR: ELECTRICAL TERMINAL | STANDARD BARREL LUG,700 MCM |  | EA | 10 | 0 | 0 | NO | 31.4858 | 4890.69 | THOMAS & BETTS | 256-30695-898 |  | 01 | 1 | 2CAC | [7 empty] | 2012-01-07
3315 | 29200000TL | 03483 | EG1039012 | S | 58011685 | 58 | EGTL Spares | Mtce | 51 | 51E | CONNECTOR: ELECTRICAL TERMINAL | STANDARD BARREL LUG,700 KCMIL |  | EA | 10 | 0 | 0 | NO | 14.4136 | 2238.86 | THOMAS & BETTS | 54291 |  | 01 | 1 | 2CAC | [7 empty] | 2012-01-07
3316 | 29200000TL | 03483 | EG1024004 | P | 58011686 | 58 | EGTL Spares | Mtce | 51 | 51E | CONNECTOR: ELECTRICAL TERMINAL | STANDARD BARREL LUG,700 MCM |  | EA | 10 | 0 | 0 | NO | 13.6635 | 2122.35 | THOMAS & BETTS | 58281 |  | 01 | 1 | 2CAC | [7 empty] | 2012-01-07
3317 | 29200000TL | 03483 | EG1022015 | P | 58011687 | 58 | EGTL Spares | Mtce | 51 | 51E | CONNECTOR: ELECTRICAL TERMINAL | STANDARD BARREL LUG,750 MCM |  | EA | 10 | 0 | 0 | NO | 14.2236 | 2209.36 | THOMAS & BETTS | 256-30695-237 |  | 01 | 1 | 2CAC | [7 empty] | 2012-01-07
3318 | 29200000TL | 03483 | EG1039012 | S | 58011688 | 58 | EGTL Spares | Mtce | 51 | 51E | CONNECTOR: ELECTRICAL TERMINAL | STANDARD BARREL LUG,750 MCM |  | EA | 10 | 0 | 0 | NO | 15.2206 | 2364.22 | THOMAS & BETTS | 54223 |  | 01 | 1 | 2CAC | [7 empty] | 2012-01-07
3319 | 29200000TL | 03483 | EG1039013 | S | 58011690 | 58 | EGTL Spares | Mtce | 51 | 51E | CONNECTOR: ELECTRICAL TERMINAL | STANDARD BARREL LUG,800 MCM |  | EA | 10 | 0 | 0 | NO | 22.0381 | 3423.18 | THOMAS & BETTS | 54224 |  | 01 | 1 | 2CAC | [7 empty] | 2012-01-07
3320 | 29200000TL | 03483 | EG1039013 | S | 58011692 | 58 | EGTL Spares | Mtce | 51 | 51E | CONNECTOR: ELECTRICAL TERMINAL | STANDARD BARREL LUG,900 MCM |  | EA | 10 | 0 | 0 | NO | 23.6808 | 3678.34 | THOMAS & BETTS | 54226 |  | 01 | 1 | 2CAC | [7 empty] | 2012-01-07
3321 | 29200000TL | 03483 | EG1038012 | S | 58011693 | 58 | EGTL Spares | Mtce | 51 | 51E | CONNECTOR: ELECTRICAL TERMINAL | STANDARD BARREL LUG,900 MCM |  | EA | 10 | 0 | 0 | NO | 37.7145 | 5858.2 | THOMAS & BETTS | 256-30695-846 |  | 01 | 1 | 2CAC | [7 empty] | 2012-01-07
3322 | 29200000TL | 03483 | EG1041009 | S | 58011694 | 58 | EGTL Spares | Mtce | 51 | 51E | CONNECTOR: ELECTRICAL TERMINAL | STANDARD BARREL LUG,900 MCM |  | EA | 10 | 0 | 0 | NO | 43.0983 | 6694.46 | THOMAS & BETTS | 256-30695-844 |  | 01 | 1 | 2CAC | [7 empty] | 2012-01-07
3323 | 29200000TL | 03483 | EGC044005 | P | 58011695 | 58 | EGTL Spares | Mtce | 51 | 51E | CONNECTOR: ELECTRICAL TERMINAL | STANDARD BARREL LUG,1000 MCM |  | EA | 7 | 0 | 0 | NO | 75 | 11643.75 | THOMAS & BETTS | 54228 |  | 01 | 1 | 2CAC | [7 empty] | 2012-01-07 |  | 2013-06-03
3324 | 29200000TL | 03483 | EG1038013 | S | 58011696 | 58 | EGTL Spares | Mtce | 51 | 51E | CONNECTOR: ELECTRICAL TERMINAL | MISC ELECTRICAL CONSUMABLES |  | EA | 100 | 0 | 0 | NO | 4.5956 | 713.8395 | THOMAS & BETTS | 256-31426-9 |  | 01 | 1 | 2CAC | [7 empty] | 2012-01-07
3325 | 29200000TL | 03483 | EG1022015 | P | 58011697 | 58 | EGTL Spares | Mtce | 51 | 51E | CONNECTOR: ELECTRICAL TERMINAL | STANDARD BARREL LUG,8 AWG COND |  | EA | 100 | 0 | 0 | NO | 3.4372 | 533.9048 | THOMAS & BETTS | 54204UF |  | 01 | 1 | 2CAC | [7 empty] | 2012-01-07
3326 | 29200000TL | 03483 | EG1024011 | P | 58011698 | 58 | EGTL Spares | Mtce | 51 | 51E | CONNECTOR: ELECTRICAL TERMINAL | STANDARD BARREL LUG,6 AWG COND |  | EA | 100 | 0 | 0 | NO | 2.2029 | 342.171 | THOMAS & BETTS | 256-30695-1183UF |  | 01 | 1 | 2CAC | [7 empty] | 2012-01-07
3327 | 29200000TL | 03483 | EG1028010 | S | 58011699 | 58 | EGTL Spares | Mtce | 51 | 51E | CONNECTOR: ELECTRICAL TERMINAL | STANDARD BARREL LUG,6 AWG COND |  | EA | 100 | 0 | 0 | NO | 3.4657 | 538.3294 | THOMAS & BETTS | 54205UF |  | 01 | 1 | 2CAC | [7 empty] | 2012-01-07
3328 | 29200000TL | 03483 | EG1029006 | S | 58011701 | 58 | EGTL Spares | Mtce | 51 | 51E | CONNECTOR: ELECTRICAL TERMINAL | STANDARD BARREL LUG,4 AWG COND |  | EA | 100 | 0 | 0 | NO | 3.3992 | 528.0053 | THOMAS & BETTS | 54206UF |  | 01 | 1 | 2CAC | [7 empty] | 2012-01-07
3329 | 29200000TL | 03483 | EG1028004 | S | 58011702 | 58 | EGTL Spares | Mtce | 51 | 51E | CONNECTOR: ELECTRICAL TERMINAL | STANDARD BARREL LUG,2 AWG COND |  | EA | 50 | 0 | 0 | NO | 4.2158 | 654.8445 | THOMAS & BETTS | 54207UF |  | 01 | 1 | 2CAC | [7 empty] | 2012-01-07
3330 | 29200000TL | 03483 | EG1038013 | S | 58011703 | 58 | EGTL Spares | Mtce | 51 | 51E | CONNECTOR: ELECTRICAL TERMINAL | STANDARD BARREL LUG,2 AWG COND |  | EA | 50 | 0 | 0 | NO | 8.3747 | 1300.84 | THOMAS & BETTS | 256-30695-257UF |  | 01 | 1 | 2CAC | [7 empty] | 2012-01-07
3331 | 29200000TL | 03483 | EG1028010 | S | 58011704 | 58 | EGTL Spares | Mtce | 51 | 51E | CONNECTOR: ELECTRICAL TERMINAL | STANDARD BARREL LUG,1 AWG COND |  | EA | 50 | 1 | 2 | NO | 2.6206 | 407.0655 | THOMAS & BETTS | 54208UF |  | 01 | 1 | 2CAC | [7 empty] | 2012-01-07
3332 | 29200000TL | 03483 | EG1040007 | S | 58011705 | 58 | EGTL Spares | Mtce | 51 | 51E | CONNECTOR: ELECTRICAL TERMINAL | STANDARD BARREL LUG, 1/0 AWG |  | EA | 49 | 0 | 0 | NO | 5.4597 | 848.0531 | THOMAS & BETTS | 54209UF |  | 01 | 1 | 2CAC | [7 empty] | 2012-01-07
3333 | 29200000TL | 03483 | EG1022015 | P | 58011707 | 58 | EGTL Spares | Mtce | 51 | 51E | CONNECTOR: ELECTRICAL TERMINAL | STANDARD BARREL LUG, 2/0 AWG |  | EA | 50 | 0 | 0 | NO | 10.2547 | 1592.87 | THOMAS & BETTS | 54261UF |  | 01 | 1 | 2CAC | [7 empty] | 2012-01-07
3334 | 29200000TL | 03483 | EG1023011 | P | 58011708 | 58 | EGTL Spares | Mtce | 51 | 51E | CONNECTOR: ELECTRICAL TERMINAL | STANDARD BARREL LUG, 2/0 AWG |  | EA | 50 | 0 | 0 | NO | 6.1433 | 954.2441 | THOMAS & BETTS | 54210UF |  | 01 | 1 | 2CAC | [7 empty] | 2012-01-07
3335 | 29200000TL | 03483 | EG1022005 | P | 58011710 | 58 | EGTL Spares | Mtce | 51 | 51E | CONNECTOR: ELECTRICAL TERMINAL | STANDARD BARREL LUG, 3/0 AWG |  | EA | 50 | 0 | 0 | NO | 7.6245 | 1184.32 | THOMAS & BETTS | 54266UF |  | 01 | 1 | 2CAC | [7 empty] | 2012-01-07
3336 | 29200000TL | 03483 | EG1038012 | S | 58011711 | 58 | EGTL Spares | Mtce | 51 | 51E | CONNECTOR: ELECTRICAL TERMINAL | STANDARD BARREL LUG, 3/0 AWG |  | EA | 50 | 0 | 0 | NO | 6.1053 | 948.3446 | THOMAS & BETTS | 54211UF |  | 01 | 1 | 2CAC | [7 empty] | 2012-01-07
3337 | 29200000TL | 03483 | EG1039013 | S | 58011712 | 58 | EGTL Spares | Mtce | 51 | 51E | CONNECTOR: ELECTRICAL TERMINAL | STANDARD BARREL LUG, 3/0 AWG |  | EA | 50 | 0 | 0 | NO | 12.7234 | 1976.33 | THOMAS & BETTS | 54265UF |  | 01 | 1 | 2CAC | [7 empty] | 2012-01-07
3338 | 29200000TL | 03483 | EG1028012 | P | 58011714 | 58 | EGTL Spares | Mtce | 51 | 51E | CONNECTOR: ELECTRICAL TERMINAL | STANDARD BARREL LUG, 4/0 AWG |  | EA | 50 | 0 | 0 | NO | 8.4696 | 1315.59 | THOMAS & BETTS | 54270UF |  | 01 | 1 | 2CAC | [7 empty] | 2012-01-07
3339 | 29200000TL | 03483 | EG1026012 | P | 58011715 | 58 | EGTL Spares | Mtce | 51 | 51E | CONNECTOR: ELECTRICAL TERMINAL | STANDARD BARREL LUG, 250 MCM |  | EA | 20 | 0 | 0 | NO | 5.4312 | 843.6285 | THOMAS & BETTS | 54213UF |  | 01 | 1 | 2CAC | [7 empty] | 2012-01-07
3340 | 29200000TL | 03483 | EG1022005 | P | 58011716 | 58 | EGTL Spares | Mtce | 51 | 51E | CONNECTOR: ELECTRICAL TERMINAL | STANDARD BARREL LUG, 250 MCM |  | EA | 20 | 0 | 0 | NO | 7.1118 | 1104.68 | THOMAS & BETTS | 54275UF |  | 01 | 1 | 2CAC | [7 empty] | 2012-01-07
3341 | 29200000TL | 03483 | EG1022005 | P | 58011717 | 58 | EGTL Spares | Mtce | 51 | 51E | CONNECTOR: ELECTRICAL TERMINAL | STANDARD BARREL LUG, 4/0 AWG |  | EA | 20 | 0 | 0 | NO | 15.8473 | 2461.57 | THOMAS & BETTS | 256-30695-399UF |  | 01 | 1 | 2CAC | [7 empty] | 2012-01-07
3342 | 29200000TL | 03483 | EG1023004 | P | 58011719 | 58 | EGTL Spares | Mtce | 51 | 51E | CONNECTOR: ELECTRICAL TERMINAL | STANDARD BARREL LUG, 300 MCM |  | EA | 20 | 0 | 0 | NO | 8.6596 | 1345.09 | THOMAS & BETTS | 54214UF |  | 01 | 1 | 2CAC | [7 empty] | 2012-01-07
3343 | 29200000TL | 03483 | EG1022012 | P | 58011720 | 58 | EGTL Spares | Mtce | 51 | 51E | CONNECTOR: ELECTRICAL TERMINAL | STANDARD BARREL LUG,300 MCM |  | EA | 20 | 0 | 0 | NO | 8.5931 | 1334.76 | THOMAS & BETTS | 54280UF |  | 01 | 1 | 2CAC | [7 empty] | 2012-01-07
3344 | 29200000TL | 03483 | EG1040026 | S | 58011721 | 58 | EGTL Spares | Mtce | 51 | 51E | CONNECTOR: ELECTRICAL TERMINAL | STANDARD BARREL LUG, 350 MCM |  | EA | 20 | 0 | 0 | NO | 13.7964 | 2142.99 | THOMAS & BETTS | 54215UF |  | 01 | 1 | 2CAC | [7 empty] | 2012-01-07
3345 | 29200000TL | 03483 | EG1023002 | P | 58011722 | 58 | EGTL Spares | Mtce | 51 | 51E | CONNECTOR: ELECTRICAL TERMINAL | STANDARD BARREL LUG,350 MCM |  | EA | 20 | 0 | 0 | NO | 9.0013 | 1398.18 | THOMAS & BETTS | 54282UF |  | 01 | 1 | 2CAC | [7 empty] | 2012-01-07
3346 | 29200000TL | 03483 | EG1026013 | P | 58011723 | 58 | EGTL Spares | Mtce | 51 | 51E | CONNECTOR: ELECTRICAL TERMINAL | STANDARD BARREL LUG,400 MCM |  | EA | 20 | 0 | 0 | NO | 10.0268 | 1557.47 | THOMAS & BETTS | 54216UF |  | 01 | 1 | 2CAC | [7 empty] | 2012-01-07
3347 | 29200000TL | 03483 | EG1026012 | P | 58011724 | 58 | EGTL Spares | Mtce | 51 | 51E | CONNECTOR: ELECTRICAL TERMINAL | STANDARD BARREL LUG, 400 MCM |  | EA | 20 | 0 | 0 | NO | 9.2292 | 1433.58 | THOMAS & BETTS | 54283UF |  | 01 | 1 | 2CAC | [7 empty] | 2012-01-07
3348 | 29200000TL | 03483 | EG1028012 | S | 58011725 | 58 | EGTL Spares | Mtce | 51 | 51E | CONNECTOR: ELECTRICAL TERMINAL | STANDARD BARREL LUG, 400 MCM |  | EA | 20 | 0 | 0 | NO | 16.0562 | 2494.01 | THOMAS & BETTS | 58277UF |  | 01 | 1 | 2CAC | [7 empty] | 2012-01-07
3349 | 29200000TL | 03483 | EG1024011 | P | 58011726 | 58 | EGTL Spares | Mtce | 51 | 51E | CONNECTOR: ELECTRICAL TERMINAL | STANDARD BARREL LUG, 500 MCM |  | EA | 20 | 0 | 0 | NO | 13.578 | 2109.07 | THOMAS & BETTS | 54218UF |  | 01 | 1 | 2CAC | [7 empty] | 2012-01-07
3350 | 29200000TL | 03483 | EG1028012 | S | 58011727 | 58 | EGTL Spares | Mtce | 51 | 51E | CONNECTOR: ELECTRICAL TERMINAL | STANDARD BARREL LUG, 500 MCM |  | EA | 20 | 0 | 0 | NO | 12.9133 | 2005.83 | THOMAS & BETTS | 54286UF |  | 01 | 1 | 2CAC | [7 empty] | 2012-01-07
3351 | 29200000TL | 03483 | EG1026013 | P | 58011728 | 58 | EGTL Spares | Mtce | 51 | 51E | CONNECTOR: ELECTRICAL TERMINAL | MISC ELECTRICAL CONSUMABLES |  | EA | 10 | 0 | 0 | NO | 12.9608 | 2013.2 | THOMAS & BETTS | 54220UF |  | 01 | 1 | 2CAC | [7 empty] | 2012-01-07
3352 | 29200000TL | 03483 | EG1023002 | P | 58011729 | 58 | EGTL Spares | Mtce | 51 | 51E | CONNECTOR: ELECTRICAL TERMINAL | STANDARD BARREL LUG, 600 MCM |  | EA | 10 | 1 | 2 | NO | 21.288 | 3306.67 | THOMAS & BETTS | 54289UF |  | 01 | 1 | 2CAC | [7 empty] | 2012-01-07
3353 | 29200000TL | 03483 | EG1023002 | P | 58011730 | 58 | EGTL Spares | Mtce | 51 | 51E | CONNECTOR: ELECTRICAL TERMINAL | STANDARD BARREL LUG, 700 MCM |  | EA | 10 | 0 | 0 | NO | 15.2586 | 2370.12 | THOMAS & BETTS | 54291UF |  | 01 | 1 | 2CAC | [7 empty] | 2012-01-07
3354 | 29200000TL | 03483 | EG1022005 | P | 58011731 | 58 | EGTL Spares | Mtce | 51 | 51E | CONNECTOR: ELECTRICAL TERMINAL | STANDARD BARREL LUG, 700 MCM |  | EA | 10 | 0 | 0 | NO | 19.6704 | 3055.4 | THOMAS & BETTS | 58281UF |  | 01 | 1 | 2CAC | [7 empty] | 2012-01-07
3355 | 29200000TL | 03483 | EG1024004 | P | 58011732 | 58 | EGTL Spares | Mtce | 51 | 51E | CONNECTOR: ELECTRICAL TERMINAL | STANDARD BARREL LUG, 750 MCM |  | EA | 10 | 0 | 0 | NO | 46.526 | 7226.89 | THOMAS & BETTS | 256-30695-237UF |  | 01 | 1 | 2CAC | [7 empty] | 2012-01-07
3356 | 29200000TL | 03483 | EG1026013 | P | 58011733 | 58 | EGTL Spares | Mtce | 51 | 51E | CONNECTOR: ELECTRICAL TERMINAL | STANDARD BARREL LUG, 750 MCM |  | EA | 10 | 0 | 0 | NO | 21.307 | 3309.62 | THOMAS & BETTS | 54223UF |  | 01 | 1 | 2CAC | [7 empty] | 2012-01-07
3357 | 29200000TL | 03483 | EG1022015 | P | 58011734 | 58 | EGTL Spares | Mtce | 51 | 51E | CONNECTOR: ELECTRICAL TERMINAL | STANDARD BARREL LUG, 800 MCM |  | EA | 10 | 0 | 0 | NO | 21.8387 | 3392.21 | THOMAS & BETTS | 54224UF |  | 01 | 1 | 2CAC | [7 empty] | 2012-01-07
3358 | 29200000TL | 03483 | EG1039014 | S | 58011735 | 58 | EGTL Spares | Mtce | 51 | 51E | CONNECTOR: ELECTRICAL TERMINAL | STANDARD BARREL LUG, 900 MCM |  | EA | 12 | 0 | 0 | NO | 33.4797 | 5200.41 | THOMAS & BETTS | 54226UF |  | 01 | 1 | 2CAC | [7 empty] | 2012-01-07
3359 | 29200000TL | 03483 | EG1026013 | P | 58011736 | 58 | EGTL Spares | Mtce | 51 | 51E | CONNECTOR: ELECTRICAL TERMINAL | STANDARD BARREL LUG, 1000 MCM |  | EA | 10 | 0 | 0 | NO | 27.3839 | 4253.54 | THOMAS & BETTS | 54228UF |  | 01 | 1 | 2CAC | [7 empty] | 2012-01-07
3360 | 29200000TL | 03483 | EG1028012 | P | 58011738 | 58 | EGTL Spares | Mtce | 51 | 51E | CONNECTOR: ELECTRICAL TERMINAL | STANDARD BARREL LUG, 14-10 AWG |  | EA | 100 | 0 | 0 | NO | 9.4856 | 1473.4 | THOMAS & BETTS | 256-31426-6SPH |  | 01 | 1 | 2CAC | [7 empty] | 2012-01-07
3361 | 29200000TL | 03483 | EG1038005 | S | 58011739 | 58 | EGTL Spares | Mtce | 51 | 51E | CONNECTOR: ELECTRICAL TERMINAL | STANDARD BARREL LUG, 14-10 AWG |  | EA | 100 | 0 | 0 | NO | 3.1334 | 486.7088 | THOMAS & BETTS | 256-31426-6 |  | 01 | 1 | 2CAC | [7 empty] | 2012-01-07
3362 | 29200000TL | 03483 | EG1040006 | S | 58011740 | 58 | EGTL Spares | Mtce | 51 | 51E | CONNECTOR: ELECTRICAL TERMINAL | STANDARD BARREL LUG, 14-10 AWG |  | EA | 100 | 0 | 0 | NO | 9.9413 | 1544.19 | THOMAS & BETTS | 256-31426-6S |  | 01 | 1 | 2CAC | [7 empty] | 2012-01-07
3363 | 29200000TL | 03483 | EG1028002 | S | 58011741 | 58 | EGTL Spares | Mtce | 51 | 51E | CONNECTOR: ELECTRICAL TERMINAL | STANDARD BARREL LUG, 8 AWG |  | EA | 100 | 1 | 2 | NO | 2.4782 | 384.9424 | THOMAS & BETTS | 256-30695-1409 |  | 01 | 1 | 2CAC | [7 empty] | 2012-01-07
3364 | 29200000TL | 03483 | EG1024011 | P | 58011742 | 58 | EGTL Spares | Mtce | 51 | 51E | CONNECTOR: ELECTRICAL TERMINAL | STANDARD BARREL LUG, 8 AWG |  | EA | 100 | 0 | 0 | NO | 2.3073 | 358.3946 | THOMAS & BETTS | 54204UB |  | 01 | 1 | 2CAC | [7 empty] | 2012-01-07
3365 | 29200000TL | 03483 | EG1028010 | S | 58011743 | 58 | EGTL Spares | Mtce | 51 | 51E | CONNECTOR: ELECTRICAL TERMINAL | STANDARD BARREL LUG, 8 AWG |  | EA | 100 | 0 | 0 | NO | 5.3457 | 830.3546 | THOMAS & BETTS | 256-31426-33UB |  | 01 | 1 | 2CAC | [7 empty] | 2012-01-07
3366 | 29200000TL | 03483 | EG1026004 | P | 58011744 | 58 | EGTL Spares | Mtce | 51 | 51E | CONNECTOR: ELECTRICAL TERMINAL | STANDARD BARREL LUG, 8 AWG |  | EA | 100 | 1 | 2 | NO | 2.2029 | 342.171 | THOMAS & BETTS | 256-31426-33UBPH |  | 01 | 1 | 2CAC | [7 empty] | 2012-01-07
3367 | 29200000TL | 03483 | EG1040028 | S | 58011745 | 58 | EGTL Spares | Mtce | 51 | 51E | CONNECTOR: ELECTRICAL TERMINAL | STANDARD BARREL LUG, 6 AWG |  | EA | 100 | 0 | 0 | NO | 2.3833 | 370.1936 | THOMAS & BETTS | 256-30695-1411 |  | 01 | 1 | 2CAC | [7 empty] | 2012-01-07
3368 | 29200000TL | 03483 | EG1028004 | S | 58011746 | 58 | EGTL Spares | Mtce | 51 | 51E | CONNECTOR: ELECTRICAL TERMINAL | STANDARD BARREL LUG, 6 AWG |  | EA | 100 | 0 | 0 | NO | 3.798 | 589.95 | THOMAS & BETTS | 256-30695-1183B |  | 01 | 1 | 2CAC | [7 empty] | 2012-01-07
3369 | 29200000TL | 03483 | EG1038013 | S | 58012147 | 58 | EGTL Spares | Mtce | 51 | 51E | CONNECTOR: ELECTRICAL TERMINAL | STANDARD BARREL LUG, 6 AWG |  | EA | 100 | 0 | 0 | NO | 5.5641 | 864.2768 | THOMAS & BETTS | 256-30695-1356 |  | 01 | 1 | 2CAC | [7 empty] | 2012-01-07
3370 | 29200000TL | 03483 | EG1025012 | P | 58012148 | 58 | EGTL Spares | Mtce | 51 | 51E | CONNECTOR: ELECTRICAL TERMINAL | STANDARD BARREL LUG, 6 AWG |  | EA | 100 | 1 | 2 | NO | 3.5227 | 547.1786 | THOMAS & BETTS | 54205UB |  | 01 | 1 | 2CAC | [7 empty] | 2012-01-07
3371 | 29200000TL | 03483 | EG1023002 | P | 58012149 | 58 | EGTL Spares | Mtce | 51 | 51E | CONNECTOR: ELECTRICAL TERMINAL | STANDARD BARREL LUG, 6 AWG |  | EA | 100 | 0 | 0 | NO | 2.4497 | 380.5178 | THOMAS & BETTS | 256-30695-252UB |  | 01 | 1 | 2CAC | [7 empty] | 2012-01-07
3372 | 29200000TL | 03483 | EG1022005 | P | 58012150 | 58 | EGTL Spares | Mtce | 51 | 51E | CONNECTOR: ELECTRICAL TERMINAL | STANDARD BARREL LUG, 4 AWG |  | EA | 100 | 50 | 100 | NO | 3.9879 | 619.4475 | THOMAS & BETTS | 54206UB |  | 01 | 1 | 2CAC | [7 empty] | 2012-01-07
3373 | 29200000TL | 03483 | EG1022012 | P | 58012152 | 58 | EGTL Spares | Mtce | 51 | 51E | CONNECTOR: ELECTRICAL TERMINAL | STANDARD BARREL LUG, 1 AWG |  | EA | 50 | 0 | 0 | NO | 4.4057 | 684.342 | THOMAS & BETTS | 54208UB |  | 01 | 1 | 2CAC | [7 empty] | 2012-01-07
3374 | 29200000TL | 03483 | EG1038012 | S | 58012153 | 58 | EGTL Spares | Mtce | 51 | 51E | CONNECTOR: ELECTRICAL TERMINAL | STANDARD BARREL LUG, 1/0 AWG |  | EA | 50 | 25 | 50 | NO | 4.6906 | 728.5883 | THOMAS & BETTS | 54209UB |  | 01 | 1 | 2CAC | [7 empty] | 2012-01-07
3375 | 29200000TL | 03483 | EG1038011 | S | 58012155 | 58 | EGTL Spares | Mtce | 51 | 51E | CONNECTOR: ELECTRICAL TERMINAL | STANDARD BARREL LUG, 2/0 AWG |  | EA | 50 | 0 | 0 | NO | 5.1463 | 799.3823 | THOMAS & BETTS | 54261UB |  | 01 | 1 | 2CAC | [7 empty] | 2012-01-07
3376 | 29200000TL | 03483 | EG1024004 | P | 58012156 | 58 | EGTL Spares | Mtce | 51 | 51E | CONNECTOR: ELECTRICAL TERMINAL | STANDARD BARREL LUG, 2/0 AWG |  | EA | 50 | 0 | 0 | NO | 5.3647 | 833.3044 | THOMAS & BETTS | 54210UB |  | 01 | 1 | 2CAC | [7 empty] | 2012-01-07
3377 | 29200000TL | 03483 | EG1028004 | S | 58012157 | 58 | EGTL Spares | Mtce | 51 | 51E | CONNECTOR: ELECTRICAL TERMINAL | STANDARD BARREL LUG, 2/0 AWG | CONNECTOR: ELECTRICAL TERMINAL. | EA | 60 | 0 | 0 | NO | 24.4262 | 6643.3628 | THOMAS & BETTS | 54260UB |  | 01 | 1 | 2CAC | 1BBB | [6 empty] | 2012-01-07 | 2018-05-22 | 2019-05-23
3378 | 29200000TL | 03483 | EG1029006 | S | 58012158 | 58 | EGTL Spares | Mtce | 51 | 51E | CONNECTOR: ELECTRICAL TERMINAL | STANDARD BARREL LUG, 3/0 AWG |  | EA | 50 | 2 | 5 | NO | 6.3142 | 980.7919 | THOMAS & BETTS | 54266UB |  | 01 | 1 | 2CAC | [7 empty] | 2012-01-07
3379 | 29200000TL | 03483 | EG1039013 | S | 58012159 | 58 | EGTL Spares | Mtce | 51 | 51E | CONNECTOR: ELECTRICAL TERMINAL | STANDARD BARREL LUG, 3/0 AWG |  | EA | 50 | 0 | 0 | NO | 5.3932 | 837.729 | THOMAS & BETTS | 54211UB |  | 01 | 1 | 2CAC | [7 empty] | 2012-01-07
3380 | 29200000TL | 03483 | EG1039012 | S | 58012160 | 58 | EGTL Spares | Mtce | 51 | 51E | CONNECTOR: ELECTRICAL TERMINAL | STANDARD BARREL LUG, 3/0 AWG |  | EA | 50 | 0 | 0 | NO | 5.868 | 911.4728 | THOMAS & BETTS | 54265UB |  | 01 | 1 | 2CAC | [7 empty] | 2012-01-07
3381 | 29200000TL | 03483 | EG1022005 | P | 58012161 | 58 | EGTL Spares | Mtce | 51 | 51E | CONNECTOR: ELECTRICAL TERMINAL | STANDARD BARREL LUG, 4/0 AWG |  | EA | 50 | 0 | 0 | NO | 5.0894 | 790.533 | THOMAS & BETTS | 54212UB |  | 01 | 1 | 2CAC | [7 empty] | 2012-01-07
3382 | 29200000TL | 03483 | EG1038012 | S | 58012162 | 58 | EGTL Spares | Mtce | 51 | 51E | CONNECTOR: ELECTRICAL TERMINAL | STANDARD BARREL LUG, 4/0 AWG |  | EA | 50 | 2 | 5 | NO | 9.2292 | 1433.58 | THOMAS & BETTS | 54270UB |  | 01 | 1 | 2CAC | [7 empty] | 2012-01-07
3383 | 29200000TL | 03483 | EG1026013 | P | 58012163 | 58 | EGTL Spares | Mtce | 51 | 51E | CONNECTOR: ELECTRICAL TERMINAL | STANDARD BARREL LUG, 250 MCM |  | EA | 20 | 0 | 0 | NO | 6.3332 | 983.7416 | THOMAS & BETTS | 54213UB |  | 01 | 1 | 2CAC | [7 empty] | 2012-01-07
3384 | 29200000TL | 03483 | EG1025004 | P | 58012164 | 58 | EGTL Spares | Mtce | 51 | 51E | CONNECTOR: ELECTRICAL TERMINAL | STANDARD BARREL LUG, 250 MCM |  | EA | 20 | 0 | 0 | NO | 6.9789 | 1084.03 | THOMAS & BETTS | 54275UB |  | 01 | 1 | 2CAC | [7 empty] | 2012-01-07
3385 | 29200000TL | 03483 | EG1022015 | P | 58012165 | 58 | EGTL Spares | Mtce | 51 | 51E | CONNECTOR: ELECTRICAL TERMINAL | STANDARD BARREL LUG, 4/0 AWG |  | EA | 20 | 0 | 0 | NO | 16.2271 | 2520.56 | THOMAS & BETTS | 256-30695-399UB |  | 01 | 1 | 2CAC | [7 empty] | 2012-01-07
3386 | 29200000TL | 03483 | EG1022005 | P | 58012166 | 58 | EGTL Spares | Mtce | 51 | 51E | CONNECTOR: ELECTRICAL TERMINAL | STANDARD BARREL LUG, 4/0 AWG |  | EA | 20 | 1 | 2 | NO | 9.3242 | 1448.33 | THOMAS & BETTS | 58265UB |  | 01 | 1 | 2CAC | [7 empty] | 2012-01-07
3387 | 29200000TL | 03483 | EG1022011 | P | 58012167 | 58 | EGTL Spares | Mtce | 51 | 51E | CONNECTOR: ELECTRICAL TERMINAL | STANDARD BARREL LUG, 300 MCM |  | EA | 20 | 0 | 0 | NO | 29.1025 | 4520.49 | THOMAS & BETTS | 54214UB |  | 01 | 1 | 2CAC | [7 empty] | 2012-01-07
3388 | 29200000TL | 03483 | EG1026012 | P | 58012168 | 58 | EGTL Spares | Mtce | 51 | 51E | CONNECTOR: ELECTRICAL TERMINAL | STANDARD BARREL LUG,300 MCM |  | EA | 11 | 10 | 20 | NO | 8.8779 | 1379.01 | THOMAS & BETTS | 54280UB |  | 01 | 1 | 2CAC | [7 empty] | 2012-01-07 | 2016-07-13
3389 | 29200000TL | 03483 | EG1026013 | P | 58012169 | 58 | EGTL Spares | Mtce | 51 | 51E | CONNECTOR: ELECTRICAL TERMINAL | STANDARD BARREL LUG,350 MCM |  | EA | 20 | 1 | 2 | NO | 9.3906 | 1458.65 | THOMAS & BETTS | 54215UB |  | 01 | 1 | 2CAC | [7 empty] | 2012-01-07
3390 | 29200000TL | 03483 | EG1039013 | S | 58012170 | 58 | EGTL Spares | Mtce | 51 | 51E | CONNECTOR: ELECTRICAL TERMINAL | STANDARD BARREL LUG,350 MCM | CONNECTOR: ELECTRICAL TERMINAL | EA | 20 | 0 | 0 | NO | 11.2317 | 2764.6775 | THOMAS & BETTS | 54282UB |  | 01 | 1 | 2CAC | 1CCC | [6 empty] | 2012-01-07 | 2018-05-22 | 2019-05-07
3391 | 29200000TL | 03483 | EG1039012 | S | 58012172 | 58 | EGTL Spares | Mtce | 51 | 51E | CONNECTOR: ELECTRICAL TERMINAL | STANDARD BARREL LUG,400 MCM |  | EA | 20 | 0 | 0 | NO | 15.1922 | 2359.8 | THOMAS & BETTS | 54283UB |  | 01 | 1 | 2CAC | [7 empty] | 2012-01-07
3392 | 29200000TL | 03483 | EG1023011 | P | 58012173 | 58 | EGTL Spares | Mtce | 51 | 51E | CONNECTOR: ELECTRICAL TERMINAL | STANDARD BARREL LUG,400 MCM |  | EA | 20 | 0 | 0 | NO | 12.657 | 1966.01 | THOMAS & BETTS | 58277UB |  | 01 | 1 | 2CAC | [7 empty] | 2012-01-07
3393 | 29200000TL | 03483 | EG1038015 | S | 58012174 | 58 | EGTL Spares | Mtce | 51 | 51E | CONNECTOR: ELECTRICAL TERMINAL | STANDARD BARREL LUG,500 MCM |  | EA | 20 | 0 | 0 | NO | 12.6285 | 1961.58 | THOMAS & BETTS | 54218UB |  | 01 | 1 | 2CAC | [7 empty] | 2012-01-07
3394 | 29200000TL | 03483 | EG1022005 | P | 58012175 | 58 | EGTL Spares | Mtce | 51 | 51E | CONNECTOR: ELECTRICAL TERMINAL | STANDARD BARREL LUG,500 MCM |  | EA | 20 | 0 | 0 | NO | 14.8503 | 2306.7 | THOMAS & BETTS | 54286UB |  | 01 | 1 | 2CAC | [7 empty] | 2012-01-07
3395 | 29200000TL | 03483 | EG1038012 | S | 58012177 | 58 | EGTL Spares | Mtce | 51 | 51E | CONNECTOR: ELECTRICAL TERMINAL | STANDARD BARREL LUG,600 MCM |  | EA | 20 | 0 | 0 | NO | 18.4965 | 2873.06 | THOMAS & BETTS | 54220UB |  | 01 | 1 | 2CAC | [7 empty] | 2012-01-07
3396 | 29200000TL | 03483 | EG1026013 | P | 58012178 | 58 | EGTL Spares | Mtce | 51 | 51E | CONNECTOR: ELECTRICAL TERMINAL | STANDARD BARREL LUG,600 MCM |  | EA | 20 | 0 | 0 | NO | 18.5155 | 2876.01 | THOMAS & BETTS | 54289UB |  | 01 | 1 | 2CAC | [7 empty] | 2012-01-07
3397 | 29200000TL | 03483 | EG1024004 | P | 58012179 | 58 | EGTL Spares | Mtce | 51 | 51E | CONNECTOR: ELECTRICAL TERMINAL | STANDARD BARREL LUG,700 MCM |  | EA | 20 | 0 | 0 | NO | 21.364 | 3318.47 | THOMAS & BETTS | 54291UB |  | 01 | 1 | 2CAC | [7 empty] | 2012-01-07
3398 | 29200000TL | 03483 | EG1023002 | P | 58012180 | 58 | EGTL Spares | Mtce | 51 | 51E | CONNECTOR: ELECTRICAL TERMINAL | STANDARD BARREL LUG,700 MCM |  | EA | 20 | 1 | 3 | NO | 18.5724 | 2884.86 | THOMAS & BETTS | 58281UB |  | 01 | 1 | 2CAC | [7 empty] | 2012-01-07
3399 | 29200000TL | 03483 | EG1026013 | P | 58012181 | 58 | EGTL Spares | Mtce | 51 | 51E | CONNECTOR: ELECTRICAL TERMINAL | STANDARD BARREL LUG,750 MCM |  | EA | 20 | 0 | 0 | NO | 21.307 | 3309.62 | THOMAS & BETTS | 54223UB |  | 01 | 1 | 2CAC | [7 empty] | 2012-01-07
3400 | 29200000TL | 03483 | EG1040019 | S | 58012182 | 58 | EGTL Spares | Mtce | 51 | 51E | CONNECTOR: ELECTRICAL TERMINAL | STANDARD BARREL LUG,800 MCM |  | EA | 20 | 0 | 0 | NO | 33.4797 | 5200.41 | THOMAS & BETTS | 54224UB |  | 01 | 1 | 2CAC | [7 empty] | 2012-01-07
3401 | 29200000TL | 03483 | EG1023016 | P | 58012183 | 58 | EGTL Spares | Mtce | 51 | 51E | CONNECTOR: ELECTRICAL TERMINAL | STANDARD BARREL LUG,900 MCM |  | EA | 20 | 0 | 0 | NO | 33.4797 | 5200.41 | THOMAS & BETTS | 54226UB |  | 01 | 1 | 2CAC | [7 empty] | 2012-01-07
3402 | 29200000TL | 03483 | EG1026003 | P | 58012184 | 58 | EGTL Spares | Mtce | 51 | 51E | CONNECTOR: ELECTRICAL TERMINAL | STANDARD BARREL LUG,1000 MCM |  | EA | 20 | 3 | 6 | NO | 41.0378 | 6374.41 | THOMAS & BETTS | 54228UB |  | 01 | 1 | 2CAC | [7 empty] | 2012-01-07
3403 | 29200000TL | 03483 | EG1041009 | S | 58012185 | 58 | EGTL Spares | Mtce | 51 | 51E | CONNECTOR: ELECTRICAL TERMINAL | STANDARD BARREL NARROW TONGUE |  | EA | 100 | 50 | 100 | NO | 0.94 | 146.0126 | THOMAS & BETTS | 54138NT |  | 01 | 1 | 2CAC | [7 empty] | 2012-01-07
3404 | 29200000TL | 03483 | EG1042011 | S | 58012186 | 58 | EGTL Spares | Mtce | 51 | 51E | CONNECTOR: ELECTRICAL TERMINAL | STANDARD BARREL NARROW TONGUE |  | EA | 100 | 0 | 0 | NO | 1.88 | 292.0253 | THOMAS & BETTS | 54107NT |  | 01 | 1 | 2CAC | [7 empty] | 2012-01-07
3405 | 29200000TL | 03483 | EG1042007 | S | 58012187 | 58 | EGTL Spares | Mtce | 51 | 51E | CONNECTOR: ELECTRICAL TERMINAL | STANDARD BARREL NARROW TONGUE |  | EA | 100 | 0 | 0 | NO | 2.1364 | 331.8469 | THOMAS & BETTS | 54108NT |  | 01 | 1 | 2CAC | [7 empty] | 2012-01-07
3406 | 29200000TL | 03483 | EG1024011 | P | 58012188 | 58 | EGTL Spares | Mtce | 51 | 51E | CONNECTOR: ELECTRICAL TERMINAL | STANDARD BARREL NARROW TONGUE |  | EA | 100 | 0 | 0 | NO | 2.3358 | 362.8193 | THOMAS & BETTS | 54152NT |  | 01 | 1 | 2CAC | [7 empty] | 2012-01-07
3407 | 29200000TL | 03483 | EG1039002 | S | 58012189 | 58 | EGTL Spares | Mtce | 51 | 51E | CONNECTOR: ELECTRICAL TERMINAL | STANDARD BARREL NARROW TONGUE |  | EA | 100 | 0 | 0 | NO | 2.4592 | 381.9926 | THOMAS & BETTS | 54157NT |  | 01 | 1 | 2CAC | [7 empty] | 2012-01-07
3408 | 29200000TL | 03483 | EG1039006 | S | 58012190 | 58 | EGTL Spares | Mtce | 51 | 51E | CONNECTOR: ELECTRICAL TERMINAL | STANDARD BARREL NARROW TONGUE |  | EA | 50 | 0 | 0 | NO | 2.915 | 452.7866 | THOMAS & BETTS | 54162NT |  | 01 | 1 | 2CAC | [7 empty] | 2012-01-07
3409 | 29200000TL | 03483 | EG1042009 | S | 58012191 | 58 | EGTL Spares | Mtce | 51 | 51E | CONNECTOR: ELECTRICAL TERMINAL | STANDARD BARREL NARROW TONGUE |  | EA | 50 | 0 | 0 | NO | 3.2948 | 511.7816 | THOMAS & BETTS | 54167NT |  | 01 | 1 | 2CAC | [7 empty] | 2012-01-07
3410 | 29200000TL | 03483 | EG1030010 | S | 58012192 | 58 | EGTL Spares | Mtce | 51 | 51E | CONNECTOR: ELECTRICAL TERMINAL | STANDARD BARREL NARROW TONGUE |  | EA | 20 | 0 | 0 | NO | 4.0259 | 625.347 | THOMAS & BETTS | 54172NT |  | 01 | 1 | 2CAC | [7 empty] | 2012-01-07
3411 | 29200000TL | 03483 | EG1042007 | S | 58012193 | 58 | EGTL Spares | Mtce | 51 | 51E | CONNECTOR: ELECTRICAL TERMINAL | STANDARD BARREL NARROW TONGUE |  | EA | 20 | 0 | 0 | NO | 4.4627 | 693.1913 | THOMAS & BETTS | 54178NT04 |  | 01 | 1 | 2CAC | [7 empty] | 2012-01-07
3412 | 29200000TL | 03483 | EG1042012 | S | 58012195 | 58 | EGTL Spares | Mtce | 51 | 51E | CONNECTOR: ELECTRICAL TERMINAL | STANDARD BARREL NARROW TONGUE |  | EA | 20 | 0 | 0 | NO | 4.6241 | 718.2641 | THOMAS & BETTS | 54115NT06 |  | 01 | 1 | 2CAC | [7 empty] | 2012-01-07
3413 | 29200000TL | 03483 | EG1042010 | S | 58012196 | 58 | EGTL Spares | Mtce | 51 | 51E | CONNECTOR: ELECTRICAL TERMINAL | STANDARD BARREL NARROW TONGUE |  | EA | 20 | 1 | 3 | NO | 6.5896 | 1023.56 | THOMAS & BETTS | 54118NT |  | 01 | 1 | 2CAC | [7 empty] | 2012-01-07
3414 | 29200000TL | 03483 | EG1041009 | S | 58012197 | 58 | EGTL Spares | Mtce | 51 | 51E | CONNECTOR: ELECTRICAL TERMINAL | STANDARD BARREL NARROW TONGUE |  | EA | 10 | 1 | 2 | NO | 14.575 | 2263.93 | THOMAS & BETTS | 54123NT08 |  | 01 | 1 | 2CAC | [7 empty] | 2012-01-07
3415 | 29200000TL | 03483 | EG1028004 | S | 58012198 | 58 | EGTL Spares | Mtce | 51 | 51E | CONNECTOR: ELECTRICAL TERMINAL | STANDARD BARREL NARROW TONGUE |  | EA | 10 | 0 | 0 | NO | 14.575 | 2263.93 | THOMAS & BETTS | 54123NT |  | 01 | 1 | 2CAC | [7 empty] | 2012-01-07
3416 | 29200000TL | 03483 | EG1028010 | S | 58012199 | 58 | EGTL Spares | Mtce | 51 | 51E | CONNECTOR: ELECTRICAL TERMINAL | STANDARD BARREL NARROW TONGUE |  | EA | 10 | 1 | 2 | NO | 39.6895 | 6164.98 | THOMAS & BETTS | 54879NT |  | 01 | 1 | 2CAC | [7 empty] | 2012-01-07
3417 | 29200000TL | 03483 | EG1039012 | S | 58012200 | 58 | EGTL Spares | Mtce | 51 | 51E | CONNECTOR: ELECTRICAL TERMINAL | STANDARD BARREL NARROW TONGUE |  | EA | 10 | 0 | 0 | NO | 18.3255 | 2846.51 | THOMAS & BETTS | 58825NT |  | 01 | 1 | 2CAC | [7 empty] | 2012-01-07
3418 | 29200000TL | 03483 | EG1041003 | S | 58012201 | 58 | EGTL Spares | Mtce | 51 | 51E | CONNECTOR: ELECTRICAL TERMINAL | STANDARD BARREL NARROW TONGUE |  | EA | 10 | 0 | 0 | NO | 43.3736 | 6737.23 | THOMAS & BETTS | 58825NT0828 |  | 01 | 1 | 2CAC | [7 empty] | 2012-01-07
3419 | 29200000TL | 03483 | EG1038013 | S | 58012202 | 58 | EGTL Spares | Mtce | 51 | 51E | CONNECTOR: ELECTRICAL TERMINAL | LONG BARREL LUG,14-10 AWG COND |  | EA | 183 | 0 | 0 | NO | 1.5097 | 234.5051 | AALL AMERICAN FASTENERS. | 54901BE |  | 01 | 1 | 2CAC | [7 empty] | 2012-01-07 | 2018-07-23
3420 | 29200000TL | 03483 | EG1041004 | S | 58012203 | 58 | EGTL Spares | Mtce | 51 | 51E | CONNECTOR: ELECTRICAL TERMINAL | LONG BARREL LUG,8 AWG COND |  | EA | 200 | 10 | 20 | NO | 0.7311 | 113.5654 | THOMAS & BETTS | 54929BE |  | 01 | 1 | 2CAC | [7 empty] | 2012-01-07
3421 | 29200000TL | 03483 | EG1026005 | P | 58012204 | 58 | EGTL Spares | Mtce | 51 | 51E | CONNECTOR: ELECTRICAL TERMINAL | LONG BARREL LUG,8 AWG COND |  | EA | 200 | 0 | 0 | NO | 0.6931 | 107.6659 | THOMAS & BETTS | 54930BE |  | 01 | 1 | 2CAC | [7 empty] | 2012-01-07
3422 | 29200000TL | 03483 | EG1041008 | S | 58012205 | 58 | EGTL Spares | Mtce | 51 | 51E | CONNECTOR: ELECTRICAL TERMINAL | LONG BARREL LUG,6 AWG COND |  | EA | 200 | 10 | 20 | NO | 0.9685 | 150.4373 | THOMAS & BETTS | 54904BE |  | 01 | 1 | 2CAC | [7 empty] | 2012-01-07
3423 | 29200000TL | 03483 | EG1042007 | S | 58012206 | 58 | EGTL Spares | Mtce | 51 | 51E | CONNECTOR: ELECTRICAL TERMINAL | :LONG BARREL LUG,6 AWG COND |  | EA | 200 | 2 | 4 | NO | 0.7311 | 113.5654 | THOMAS & BETTS | 54905BE |  | 01 | 1 | 2CAC | [7 empty] | 2012-01-07
3424 | 29200000TL | 03483 | EG1038012 | S | 58012207 | 58 | EGTL Spares | Mtce | 51 | 51E | CONNECTOR: ELECTRICAL TERMINAL | LONG BARREL LUG,4 AWG COND |  | EA | 200 | 0 | 0 | NO | 0.9875 | 153.387 | THOMAS & BETTS | 54908BE |  | 01 | 1 | 2CAC | [7 empty] | 2012-01-07
3425 | 29200000TL | 03483 | EG1028003 | P | 58012208 | 58 | EGTL Spares | Mtce | 51 | 51E | CONNECTOR: ELECTRICAL TERMINAL | LONG BARREL LUG,4 AWG COND |  | EA | 100 | 0 | 0 | NO | 1.016 | 157.8116 | THOMAS & BETTS | 54906BE |  | 01 | 1 | 2CAC | [7 empty] | 2012-01-07
3426 | 29200000TL | 03483 | EG1041003 | S | 58012209 | 58 | EGTL Spares | Mtce | 51 | 51E | CONNECTOR: ELECTRICAL TERMINAL | LONG BARREL LUG,2-3 AWG COND |  | EA | 101 | 5 | 10 | NO | 2.0794 | 322.9976 | THOMAS & BETTS | 54933BE |  | 01 | 1 | 2CAC | [7 empty] | 2012-01-07
3427 | 29200000TL | 03483 | EG1030003 | P | 58012210 | 58 | EGTL Spares | Mtce | 51 | 51E | CONNECTOR: ELECTRICAL TERMINAL | LONG BARREL LUG,2-3 AWG COND |  | EA | 100 | 0 | 0 | NO | 1.956 | 303.8243 | THOMAS & BETTS | 54942BE |  | 01 | 1 | 2CAC | [7 empty] | 2012-01-07
3428 | 29200000TL | 03483 | EG1042004 | S | 58012211 | 58 | EGTL Spares | Mtce | 51 | 51E | CONNECTOR: ELECTRICAL TERMINAL | LONG BARREL LUG,1 AWG COND |  | EA | 100 | 5 | 10 | NO | 2.0794 | 322.9976 | THOMAS & BETTS | 54945BE |  | 01 | 1 | 2CAC | [7 empty] | 2012-01-07
3429 | 29200000TL | 03483 | EG1028010 | S | 58012212 | 58 | EGTL Spares | Mtce | 51 | 51E | CONNECTOR: ELECTRICAL TERMINAL | LONG BARREL LUG,1 AWG COND |  | EA | 100 | 0 | 0 | NO | 2.1364 | 331.8469 | THOMAS & BETTS | 54947BE |  | 01 | 1 | 2CAC | [7 empty] | 2012-01-07
3430 | 29200000TL | 03483 | EG1042014 | S | 58012213 | 58 | EGTL Spares | Mtce | 51 | 51E | CONNECTOR: ELECTRICAL TERMINAL | LONG BARREL LUG,1/0 AWG COND |  | EA | 100 | 2 | 4 | NO | 3.5227 | 547.1786 | THOMAS & BETTS | 54946BE |  | 01 | 1 | 2CAC | [7 empty] | 2012-01-07
3431 | 29200000TL | 03483 | EG1041004 | S | 58012214 | 58 | EGTL Spares | Mtce | 51 | 51E | CONNECTOR: ELECTRICAL TERMINAL | LONG BARREL LUG,1/0 AWG COND |  | EA | 100 | 50 | 100 | NO | 2.6112 | 405.5906 | THOMAS & BETTS | 54949BE |  | 01 | 1 | 2CAC | [7 empty] | 2012-01-07
3432 | 29200000TL | 03483 | EG1043008 | S | 58012215 | 58 | EGTL Spares | Mtce | 51 | 51E | CONNECTOR: ELECTRICAL TERMINAL | LONG BARREL LUG,1/0 AWG COND |  | EA | 100 | 50 | 100 | NO | 2.2029 | 342.171 | THOMAS & BETTS | 54909BE |  | 01 | 1 | 2CAC | [7 empty] | 2012-01-07
3433 | 29200000TL | 03483 | EG1040027 | S | 58012216 | 58 | EGTL Spares | Mtce | 51 | 51E | CONNECTOR: ELECTRICAL TERMINAL | LONG BARREL LUG,1/0 AWG COND |  | EA | 100 | 0 | 0 | NO | 2.2219 | 345.1208 | THOMAS & BETTS | 54950BE |  | 01 | 1 | 2CAC | [7 empty] | 2012-01-07
3434 | 29200000TL | 03483 | EG1043008 | S | 58012217 | 58 | EGTL Spares | Mtce | 51 | 51E | CONNECTOR: ELECTRICAL TERMINAL | LONG BARREL LUG,2/0 AWG COND |  | EA | 100 | 50 | 100 | NO | 2.6206 | 407.0655 | THOMAS & BETTS | 54910BE |  | 01 | 1 | 2CAC | [7 empty] | 2012-01-07
3435 | 29200000TL | 03483 | EG1041004 | S | 58012218 | 58 | EGTL Spares | Mtce | 51 | 51E | CONNECTOR: ELECTRICAL TERMINAL | :LONG BARREL LUG,2/0 AWG COND |  | EA | 100 | 50 | 100 | NO | 2.4782 | 384.9424 | THOMAS & BETTS | 54951BE |  | 01 | 1 | 2CAC | [7 empty] | 2012-01-07
3436 | 29200000TL | 03483 | EG1028003 | S | 58012219 | 58 | EGTL Spares | Mtce | 51 | 51E | CONNECTOR: ELECTRICAL TERMINAL | LONG BARREL LUG,3/0 AWG COND |  | EA | 50 | 0 | 0 | NO | 3.1429 | 488.1836 | THOMAS & BETTS | 54965BE |  | 01 | 1 | 2CAC | [7 empty] | 2012-01-07
3437 | 29200000TL | 03483 | EG1038011 | S | 58012220 | 58 | EGTL Spares | Mtce | 51 | 51E | CONNECTOR: ELECTRICAL TERMINAL | :LONG BARREL LUG,4/0 AWG COND |  | EA | 50 | 0 | 0 | NO | 4.928 | 765.4601 | THOMAS & BETTS | 256-30695-1252 |  | 01 | 1 | 2CAC | [7 empty] | 2012-01-07
3438 | 29200000TL | 03483 | EG1041008 | S | 58012221 | 58 | EGTL Spares | Mtce | 51 | 51E | CONNECTOR: ELECTRICAL TERMINAL | LONG BARREL LUG,4/0 AWG COND |  | EA | 34 | 0 | 0 | NO | 5.2888 | 821.5054 | THOMAS & BETTS | 256-30695-1253 |  | 01 | 1 | 2CAC | [7 empty] | 2012-01-07 | 2025-06-18 |  | -16 | 1
3439 | 29200000TL | 03483 | EG1042008 | S | 58012222 | 58 | EGTL Spares | Mtce | 51 | 51E | CONNECTOR: ELECTRICAL TERMINAL | LONG BARREL LUG,4/0 AWG COND |  | EA | 50 | 25 | 50 | NO | 3.4657 | 538.3294 | THOMAS & BETTS | 54970BE |  | 01 | 1 | 2CAC | [7 empty] | 2012-01-07
3440 | 29200000TL | 03483 | EG1042010 | S | 58012223 | 58 | EGTL Spares | Mtce | 51 | 51E | CONNECTOR: ELECTRICAL TERMINAL | LONG BARREL LUG,250 MCM COND |  | EA | 20 | 10 | 20 | NO | 4.1494 | 644.5204 | THOMAS & BETTS | 54913BE |  | 01 | 1 | 2CAC | [7 empty] | 2012-01-07
3441 | 29200000TL | 03483 | EG1042007 | S | 58012226 | 58 | EGTL Spares | Mtce | 51 | 51E | CONNECTOR: ELECTRICAL TERMINAL | LONG BARREL LUG,400 MCM COND |  | EA | 20 | 1 | 3 | NO | 6.0579 | 940.9703 | THOMAS & BETTS | 54916BE |  | 01 | 1 | 2CAC | [7 empty] | 2012-01-07
3442 | 29200000TL | 03483 | EG1029003 | S | 58012230 | 58 | EGTL Spares | Mtce | 51 | 51E | CONNECTOR: ELECTRICAL TERMINAL | LONG BARREL LUG,600 MCM COND |  | EA | 10 | 0 | 0 | NO | 13 | 2019.1 | THOMAS & BETTS | 54921BE |  | 01 | 1 | 2CAC | [7 empty] | 2012-01-07
3443 | 29200000TL | 03483 | EG1043008 | S | 58012231 | 58 | EGTL Spares | Mtce | 51 | 51E | CONNECTOR: ELECTRICAL TERMINAL | LONG BARREL LUG,600 MCM COND |  | EA | 10 | 1 | 2 | NO | 13.2552 | 2058.93 | THOMAS & BETTS | 54920BE |  | 01 | 1 | 2CAC | [7 empty] | 2012-01-07
3444 | 29200000TL | 03483 | EG1040026 | S | 58012232 | 58 | EGTL Spares | Mtce | 51 | 51E | CONNECTOR: ELECTRICAL TERMINAL | LONG BARREL LUG,600 MCM COND |  | EA | 10 | 0 | 0 | NO | 13.445 | 2088.42 | THOMAS & BETTS | 54979BE |  | 01 | 1 | 2CAC | [7 empty] | 2012-01-07
3445 | 29200000TL | 03483 | EG1029002 | S | 58012233 | 58 | EGTL Spares | Mtce | 51 | 51E | CONNECTOR: ELECTRICAL TERMINAL | LONG BARREL LUG,750 MCM COND |  | EA | 10 | 0 | 0 | NO | 13.6445 | 2119.4 | THOMAS & BETTS | 54922BE |  | 01 | 1 | 2CAC | [7 empty] | 2012-01-07
3446 | 29200000TL | 03483 | EG1043007 | S | 58012234 | 58 | EGTL Spares | Mtce | 51 | 51E | CONNECTOR: ELECTRICAL TERMINAL | LONG BARREL LUG,750 MCM COND |  | EA | 10 | 0 | 0 | NO | 13.9103 | 2160.69 | THOMAS & BETTS | 54923BE |  | 01 | 1 | 2CAC | [7 empty] | 2012-01-07
3447 | 29200000TL | 03483 | EG1029013 | S | 58012235 | 58 | EGTL Spares | Mtce | 51 | 51E | CONNECTOR: ELECTRICAL TERMINAL | LONG BARREL LUG,750 MCM COND |  | EA | 10 | 0 | 0 | NO | 24.4974 | 3805.18 | THOMAS & BETTS | 58984BE |  | 01 | 1 | 2CAC | [7 empty] | 2012-01-07
3448 | 29200000TL | 03483 | EG1042010 | S | 58012237 | 58 | EGTL Spares | Mtce | 51 | 51E | CONNECTOR: ELECTRICAL TERMINAL | LONG BARREL LUG,900 MCM COND |  | EA | 10 | 1 | 3 | NO | 33.2424 | 5163.54 | THOMAS & BETTS | 54928BE |  | 01 | 1 | 2CAC | [7 empty] | 2012-01-07
3449 | 29200000TL | 03483 | EG1040019 | S | 58012238 | 58 | EGTL Spares | Mtce | 51 | 51E | CONNECTOR: ELECTRICAL TERMINAL | LONG BARREL LUG,1000 MCM COND |  | EA | 10 | 1 | 2 | NO | 51.1596 | 7946.63 | THOMAS & BETTS | 256-30695-918 |  | 01 | 1 | 2CAC | [7 empty] | 2012-01-07
3450 | 29200000TL | 03483 | EG1040025 | S | 58012239 | 58 | EGTL Spares | Mtce | 51 | 51E | CONNECTOR: ELECTRICAL TERMINAL | LONG BARREL LUG,8 AWG COND |  | EA | 200 | 0 | 0 | NO | 2.3833 | 370.1936 | THOMAS & BETTS | 54929BEUB |  | 01 | 1 | 2CAC | [7 empty] | 2012-01-07
3451 | 29200000TL | 03483 | EG1030005 | P | 58012240 | 58 | EGTL Spares | Mtce | 51 | 51E | CONNECTOR: ELECTRICAL TERMINAL | LONG BARREL LUG,8 AWG COND |  | EA | 200 | 0 | 0 | NO | 1.6616 | 258.1031 | THOMAS & BETTS | 54930BEUB |  | 01 | 1 | 2CAC | [7 empty] | 2012-01-07
3452 | 29200000TL | 03483 | EG1038012 | S | 58012241 | 58 | EGTL Spares | Mtce | 51 | 51E | CONNECTOR: ELECTRICAL TERMINAL | LONG BARREL LUG,6 AWG COND |  | EA | 200 | 0 | 0 | NO | 1.2628 | 196.1584 | THOMAS & BETTS | 54904BEUB |  | 01 | 1 | 2CAC | [7 empty] | 2012-01-07
3453 | 29200000TL | 03483 | EG1042008 | S | 58012242 | 58 | EGTL Spares | Mtce | 51 | 51E | CONNECTOR: ELECTRICAL TERMINAL | LONG BARREL LUG,6 AWG COND |  | EA | 200 | 0 | 0 | NO | 1.3578 | 210.9071 | THOMAS & BETTS | 54905BEUB |  | 01 | 1 | 2CAC | [7 empty] | 2012-01-07
3454 | 29200000TL | 03483 | EG1038007 | S | 58012243 | 58 | EGTL Spares | Mtce | 51 | 51E | CONNECTOR: ELECTRICAL TERMINAL | LONG BARREL LUG,4 AWG COND |  | EA | 200 | 0 | 0 | NO | 1.3388 | 207.9574 | THOMAS & BETTS | 54908BEUB |  | 01 | 1 | 2CAC | [7 empty] | 2012-01-07
3455 | 29200000TL | 03483 | EG1041004 | S | 58012244 | 58 | EGTL Spares | Mtce | 51 | 51E | CONNECTOR: ELECTRICAL TERMINAL | LONG BARREL LUG,4 AWG COND |  | EA | 200 | 2 | 4 | NO | 2.5162 | 390.8419 | THOMAS & BETTS | 54906BEUB |  | 01 | 1 | 2CAC | [7 empty] | 2012-01-07
3456 | 29200000TL | 03483 | EG1039011 | S | 58012245 | 58 | EGTL Spares | Mtce | 51 | 51E | CONNECTOR: ELECTRICAL TERMINAL | LONG BARREL LUG,2-3 AWG COND |  | EA | 98 | 5 | 10 | NO | 2.6112 | 405.5906 | THOMAS & BETTS | 54933BEUB |  | 01 | 1 | 2CAC | [7 empty] | 2012-01-07
3457 | 29200000TL | 03483 | EG1043007 | S | 58012246 | 58 | EGTL Spares | Mtce | 51 | 51E | CONNECTOR: ELECTRICAL TERMINAL | LONG BARREL LUG,2-3 AWG COND |  | EA | 100 | 0 | 0 | NO | 3.5797 | 556.0279 | THOMAS & BETTS | 54942BEUB |  | 01 | 1 | 2CAC | [7 empty] | 2012-01-07
3458 | 29200000TL | 03483 | EG1040019 | S | 58012247 | 58 | EGTL Spares | Mtce | 51 | 51E | CONNECTOR: ELECTRICAL TERMINAL | LONG BARREL LUG,1 AWG COND |  | EA | 100 | 0 | 0 | NO | 2.972 | 461.6359 | THOMAS & BETTS | 54945BEUB |  | 01 | 1 | 2CAC | [7 empty] | 2012-01-07
3459 | 29200000TL | 03483 | EG1040007 | S | 58012248 | 58 | EGTL Spares | Mtce | 51 | 51E | CONNECTOR: ELECTRICAL TERMINAL | LONG BARREL LUG,1 AWG COND |  | EA | 100 | 2 | 5 | NO | 2.9435 | 457.2113 | THOMAS & BETTS | 54947BEUB |  | 01 | 1 | 2CAC | [7 empty] | 2012-01-07
3460 | 29200000TL | 03483 | EG1041005 | S | 58012250 | 58 | EGTL Spares | Mtce | 51 | 51E | CONNECTOR: ELECTRICAL TERMINAL | LONG BARREL LUG,1/0 AWG COND |  | EA | 100 | 0 | 0 | NO | 3.5702 | 554.553 | THOMAS & BETTS | 54949BEUB |  | 01 | 1 | 2CAC | [7 empty] | 2012-01-07
3461 | 29200000TL | 03483 | EG1040003 | S | 58012251 | 58 | EGTL Spares | Mtce | 51 | 51E | CONNECTOR: ELECTRICAL TERMINAL | LONG BARREL LUG,1/0 AWG COND |  | EA | 100 | 0 | 0 | NO | 3.836 | 595.8495 | THOMAS & BETTS | 54909BEUB |  | 01 | 1 | 2CAC | [7 empty] | 2012-01-07
3462 | 29200000TL | 03483 | EG1043007 | S | 58012252 | 58 | EGTL Spares | Mtce | 51 | 51E | CONNECTOR: ELECTRICAL TERMINAL | LONG BARREL LUG,1/0 AWG COND |  | EA | 100 | 0 | 0 | NO | 2.953 | 458.6861 | THOMAS & BETTS | 54950BEUB |  | 01 | 1 | 2CAC | [7 empty] | 2012-01-07
3463 | 29200000TL | 03483 | EG1041009 | S | 58012253 | 58 | EGTL Spares | Mtce | 51 | 51E | CONNECTOR: ELECTRICAL TERMINAL | LONG BARREL LUG,2/0 AWG COND |  | EA | 100 | 5 | 10 | NO | 3.6556 | 567.8269 | THOMAS & BETTS | 54910BEUB |  | 01 | 1 | 2CAC | [7 empty] | 2012-01-07
3464 | 29200000TL | 03483 | EG1042011 | S | 58012254 | 58 | EGTL Spares | Mtce | 51 | 51E | CONNECTOR: ELECTRICAL TERMINAL | LONG BARREL LUG,2/0 AWG COND |  | EA | 100 | 10 | 20 | NO | 3.2853 | 510.3068 | THOMAS & BETTS | 54951BEUB |  | 01 | 1 | 2CAC | [7 empty] | 2012-01-07
3465 | 29200000TL | 03483 | EG1041003 | S | 58012255 | 58 | EGTL Spares | Mtce | 51 | 51E | CONNECTOR: ELECTRICAL TERMINAL | LONG BARREL LUG,3/0 AWG COND |  | EA | 50 | 0 | 0 | NO | 4.3867 | 681.3923 | THOMAS & BETTS | 54965BEUB |  | 01 | 1 | 2CAC | [7 empty] | 2012-01-07
3466 | 29200000TL | 03483 | EG1042010 | S | 58012256 | 58 | EGTL Spares | Mtce | 51 | 51E | CONNECTOR: ELECTRICAL TERMINAL | LONG BARREL LUG,4/0 AWG COND |  | EA | 50 | 0 | 0 | NO | 5.0229 | 780.2089 | THOMAS & BETTS | 54970BEUB04 |  | 01 | 1 | 2CAC | [7 empty] | 2012-01-07
3467 | 29200000TL | 03483 | EG1028003 | S | 58012257 | 58 | EGTL Spares | Mtce | 51 | 51E | CONNECTOR: ELECTRICAL TERMINAL | LONG BARREL LUG,4/0 AWG COND |  | EA | 50 | 2 | 5 | NO | 5.0229 | 780.2089 | THOMAS & BETTS | 54970BEUB06 |  | 01 | 1 | 2CAC | [7 empty] | 2012-01-07
3468 | 29200000TL | 03483 | EG1038014 | S | 58012258 | 58 | EGTL Spares | Mtce | 51 | 51E | CONNECTOR: ELECTRICAL TERMINAL | LONG BARREL LUG,4/0 AWG COND |  | EA | 50 | 2 | 5 | NO | 6.4567 | 1002.92 | THOMAS & BETTS | 54970BEUB |  | 01 | 1 | 2CAC | [7 empty] | 2012-01-07
3469 | 29200000TL | 03483 | EG1041008 | S | 58012259 | 58 | EGTL Spares | Mtce | 51 | 51E | CONNECTOR: ELECTRICAL TERMINAL | LONG BARREL LUG,250 MCM COND |  | EA | 20 | 0 | 0 | NO | 7.3017 | 1134.18 | THOMAS & BETTS | 54913BEUB |  | 01 | 1 | 2CAC | [7 empty] | 2012-01-07
3470 | 29200000TL | 03483 | EG1040019 | S | 58012260 | 58 | EGTL Spares | Mtce | 51 | 51E | CONNECTOR: ELECTRICAL TERMINAL | LONG BARREL LUG,300 MCM COND |  | EA | 20 | 0 | 0 | NO | 6.3332 | 983.7416 | THOMAS & BETTS | 54914BEUB |  | 01 | 1 | 2CAC | [7 empty] | 2012-01-07
3471 | 29200000TL | 03483 | EG1043008 | S | 58012261 | 58 | EGTL Spares | Mtce | 51 | 51E | CONNECTOR: ELECTRICAL TERMINAL | LONG BARREL LUG,350 MCM COND |  | EA | 20 | 10 | 20 | NO | 6.6941 | 1039.79 | THOMAS & BETTS | 54915BEUB |  | 01 | 1 | 2CAC | [7 empty] | 2012-01-07
3472 | 29200000TL | 03483 | EG1028011 | P | 58012263 | 58 | EGTL Spares | Mtce | 51 | 51E | CONNECTOR: ELECTRICAL TERMINAL | LONG BARREL LUG,400 MCM COND |  | EA | 20 | 1 | 3 | NO | 8.4317 | 1309.69 | THOMAS & BETTS | 54917BEUB |  | 01 | 1 | 2CAC | [7 empty] | 2012-01-07
3473 | 29200000TL | 03483 | EG1028004 | P | 58012265 | 58 | EGTL Spares | Mtce | 51 | 51E | CONNECTOR: ELECTRICAL TERMINAL | LONG BARREL LUG,500 MCM COND |  | EA | 20 | 0 | 0 | NO | 12.3436 | 1917.34 | THOMAS & BETTS | 54919BEUB |  | 01 | 1 | 2CAC | [7 empty] | 2012-01-07
3474 | 29200000TL | 03483 | EG1029003 | S | 58012266 | 58 | EGTL Spares | Mtce | 51 | 51E | CONNECTOR: ELECTRICAL TERMINAL | LONG BARREL LUG,600 MCM COND |  | EA | 10 | 0 | 0 | NO | 18.297 | 2842.08 | THOMAS & BETTS | 54921BEUB |  | 01 | 1 | 2CAC | [7 empty] | 2012-01-07
3475 | 29200000TL | 03483 | EG1040019 | S | 58012267 | 58 | EGTL Spares | Mtce | 51 | 51E | CONNECTOR: ELECTRICAL TERMINAL | LONG BARREL LUG,600 MCM COND |  | EA | 10 | 0 | 0 | NO | 19.9397 | 3097.24 | THOMAS & BETTS | 54920BEUB |  | 01 | 1 | 2CAC | [7 empty] | 2012-01-07
3476 | 29200000TL | 03483 | EG1029003 | S | 58012268 | 58 | EGTL Spares | Mtce | 51 | 51E | CONNECTOR: ELECTRICAL TERMINAL | LONG BARREL LUG,750 MCM COND |  | EA | 10 | 2 | 5 | NO | 19.4745 | 3024.97 | THOMAS & BETTS | 54922BEUB |  | 01 | 1 | 2CAC | [7 empty] | 2012-01-07
3477 | 29200000TL | 03483 | EG1038015 | S | 58012269 | 58 | EGTL Spares | Mtce | 51 | 51E | CONNECTOR: ELECTRICAL TERMINAL | LONG BARREL LUG,750 MCM COND |  | EA | 10 | 0 | 0 | NO | 19.5694 | 3039.72 | THOMAS & BETTS | 54923BEUB |  | 01 | 1 | 2CAC | [7 empty] | 2012-01-07
3478 | 29200000TL | 03483 | EG1041009 | S | 58012270 | 58 | EGTL Spares | Mtce | 51 | 51E | CONNECTOR: ELECTRICAL TERMINAL | LONG BARREL LUG,750 MCM COND |  | EA | 10 | 0 | 0 | NO | 45.5765 | 7079.4 | THOMAS & BETTS | 58984BEUB |  | 01 | 1 | 2CAC | [7 empty] | 2012-01-07
3479 | 29200000TL | 03483 | EG1038015 | S | 58012271 | 58 | EGTL Spares | Mtce | 51 | 51E | CONNECTOR: ELECTRICAL TERMINAL | LONG BARREL LUG,900 MCM COND |  | EA | 10 | 0 | 0 | NO | 45.5765 | 7079.4 | THOMAS & BETTS | 58926BEUB |  | 01 | 1 | 2CAC | [7 empty] | 2012-01-07
3480 | 29200000TL | 03483 | EG1024011 | P | 58012272 | 58 | EGTL Spares | Mtce | 51 | 51E | CONNECTOR: ELECTRICAL TERMINAL | LONG BARREL LUG,1000 MCM COND |  | EA | 10 | 0 | 0 | NO | 64.5667 | 10029.15 | THOMAS & BETTS | 54928BEUB |  | 01 | 1 | 2CAC | [7 empty] | 2012-01-07
3481 | 29200000TL | 03483 | EG1038011 | S | 58012273 | 58 | EGTL Spares | Mtce | 51 | 51E | CONNECTOR: ELECTRICAL TERMINAL | LONG BARREL LUG,1000 MCM COND |  | EA | 10 | 1 | 3 | NO | 33.2328 | 5162.06 | THOMAS & BETTS | 54928BEUB12 |  | 01 | 1 | 2CAC | [7 empty] | 2012-01-07
3482 | 29200000TL | 03483 | EG1024004 | P | 58012274 | 58 | EGTL Spares | Mtce | 51 | 51E | CONNECTOR: ELECTRICAL TERMINAL | LONG BARREL LUG,14-10 AWG COND |  | EA | 100 | 50 | 100 | NO | 1.8231 | 283.176 | THOMAS & BETTS | 54801BE |  | 01 | 1 | 2CAC | [7 empty] | 2012-01-07
3483 | 29200000TL | 03483 | EG1028010 | S | 58012275 | 58 | EGTL Spares | Mtce | 51 | 51E | CONNECTOR: ELECTRICAL TERMINAL | LONG BARREL LUG,14-10 AWG COND |  | EA | 100 | 0 | 0 | NO | 4.0544 | 629.7716 | THOMAS & BETTS | 256-31426-3 |  | 01 | 1 | 2CAC | [7 empty] | 2012-01-07
3484 | 29200000TL | 03483 | EG1042008 | S | 58012276 | 58 | EGTL Spares | Mtce | 51 | 51E | CONNECTOR: ELECTRICAL TERMINAL | LONG BARREL LUG,14-10 AWG COND |  | EA | 100 | 0 | 0 | NO | 9.7989 | 1522.07 | THOMAS & BETTS | 256-31426-3SPH |  | 01 | 1 | 2CAC | [7 empty] | 2012-01-07
3485 | 29200000TL | 03483 | EG1030005 | P | 58012277 | 58 | EGTL Spares | Mtce | 51 | 51E | CONNECTOR: ELECTRICAL TERMINAL | LONG BARREL LUG,14-10 AWG COND |  | EA | 100 | 1 | 2 | NO | 5.3457 | 830.3546 | THOMAS & BETTS | 256-30695-1298 |  | 01 | 1 | 2CAC | [7 empty] | 2012-01-07
3486 | 29200000TL | 03483 | EG1025012 | P | 58012278 | 58 | EGTL Spares | Mtce | 51 | 51E | CONNECTOR: ELECTRICAL TERMINAL | LONG BARREL LUG,14-10 AWG COND |  | EA | 100 | 50 | 100 | NO | 5.0894 | 790.533 | THOMAS & BETTS | 256-30695-1730 |  | 01 | 1 | 2CAC | [7 empty] | 2012-01-07
3487 | 29200000TL | 03483 | EG1042007 | S | 58012279 | 58 | EGTL Spares | Mtce | 51 | 51E | CONNECTOR: ELECTRICAL TERMINAL | LONG BARREL LUG,8 AWG COND |  | EA | 100 | 1 | 2 | NO | 1.6427 | 255.1534 | THOMAS & BETTS | 54850BE |  | 01 | 1 | 2CAC | [7 empty] | 2012-01-07
3488 | 29200000TL | 03483 | EG1039002 | S | 58012281 | 58 | EGTL Spares | Mtce | 51 | 51E | CONNECTOR: ELECTRICAL TERMINAL | LONG BARREL LUG,8 AWG COND |  | EA | 100 | 0 | 0 | NO | 2.2219 | 345.1208 | THOMAS & BETTS | 256-30695-1157 |  | 01 | 1 | 2CAC | [7 empty] | 2012-01-07
3489 | 29200000TL | 03483 | EG1040019 | S | 58012283 | 58 | EGTL Spares | Mtce | 51 | 51E | CONNECTOR: ELECTRICAL TERMINAL | LONG BARREL LUG,6 AWG COND |  | EA | 100 | 0 | 0 | NO | 5.8965 | 915.8974 | THOMAS & BETTS | 256-30695-1014 |  | 01 | 1 | 2CAC | [7 empty] | 2012-01-07
3490 | 29200000TL | 03483 | EG1028010 | S | 58012284 | 58 | EGTL Spares | Mtce | 51 | 51E | CONNECTOR: ELECTRICAL TERMINAL | LONG BARREL LUG,6 AWG COND |  | EA | 100 | 0 | 0 | NO | 4.8995 | 761.0355 | THOMAS & BETTS | 256-30695-1225 |  | 01 | 1 | 2CAC | [7 empty] | 2012-01-07
3491 | 29200000TL | 03483 | EG1042009 | S | 58012285 | 58 | EGTL Spares | Mtce | 51 | 51E | CONNECTOR: ELECTRICAL TERMINAL | LONG BARREL LUG,6 AWG COND |  | EA | 100 | 0 | 0 | NO | 2.7156 | 421.8143 | THOMAS & BETTS | 256-30695-1158 |  | 01 | 1 | 2CAC | [7 empty] | 2012-01-07
3492 | 29200000TL | 03483 | EG1039012 | S | 58012286 | 58 | EGTL Spares | Mtce | 51 | 51E | CONNECTOR: ELECTRICAL TERMINAL | LONG BARREL LUG,6 AWG COND |  | EA | 100 | 0 | 0 | NO | 6.1053 | 948.3446 | THOMAS & BETTS | 256-30695-868 |  | 01 | 1 | 2CAC | [7 empty] | 2012-01-07
3493 | 29200000TL | 03483 | EG1030003 | P | 58012287 | 58 | EGTL Spares | Mtce | 51 | 51E | CONNECTOR: ELECTRICAL TERMINAL | LONG BARREL LUG,4 AWG COND |  | EA | 100 | 0 | 0 | NO | 2.2503 | 349.5454 | THOMAS & BETTS | 54854BE |  | 01 | 1 | 2CAC | [7 empty] | 2012-01-07
3494 | 29200000TL | 03483 | EG1041003 | S | 58012288 | 58 | EGTL Spares | Mtce | 51 | 51E | CONNECTOR: ELECTRICAL TERMINAL | LONG BARREL LUG,4 AWG COND |  | EA | 100 | 0 | 0 | NO | 2.7821 | 432.1384 | THOMAS & BETTS | 256-30695-1246 |  | 01 | 1 | 2CAC | [7 empty] | 2012-01-07
3495 | 29200000TL | 03483 | EG1042010 | S | 58012289 | 58 | EGTL Spares | Mtce | 51 | 51E | CONNECTOR: ELECTRICAL TERMINAL | LONG BARREL LUG,4 AWG COND |  | EA | 100 | 0 | 0 | NO | 4.5197 | 702.0405 | THOMAS & BETTS | 256-30695-1015 |  | 01 | 1 | 2CAC | [7 empty] | 2012-01-07
3496 | 29200000TL | 03483 | EG1038012 | S | 58012290 | 58 | EGTL Spares | Mtce | 51 | 51E | CONNECTOR: ELECTRICAL TERMINAL | LONG BARREL LUG,4 AWG COND |  | EA | 100 | 0 | 0 | NO | 5.0324 | 781.6838 | THOMAS & BETTS | 256-30695-1337 |  | 01 | 1 | 2CAC | [7 empty] | 2012-01-07
3497 | 29200000TL | 03483 | EG1038011 | S | 58012291 | 58 | EGTL Spares | Mtce | 51 | 51E | CONNECTOR: ELECTRICAL TERMINAL | LONG BARREL LUG,4 AWG COND |  | EA | 100 | 0 | 0 | NO | 8.1658 | 1268.39 | THOMAS & BETTS | 256-30695-733 |  | 01 | 1 | 2CAC | [7 empty] | 2012-01-07
3498 | 29200000TL | 03483 | EG1042010 | S | 58012292 | 58 | EGTL Spares | Mtce | 51 | 51E | CONNECTOR: ELECTRICAL TERMINAL | LONG BARREL LUG,2-3 AWG COND |  | EA | 50 | 0 | 0 | NO | 7.7195 | 1199.07 | THOMAS & BETTS | 256-30695-1016 |  | 01 | 1 | 2CAC | [7 empty] | 2012-01-07
3499 | 29200000TL | 03483 | EG1042007 | S | 58012293 | 58 | EGTL Spares | Mtce | 51 | 51E | CONNECTOR: ELECTRICAL TERMINAL | LONG BARREL LUG,2-3 AWG COND |  | EA | 50 | 2 | 5 | NO | 3.0574 | 474.9098 | THOMAS & BETTS | 54855BE |  | 01 | 1 | 2CAC | [7 empty] | 2012-01-07
3500 | 29200000TL | 03483 | EG1042012 | S | 58012294 | 58 | EGTL Spares | Mtce | 51 | 51E | CONNECTOR: ELECTRICAL TERMINAL | LONG BARREL LUG,2-3 AWG COND |  | EA | 50 | 0 | 0 | NO | 3.0289 | 470.4851 | THOMAS & BETTS | 256-30695-1300 |  | 01 | 1 | 2CAC | [7 empty] | 2012-01-07
3501 | 29200000TL | 03483 | EG1028005 | S | 58012295 | 58 | EGTL Spares | Mtce | 51 | 51E | CONNECTOR: ELECTRICAL TERMINAL | LONG BARREL LUG,2-3 AWG COND |  | EA | 50 | 0 | 0 | NO | 2.7726 | 430.6635 | THOMAS & BETTS | 54856BE |  | 01 | 1 | 2CAC | [7 empty] | 2012-01-07
3502 | 29200000TL | 03483 | EG1042012 | S | 58012296 | 58 | EGTL Spares | Mtce | 51 | 51E | CONNECTOR: ELECTRICAL TERMINAL | LONG BARREL LUG,2-3 AWG COND |  | EA | 50 | 0 | 0 | NO | 2.8865 | 448.362 | THOMAS & BETTS | 54810BE |  | 01 | 1 | 2CAC | [7 empty] | 2012-01-07
3503 | 29200000TL | 03483 | EG1040003 | S | 58012297 | 58 | EGTL Spares | Mtce | 51 | 51E | CONNECTOR: ELECTRICAL TERMINAL | LONG BARREL LUG,2-3 AWG COND |  | EA | 50 | 0 | 0 | NO | 7.8145 | 1213.82 | THOMAS & BETTS | 256-30695-1160 |  | 01 | 1 | 2CAC | [7 empty] | 2012-01-07
3504 | 29200000TL | 03483 | EG1038012 | S | 58012298 | 58 | EGTL Spares | Mtce | 51 | 51E | CONNECTOR: ELECTRICAL TERMINAL | LONG BARREL LUG,2-3 AWG COND |  | EA | 50 | 0 | 0 | NO | 2.6966 | 418.8645 | THOMAS & BETTS | 256-30695-869 |  | 01 | 1 | 2CAC | [7 empty] | 2012-01-07
3505 | 29200000TL | 03483 | EG1029002 | S | 58012299 | 58 | EGTL Spares | Mtce | 51 | 51E | CONNECTOR: ELECTRICAL TERMINAL | LONG BARREL LUG,2-3 AWG COND |  | EA | 50 | 0 | 0 | NO | 3.5417 | 550.1284 | THOMAS & BETTS | 54811BE |  | 01 | 1 | 2CAC | [7 empty] | 2012-01-07
3506 | 29200000TL | 03483 | EG1042012 | S | 58012301 | 58 | EGTL Spares | Mtce | 51 | 51E | CONNECTOR: ELECTRICAL TERMINAL | LONG BARREL LUG,1 AWG COND |  | EA | 50 | 2 | 5 | NO | 3.0005 | 466.0605 | THOMAS & BETTS | 54812BE |  | 01 | 1 | 2CAC | [7 empty] | 2012-01-07
3507 | 29200000TL | 03483 | EG1042010 | S | 58012302 | 58 | EGTL Spares | Mtce | 51 | 51E | CONNECTOR: ELECTRICAL TERMINAL | LONG BARREL LUG,1 AWG COND |  | EA | 50 | 1 | 2 | NO | 2.991 | 464.5856 | THOMAS & BETTS | 54858BE |  | 01 | 1 | 2CAC | [7 empty] | 2012-01-07
3508 | 29200000TL | 03483 | EG1030012 | S | 58012303 | 58 | EGTL Spares | Mtce | 51 | 51E | CONNECTOR: ELECTRICAL TERMINAL | LONG BARREL LUG,1 AWG COND |  | EA | 50 | 0 | 0 | NO | 3.0479 | 473.4349 | THOMAS & BETTS | 256-30695-1161 |  | 01 | 1 | 2CAC | [7 empty] | 2012-01-07
3509 | 29200000TL | 03483 | EG1029007 | S | 58012304 | 58 | EGTL Spares | Mtce | 51 | 51E | CONNECTOR: ELECTRICAL TERMINAL | LONG BARREL LUG,1 AWG COND |  | EA | 50 | 0 | 0 | NO | 3.6936 | 573.7264 | THOMAS & BETTS | 54857BE |  | 01 | 1 | 2CAC | [7 empty] | 2012-01-07
3510 | 29200000TL | 03483 | EG1038011 | S | 58012305 | 58 | EGTL Spares | Mtce | 51 | 51E | CONNECTOR: ELECTRICAL TERMINAL | LONG BARREL LUG,1/0 AWG COND |  | EA | 50 | 0 | 0 | NO | 6.732 | 1045.69 | THOMAS & BETTS | 256-30695-1018 |  | 01 | 1 | 2CAC | [7 empty] | 2012-01-07
3511 | 29200000TL | 03483 | EG1021016 | P | 58012306 | 58 | EGTL Spares | Mtce | 51 | 51E | CONNECTOR: ELECTRICAL TERMINAL | LONG BARREL LUG,1/0 AWG COND |  | EA | 50 | 0 | 0 | NO | 7.6341 | 1185.8 | THOMAS & BETTS | 256-30695-1018P |  | 01 | 1 | 2CAC | [7 empty] | 2012-01-07
3512 | 29200000TL | 03483 | EG1041008 | S | 58012307 | 58 | EGTL Spares | Mtce | 51 | 51E | CONNECTOR: ELECTRICAL TERMINAL | LONG BARREL LUG,1/0 AWG COND |  | EA | 50 | 0 | 0 | NO | 3.4467 | 535.3796 | THOMAS & BETTS | 54859BE |  | 01 | 1 | 2CAC | [7 empty] | 2012-01-07
3513 | 29200000TL | 03483 | EG1042010 | S | 58012309 | 58 | EGTL Spares | Mtce | 51 | 51E | CONNECTOR: ELECTRICAL TERMINAL | LONG BARREL LUG,1/0 AWG COND |  | EA | 50 | 2 | 5 | NO | 3.5132 | 545.7038 | THOMAS & BETTS | 54860BE |  | 01 | 1 | 2CAC | [7 empty] | 2012-01-07
3514 | 29200000TL | 03483 | EG1038002 | P | 58012311 | 58 | EGTL Spares | Mtce | 51 | 51E | CONNECTOR: ELECTRICAL TERMINAL | LONG BARREL LUG,1/0 AWG COND |  | EA | 50 | 0 | 0 | NO | 3.7885 | 588.4751 | THOMAS & BETTS | 256-30695-1162 |  | 01 | 1 | 2CAC | [7 empty] | 2012-01-07
3515 | 29200000TL | 03483 | EG1038012 | S | 58012312 | 58 | EGTL Spares | Mtce | 51 | 51E | CONNECTOR: ELECTRICAL TERMINAL | LONG BARREL LUG,1/0 AWG COND |  | EA | 50 | 5 | 10 | NO | 5.3647 | 833.3044 | THOMAS & BETTS | 256-30695-593 |  | 01 | 1 | 2CAC | [7 empty] | 2012-01-07
3516 | 29200000TL | 03483 | EG1042014 | S | 58012313 | 58 | EGTL Spares | Mtce | 51 | 51E | CONNECTOR: ELECTRICAL TERMINAL | LONG BARREL LUG,2/0 AWG COND |  | EA | 50 | 0 | 0 | NO | 3.4847 | 541.2791 | THOMAS & BETTS | 54814BE |  | 01 | 1 | 2CAC | [7 empty] | 2012-01-07
3517 | 29200000TL | 03483 | EG1043005 | S | 58012314 | 58 | EGTL Spares | Mtce | 51 | 51E | CONNECTOR: ELECTRICAL TERMINAL | LONG BARREL LUG,2/0 AWG COND |  | EA | 50 | 0 | 0 | NO | 4.0639 | 631.2465 | THOMAS & BETTS | 256-30695-1299 |  | 01 | 1 | 2CAC | [7 empty] | 2012-01-07
3518 | 29200000TL | 03483 | EG1040003 | S | 58012315 | 58 | EGTL Spares | Mtce | 51 | 51E | CONNECTOR: ELECTRICAL TERMINAL | LONG BARREL LUG,2/0 AWG COND |  | EA | 50 | 0 | 0 | NO | 4.1778 | 648.945 | THOMAS & BETTS | 256-30695-1116 |  | 01 | 1 | 2CAC | [7 empty] | 2012-01-07
3519 | 29200000TL | 03483 | EG1039006 | S | 58012316 | 58 | EGTL Spares | Mtce | 51 | 51E | CONNECTOR: ELECTRICAL TERMINAL | LONG BARREL LUG,2/0 AWG COND |  | EA | 50 | 0 | 0 | NO | 5.6781 | 881.9753 | THOMAS & BETTS | 256-30695-1116P |  | 01 | 1 | 2CAC | [7 empty] | 2012-01-07
3520 | 29200000TL | 03483 | EG1042007 | S | 58012317 | 58 | EGTL Spares | Mtce | 51 | 51E | CONNECTOR: ELECTRICAL TERMINAL | LONG BARREL LUG,2/0 AWG COND |  | EA | 50 | 0 | 0 | NO | 3.4562 | 536.8545 | THOMAS & BETTS | 54862BE |  | 01 | 1 | 2CAC | [7 empty] | 2012-01-07
3521 | 29200000TL | 03483 | EG1028015 | P | 58012318 | 58 | EGTL Spares | Mtce | 51 | 51E | CONNECTOR: ELECTRICAL TERMINAL | LONG BARREL LUG,3/0 AWG COND |  | EA | 50 | 0 | 0 | NO | 4.0069 | 622.3973 | THOMAS & BETTS | 54815BE |  | 01 | 1 | 2CAC | [7 empty] | 2012-01-07 | 2018-11-05
3522 | 29200000TL | 03483 | EG1041002 | S | 58012319 | 58 | EGTL Spares | Mtce | 51 | 51E | CONNECTOR: ELECTRICAL TERMINAL | LONG BARREL LUG,3/0 AWG COND |  | EA | 50 | 0 | 0 | NO | 3.931 | 610.5983 | THOMAS & BETTS | 54816BE |  | 01 | 1 | 2CAC | [7 empty] | 2012-01-07
3523 | 29200000TL | 03483 | EG1028003 | S | 58012320 | 58 | EGTL Spares | Mtce | 51 | 51E | CONNECTOR: ELECTRICAL TERMINAL | LONG BARREL LUG,3/0 AWG COND |  | EA | 44 | 0 | 0 | NO | 3.9879 | 619.4475 | THOMAS & BETTS | 54864BE |  | 01 | 1 | 2CAC | [7 empty] | 2012-01-07 | 2019-12-22
3524 | 29200000TL | 03483 | EG1041003 | S | 58012321 | 58 | EGTL Spares | Mtce | 51 | 51E | CONNECTOR: ELECTRICAL TERMINAL | LONG BARREL LUG,4/0 AWG COND |  | EA | 2 | 5 | 10 | NO | 4.1968 | 651.8948 | THOMAS & BETTS | 54817BE |  | 01 | 1 | 2CAC | [7 empty] | 2012-01-07 | 2025-09-28 |  | -48 | 2
3525 | 29200000TL | 03483 | EG1038012 | S | 58012323 | 58 | EGTL Spares | Mtce | 51 | 51E | CONNECTOR: ELECTRICAL TERMINAL | LONG BARREL LUG,4/0 AWG COND |  | EA | 42 | 0 | 0 | NO | 5.0324 | 781.6838 | THOMAS & BETTS | 256-30695-1117 |  | 01 | 1 | 2CAC | 1CCC | [6 empty] | 2012-01-07 | 2018-11-02
3526 | 29200000TL | 03483 | EG1042008 | S | 58012325 | 58 | EGTL Spares | Mtce | 51 | 51E | CONNECTOR: ELECTRICAL TERMINAL | LONG BARREL LUG,250 MCM COND |  | EA | 20 | 1 | 2 | NO | 5.5546 | 862.8019 | THOMAS & BETTS | 54868BE |  | 01 | 1 | 2CAC | [7 empty] | 2012-01-07
3527 | 29200000TL | 03483 | EG1042010 | S | 58012326 | 58 | EGTL Spares | Mtce | 51 | 51E | CONNECTOR: ELECTRICAL TERMINAL | LONG BARREL LUG,250 MCM COND |  | EA | 20 | 0 | 0 | NO | 9.3337 | 1449.8 | THOMAS & BETTS | 256-30695-1245 |  | 01 | 1 | 2CAC | [7 empty] | 2012-01-07
3528 | 29200000TL | 03483 | EG1040005 | S | 58012327 | 58 | EGTL Spares | Mtce | 51 | 51E | CONNECTOR: ELECTRICAL TERMINAL | LONG BARREL LUG,250 MCM COND |  | EA | 20 | 1 | 2 | NO | 8.9729 | 1393.76 | THOMAS & BETTS | 256-30695-1245P |  | 01 | 1 | 2CAC | [7 empty] | 2012-01-07
3529 | 29200000TL | 03483 | EG1039003 | S | 58012328 | 58 | EGTL Spares | Mtce | 51 | 51E | CONNECTOR: ELECTRICAL TERMINAL | LONG BARREL LUG,300 MCM COND |  | EA | 20 | 0 | 0 | NO | 6.8555 | 1064.86 | THOMAS & BETTS | 54819BE |  | 01 | 1 | 2CAC | [7 empty] | 2012-01-07
3530 | 29200000TL | 03483 | EGC044005 | S | 58012329 | 58 | EGTL Spares | Mtce | 51 | 51E | CONNECTOR: ELECTRICAL TERMINAL | LONG BARREL LUG,300 MCM COND |  | EA | 20 | 0 | 0 | NO | 8.7555 | 1359.99 | THOMAS & BETTS | 54870BE |  | 01 | 1 | 2CAC | [7 empty] | 2012-01-07 | 2025-06-18 |  | -20 | 1
3531 | 29200000TL | 03483 | EG1030005 | P | 58012330 | 58 | EGTL Spares | Mtce | 51 | 51E | CONNECTOR: ELECTRICAL TERMINAL | LONG BARREL LUG,350 MCM COND |  | EA | 20 | 0 | 0 | NO | 9.2197 | 1432.1 | THOMAS & BETTS | 54820BE |  | 01 | 1 | 2CAC | [7 empty] | 2012-01-07
3532 | 29200000TL | 03483 | EG1030011 | P | 58012334 | 58 | EGTL Spares | Mtce | 51 | 51E | CONNECTOR: ELECTRICAL TERMINAL | LONG BARREL LUG,400 MCM COND |  | EA | 20 | 5 | 10 | NO | 7.4631 | 1159.25 | THOMAS & BETTS | 54822BE |  | 01 | 1 | 2CAC | [7 empty] | 2012-01-07
3533 | 29200000TL | 03483 | EG1038013 | S | 58012335 | 58 | EGTL Spares | Mtce | 51 | 51E | CONNECTOR: ELECTRICAL TERMINAL | LONG BARREL LUG,400 MCM COND |  | EA | 18 | 5 | 10 | NO | 8.0613 | 1252.17 | THOMAS & BETTS | 54821BE |  | 01 | 1 | 2CAC | [7 empty] | 2012-01-07
3534 | 29200000TL | 03483 | EG1029013 | S | 58012336 | 58 | EGTL Spares | Mtce | 51 | 51E | CONNECTOR: ELECTRICAL TERMINAL | LONG BARREL LUG,400 MCM COND |  | EA | 20 | 0 | 0 | NO | 7.7955 | 1210.87 | THOMAS & BETTS | 54874BE |  | 01 | 1 | 2CAC | [7 empty] | 2012-01-07
3535 | 29200000TL | 03483 | EG1038011 | S | 58012337 | 58 | EGTL Spares | Mtce | 51 | 51E | CONNECTOR: ELECTRICAL TERMINAL | LONG BARREL LUG,500 MCM COND |  | EA | 5 | 0 | 0 | NO | 9.9983 | 1553.04 | THOMAS & BETTS | 256-30695-1119 |  | 01 | 1 | 2CAC | [7 empty] | 2012-01-07 | 2023-07-06 | [5 empty] | -13 | 1
3536 | 29200000TL | 03483 | EG1039002 | S | 58012340 | 58 | EGTL Spares | Mtce | 51 | 51E | CONNECTOR: ELECTRICAL TERMINAL | LONG BARREL LUG,600 MCM COND |  | EA | 10 | 0 | 0 | NO | 13.3596 | 2075.15 | THOMAS & BETTS | 54824BE |  | 01 | 1 | 2CAC | [7 empty] | 2012-01-07
3537 | 29200000TL | 03483 | EG1041009 | S | 58012341 | 58 | EGTL Spares | Mtce | 51 | 51E | CONNECTOR: ELECTRICAL TERMINAL | LONG BARREL LUG,600 MCM COND |  | EA | 10 | 0 | 0 | NO | 18.8858 | 2933.53 | THOMAS & BETTS | 54878BE |  | 01 | 1 | 2CAC | [7 empty] | 2012-01-07
3538 | 29200000TL | 03483 | EG1038012 | S | 58012342 | 58 | EGTL Spares | Mtce | 51 | 51E | CONNECTOR: ELECTRICAL TERMINAL | LONG BARREL LUG,750 MCM COND |  | EA | 10 | 0 | 0 | NO | 20.4714 | 3179.83 | THOMAS & BETTS | 256-30695-1222 |  | 01 | 1 | 2CAC | [7 empty] | 2012-01-07
3539 | 29200000TL | 03483 | EG1038014 | S | 58012343 | 58 | EGTL Spares | Mtce | 51 | 51E | CONNECTOR: ELECTRICAL TERMINAL | LONG BARREL LUG,750 MCM COND |  | EA | 10 | 0 | 0 | NO | 28.0865 | 4362.68 | THOMAS & BETTS | 256-30695-1222P |  | 01 | 1 | 2CAC | [7 empty] | 2012-01-07
3540 | 29200000TL | 03483 | EG1040022 | S | 58012345 | 58 | EGTL Spares | Mtce | 51 | 51E | CONNECTOR: ELECTRICAL TERMINAL | LONG BARREL LUG,750 MCM COND |  | EA | 10 | 0 | 0 | NO | 23.3959 | 3634.09 | THOMAS & BETTS | 58884BE |  | 01 | 1 | 2CAC | [7 empty] | 2012-01-07
3541 | 29200000TL | 03483 | EG1030005 | P | 58012346 | 58 | EGTL Spares | Mtce | 51 | 51E | CONNECTOR: ELECTRICAL TERMINAL | LONG BARREL LUG,900 MCM COND |  | EA | 10 | 1 | 3 | NO | 26.1685 | 4064.76 | THOMAS & BETTS | 58826BE |  | 01 | 1 | 2CAC | [7 empty] | 2012-01-07
3542 | 29200000TL | 03483 | EG1040003 | S | 58012347 | 58 | EGTL Spares | Mtce | 51 | 51E | CONNECTOR: ELECTRICAL TERMINAL | LONG BARREL LUG,1000 MCM COND |  | EA | 10 | 0 | 0 | NO | 29.4158 | 4569.16 | THOMAS & BETTS | 54826BE |  | 01 | 1 | 2CAC | [7 empty] | 2012-01-07
3543 | 29200000TL | 03483 | EG1041012 | S | 58012348 | 58 | EGTL Spares | Mtce | 51 | 51E | CONNECTOR: ELECTRICAL TERMINAL | LONG BARREL LUG,1000 MCM COND |  | EA | 10 | 0 | 0 | NO | 30.1184 | 4678.3 | THOMAS & BETTS | 54882BE |  | 01 | 1 | 2CAC | [7 empty] | 2012-01-07
3544 | 29200000TL | 03483 | EG1042012 | S | 58012349 | 58 | EGTL Spares | Mtce | 51 | 51E | CONNECTOR: ELECTRICAL TERMINAL | LONG BARREL LUG,1250 MCM COND |  | EA | 10 | 1 | 2 | NO | 2.2219 | 345.1208 | THOMAS & BETTS | 54888BE |  | 01 | 1 | 2CAC | [7 empty] | 2012-01-07
3545 | 29200000TL | 03483 | EG1038012 | S | 58012351 | 58 | EGTL Spares | Mtce | 51 | 51E | CONNECTOR: ELECTRICAL TERMINAL | LONG BARREL LUG,14-10 AWG COND |  | EA | 100 | 50 | 100 | NO | 5.6116 | 871.6511 | THOMAS & BETTS | 256-30695-1298UF |  | 01 | 1 | 2CAC | [7 empty] | 2012-01-07
3546 | 29200000TL | 03483 | EG1026005 | P | 58012353 | 58 | EGTL Spares | Mtce | 51 | 51E | CONNECTOR: ELECTRICAL TERMINAL | LONG BARREL LUG,8 AWG COND |  | EA | 100 | 1 | 2 | NO | 2.1839 | 339.2213 | THOMAS & BETTS | 54850BEUF |  | 01 | 1 | 2CAC | [7 empty] | 2012-01-07
3547 | 29200000TL | 03483 | EG1038002 | S | 58012354 | 58 | EGTL Spares | Mtce | 51 | 51E | CONNECTOR: ELECTRICAL TERMINAL | LONG BARREL LUG,8 AWG COND |  | EA | 100 | 0 | 0 | NO | 2.3738 | 368.7188 | THOMAS & BETTS | 54851BEUF |  | 01 | 1 | 2CAC | [7 empty] | 2012-01-07
3548 | 29200000TL | 03483 | EG1038012 | S | 58012355 | 58 | EGTL Spares | Mtce | 51 | 51E | CONNECTOR: ELECTRICAL TERMINAL | LONG BARREL LUG,8 AWG COND |  | EA | 40 | 5 | 10 | NO | 2.5637 | 398.2163 | THOMAS & BETTS | 54851BEUF0612 |  | 01 | 1 | 2CAC | [7 empty] | 2012-01-07 | 2016-03-31
3549 | 29200000TL | 03483 | EG1038012 | S | 58012356 | 58 | EGTL Spares | Mtce | 51 | 51E | CONNECTOR: ELECTRICAL TERMINAL | LONG BARREL LUG,6 AWG COND |  | EA | 100 | 1 | 2 | NO | 4.9469 | 768.4099 | THOMAS & BETTS | 54852BEUF |  | 01 | 1 | 2CAC | [7 empty] | 2012-01-07
3550 | 29200000TL | 03483 | EG1026004 | P | 58012357 | 58 | EGTL Spares | Mtce | 51 | 51E | CONNECTOR: ELECTRICAL TERMINAL | LONG BARREL LUG,6 AWG COND |  | EA | 100 | 0 | 0 | NO | 13.1813 | 2047.45 | THOMAS & BETTS | 54852BEUF0416 |  | 01 | 1 | 2CAC | [7 empty] | 2012-01-07
3551 | 29200000TL | 03483 | EG1026005 | P | 58012358 | 58 | EGTL Spares | Mtce | 51 | 51E | CONNECTOR: ELECTRICAL TERMINAL | LONG BARREL LUG,6 AWG COND |  | EA | 100 | 0 | 0 | NO | 4.9469 | 768.4099 | THOMAS & BETTS | 54852BEUF0412 |  | 01 | 1 | 2CAC | [7 empty] | 2012-01-07
3552 | 29200000TL | 03483 | EG1038012 | S | 58012359 | 58 | EGTL Spares | Mtce | 51 | 51E | CONNECTOR: ELECTRICAL TERMINAL | LONG BARREL LUG,6 AWG COND |  | EA | 99 | 1 | 2 | NO | 4.9469 | 768.4099 | THOMAS & BETTS | 54852BEUF0828 |  | 01 | 1 | 2CAC | [7 empty] | 2012-01-07
3553 | 29200000TL | 03483 | EG1043007 | S | 58012360 | 58 | EGTL Spares | Mtce | 51 | 51E | CONNECTOR: ELECTRICAL TERMINAL | LONG BARREL LUG,4 AWG COND |  | EA | 100 | 0 | 0 | NO | 4.9469 | 768.4099 | THOMAS & BETTS | 54854BEUF |  | 01 | 1 | 2CAC | [7 empty] | 2012-01-07
3554 | 29200000TL | 03483 | EG1024011 | P | 58012361 | 58 | EGTL Spares | Mtce | 51 | 51E | CONNECTOR: ELECTRICAL TERMINAL | LONG BARREL LUG,4 AWG COND |  | EA | 100 | 1 | 2 | NO | 4.9469 | 768.4099 | THOMAS & BETTS | 54854BEUF0412 |  | 01 | 1 | 2CAC | [7 empty] | 2012-01-07
3555 | 29200000TL | 03483 | EG1038011 | S | 58012362 | 58 | EGTL Spares | Mtce | 51 | 51E | CONNECTOR: ELECTRICAL TERMINAL | LONG BARREL LUG,4 AWG COND |  | EA | 40 | 0 | 0 | NO | 3.7506 | 582.5756 | THOMAS & BETTS | 54854BEUF0416 |  | 01 | 1 | 2CAC | [7 empty] | 2012-01-07 | 2016-03-31
3556 | 29200000TL | 03483 | EG1022003 | P | 58012363 | 58 | EGTL Spares | Mtce | 51 | 51E | CONNECTOR: ELECTRICAL TERMINAL | LONG BARREL LUG,4 AWG COND |  | EA | 99 | 5 | 10 | NO | 11.0998 | 1724.13 | THOMAS & BETTS | 54854BEUF0828 |  | 01 | 1 | 2CAC | [7 empty] | 2012-01-07
3557 | 29200000TL | 03483 | EG1041008 | S | 58012365 | 58 | EGTL Spares | Mtce | 51 | 51E | CONNECTOR: ELECTRICAL TERMINAL | LONG BARREL LUG,2-3 AWG COND |  | EA | 50 | 2 | 5 | NO | 5.0324 | 781.6838 | THOMAS & BETTS | 54855BEUF |  | 01 | 1 | 2CAC | [7 empty] | 2012-01-07
3558 | 29200000TL | 03483 | EG1042012 | S | 58012366 | 58 | EGTL Spares | Mtce | 51 | 51E | CONNECTOR: ELECTRICAL TERMINAL | LONG BARREL LUG,2-3 AWG COND |  | EA | 50 | 0 | 0 | NO | 7.2163 | 1120.91 | THOMAS & BETTS | 54855BEUF0412 |  | 01 | 1 | 2CAC | [7 empty] | 2012-01-07
3559 | 29200000TL | 03483 | EG1040024 | S | 58012368 | 58 | EGTL Spares | Mtce | 51 | 51E | CONNECTOR: ELECTRICAL TERMINAL | LONG BARREL LUG,2-3 AWG COND |  | EA | 50 | 0 | 0 | NO | 4.6621 | 724.1636 | THOMAS & BETTS | 54810BEUF |  | 01 | 1 | 2CAC | [7 empty] | 2012-01-07
3560 | 29200000TL | 03483 | EG1029006 | S | 58012369 | 58 | EGTL Spares | Mtce | 51 | 51E | CONNECTOR: ELECTRICAL TERMINAL | LONG BARREL LUG,2-3 AWG COND |  | EA | 50 | 0 | 0 | NO | 4.6621 | 724.1636 | THOMAS & BETTS | 54811BEUF |  | 01 | 1 | 2CAC | [7 empty] | 2012-01-07
3561 | 29200000TL | 03483 | EG1022003 | P | 58012370 | 58 | EGTL Spares | Mtce | 51 | 51E | CONNECTOR: ELECTRICAL TERMINAL | LONG BARREL LUG,1 AWG COND |  | EA | 50 | 0 | 0 | NO | 4.2063 | 653.3696 | THOMAS & BETTS | 54809BEUF |  | 01 | 1 | 2CAC | [7 empty] | 2012-01-07
3562 | 29200000TL | 03483 | EG1038013 | S | 58012371 | 58 | EGTL Spares | Mtce | 51 | 51E | CONNECTOR: ELECTRICAL TERMINAL | LONG BARREL LUG,1 AWG COND |  | EA | 50 | 0 | 0 | NO | 7.9379 | 1233 | THOMAS & BETTS | 54812BEUF |  | 01 | 1 | 2CAC | [7 empty] | 2012-01-07
3563 | 29200000TL | 03483 | EG1041008 | S | 58012372 | 58 | EGTL Spares | Mtce | 51 | 51E | CONNECTOR: ELECTRICAL TERMINAL | LONG BARREL LUG,1 AWG COND |  | EA | 50 | 0 | 0 | NO | 8.1658 | 1268.39 | THOMAS & BETTS | 54858BEUF |  | 01 | 1 | 2CAC | [7 empty] | 2012-01-07
3564 | 29200000TL | 03483 | EG1042012 | S | 58012373 | 58 | EGTL Spares | Mtce | 51 | 51E | CONNECTOR: ELECTRICAL TERMINAL | LONG BARREL LUG,1 AWG COND |  | EA | 50 | 2 | 5 | NO | 9.685 | 1504.37 | THOMAS & BETTS | 54857BEUF0616 |  | 01 | 1 | 2CAC | [7 empty] | 2012-01-07
3565 | 29200000TL | 03483 | EG1029007 | S | 58012374 | 58 | EGTL Spares | Mtce | 51 | 51E | CONNECTOR: ELECTRICAL TERMINAL | LONG BARREL LUG,1 AWG COND |  | EA | 50 | 0 | 0 | NO | 9.685 | 1504.37 | THOMAS & BETTS | 54857BEUF |  | 01 | 1 | 2CAC | [7 empty] | 2012-01-07
3566 | 29200000TL | 03483 | EG1043007 | S | 58012375 | 58 | EGTL Spares | Mtce | 51 | 51E | CONNECTOR: ELECTRICAL TERMINAL | LONG BARREL LUG,1/0 AWG COND |  | EA | 50 | 5 | 10 | NO | 10.4161 | 1617.94 | THOMAS & BETTS | 54859BEUF0416 |  | 01 | 1 | 2CAC | [7 empty] | 2012-01-07
3567 | 29200000TL | 03483 | EG1022003 | P | 58012376 | 58 | EGTL Spares | Mtce | 51 | 51E | CONNECTOR: ELECTRICAL TERMINAL | LONG BARREL LUG,1/0 AWG COND |  | EA | 50 | 0 | 0 | NO | 10.7864 | 1675.46 | THOMAS & BETTS | 54859BEUF0416PH |  | 01 | 1 | 2CAC | [7 empty] | 2012-01-07
3568 | 29200000TL | 03483 | EG1042012 | S | 58012377 | 58 | EGTL Spares | Mtce | 51 | 51E | CONNECTOR: ELECTRICAL TERMINAL | LONG BARREL LUG,1/0 AWG COND |  | EA | 50 | 25 | 50 | NO | 4.1399 | 643.0455 | THOMAS & BETTS | 54859BEUF |  | 01 | 1 | 2CAC | [7 empty] | 2012-01-07
3569 | 29200000TL | 03483 | EG1040003 | S | 58012380 | 58 | EGTL Spares | Mtce | 51 | 51E | CONNECTOR: ELECTRICAL TERMINAL | LONG BARREL LUG,1/0 AWG COND |  | EA | 50 | 0 | 0 | NO | 18.5057 | 2874.5 | THOMAS & BETTS | 54860BEUF |  | 01 | 1 | 2CAC | [7 empty] | 2012-01-07
3570 | 29200000TL | 03483 | EG1040008 | S | 58012381 | 58 | EGTL Spares | Mtce | 51 | 51E | CONNECTOR: ELECTRICAL TERMINAL | LONG BARREL LUG,1/0 AWG COND |  | EA | 50 | 0 | 0 | NO | 4.3772 | 679.9174 | THOMAS & BETTS | 54860BEUF0616PH |  | 01 | 1 | 2CAC | [7 empty] | 2012-01-07
3571 | 29200000TL | 03483 | EG1029013 | S | 58012382 | 58 | EGTL Spares | Mtce | 51 | 51E | CONNECTOR: ELECTRICAL TERMINAL | LONG BARREL LUG,1/0 AWG COND |  | EA | 50 | 0 | 0 | NO | 5.6591 | 879.0255 | THOMAS & BETTS | 54860BEUF0828 |  | 01 | 1 | 2CAC | [7 empty] | 2012-01-07
3572 | 29200000TL | 03483 | EG1038013 | S | 58012383 | 58 | EGTL Spares | Mtce | 51 | 51E | CONNECTOR: ELECTRICAL TERMINAL | LONG BARREL LUG,2/0 AWG COND |  | EA | 50 | 5 | 10 | NO | 4.9754 | 772.8345 | THOMAS & BETTS | 54814BEUF |  | 01 | 1 | 2CAC | [7 empty] | 2012-01-07
3573 | 29200000TL | 03483 | EG1040021 | S | 58012384 | 58 | EGTL Spares | Mtce | 51 | 51E | CONNECTOR: ELECTRICAL TERMINAL | LONG BARREL LUG,2/0 AWG COND |  | EA | 50 | 5 | 10 | NO | 5.0989 | 792.0079 | THOMAS & BETTS | 54814BEUF0412 |  | 01 | 1 | 2CAC | [7 empty] | 2012-01-07
3574 | 29200000TL | 03483 | EG1041008 | S | 58012385 | 58 | EGTL Spares | Mtce | 51 | 51E | CONNECTOR: ELECTRICAL TERMINAL | LONG BARREL LUG,2/0 AWG COND |  | EA | 50 | 2 | 5 | NO | 3.2853 | 510.3068 | THOMAS & BETTS | 54862BEUF0616 |  | 01 | 1 | 2CAC | [7 empty] | 2012-01-07
3575 | 29200000TL | 03483 | EG1040007 | S | 58012386 | 58 | EGTL Spares | Mtce | 51 | 51E | CONNECTOR: ELECTRICAL TERMINAL | LONG BARREL LUG,2/0 AWG COND |  | EA | 50 | 0 | 0 | NO | 5.887 | 914.4225 | THOMAS & BETTS | 54862BEUF0616PH |  | 01 | 1 | 2CAC | [7 empty] | 2012-01-07
3576 | 29200000TL | 03483 | EG1043007 | S | 58012387 | 58 | EGTL Spares | Mtce | 51 | 51E | CONNECTOR: ELECTRICAL TERMINAL | LONG BARREL LUG,2/0 AWG COND |  | EA | 50 | 0 | 0 | NO | 9.5236 | 1479.3 | THOMAS & BETTS | 54862BEUF |  | 01 | 1 | 2CAC | [7 empty] | 2012-01-07
3577 | 29200000TL | 03483 | EG1030005 | P | 58012389 | 58 | EGTL Spares | Mtce | 51 | 51E | CONNECTOR: ELECTRICAL TERMINAL | LONG BARREL LUG,3/0 AWG COND |  | EA | 50 | 0 | 0 | NO | 5.4027 | 839.2039 | THOMAS & BETTS | 54816BEUF |  | 01 | 1 | 2CAC | [7 empty] | 2012-01-07
3578 | 29200000TL | 03483 | EG1025012 | P | 58012390 | 58 | EGTL Spares | Mtce | 51 | 51E | CONNECTOR: ELECTRICAL TERMINAL | LONG BARREL LUG,3/0 AWG COND |  | EA | 50 | 2 | 5 | NO | 6.751 | 1048.64 | THOMAS & BETTS | 54864BEUF |  | 01 | 1 | 2CAC | [7 empty] | 2012-01-07
3579 | 29200000TL | 03483 | EG1028002 | S | 58012391 | 58 | EGTL Spares | Mtce | 51 | 51E | CONNECTOR: ELECTRICAL TERMINAL | LONG BARREL LUG,4/0 AWG COND |  | EA | 50 | 0 | 0 | NO | 6.751 | 1048.64 | THOMAS & BETTS | 54817BEUF |  | 01 | 1 | 2CAC | [7 empty] | 2012-01-07
3580 | 29200000TL | 03483 | EG1040003 | S | 58012392 | 58 | EGTL Spares | Mtce | 51 | 51E | CONNECTOR: ELECTRICAL TERMINAL | LONG BARREL LUG,4/0 AWG COND |  | EA | 50 | 0 | 0 | NO | 6.7795 | 1053.06 | THOMAS & BETTS | 54818BEUF |  | 01 | 1 | 2CAC | [7 empty] | 2012-01-07
3581 | 29200000TL | 03483 | EGC024019 | P | 58012393 | 58 | EGTL Spares | Mtce | 51 | 51E | CONNECTOR: ELECTRICAL TERMINAL | LONG BARREL LUG,4/0 AWG COND |  | EA | 50 | 5 | 10 | NO | 6.7795 | 1053.06 | THOMAS & BETTS | 54818BEUF0616 |  | 01 | 1 | 2CAC | [7 empty] | 2012-01-07
3582 | 29200000TL | 03483 | EGC024016 | P | 58012394 | 58 | EGTL Spares | Mtce | 51 | 51E | CONNECTOR: ELECTRICAL TERMINAL | LONG BARREL LUG,4/0 AWG COND |  | EA | 50 | 0 | 0 | NO | 9.5236 | 1479.3 | THOMAS & BETTS | 54818BEUF0616PH |  | 01 | 1 | 2CAC | [7 empty] | 2012-01-07
3583 | 29200000TL | 03483 | EGC023022 | P | 58012395 | 58 | EGTL Spares | Mtce | 51 | 51E | CONNECTOR: ELECTRICAL TERMINAL | LONG BARREL LUG,250 MCM COND |  | EA | 50 | 0 | 0 | NO | 29.2417 | 4542.12 | THOMAS & BETTS | 54868BEUF |  | 01 | 1 | 2CAC | [7 empty] | 2012-01-07
3584 | 29200000TL | 03483 | EG1026013 | P | 58012399 | 58 | EGTL Spares | Mtce | 51 | 51E | CONNECTOR: ELECTRICAL TERMINAL | LONG BARREL LUG,300 MCM COND |  | EA | 50 | 0 | 0 | NO | 14.5939 | 2266.88 | THOMAS & BETTS | 54819BEUF |  | 01 | 1 | 2CAC | [7 empty] | 2012-01-07
3585 | 29200000TL | 03483 | EGC016029 | P | 58012400 | 58 | EGTL Spares | Mtce | 51 | 51E | CONNECTOR: ELECTRICAL TERMINAL | LONG BARREL LUG,300 MCM COND |  | EA | 50 | 0 | 0 | NO | 11.8404 | 1839.17 | THOMAS & BETTS | 54870BEUF |  | 01 | 1 | 2CAC | [7 empty] | 2012-01-07
3586 | 29200000TL | 03483 | EGC026021 | P | 58012401 | 58 | EGTL Spares | Mtce | 51 | 51E | CONNECTOR: ELECTRICAL TERMINAL | LONG BARREL LUG,350 MCM COND |  | EA | 50 | 0 | 0 | NO | 11.3941 | 1769.85 | THOMAS & BETTS | 54820BEUF |  | 01 | 1 | 2CAC | [7 empty] | 2012-01-07
3587 | 29200000TL | 03483 | EGC026009 | P | 58012405 | 58 | EGTL Spares | Mtce | 51 | 51E | CONNECTOR: ELECTRICAL TERMINAL | LONG BARREL LUG,400 MCM COND |  | EA | 20 | 0 | 0 | NO | 8.8684 | 1377.53 | THOMAS & BETTS | 54822BEUF |  | 01 | 1 | 2CAC | [7 empty] | 2012-01-07
3588 | 29200000TL | 03483 | EG1030005 | P | 58012406 | 58 | EGTL Spares | Mtce | 51 | 51E | CONNECTOR: ELECTRICAL TERMINAL | LONG BARREL LUG,400 MCM COND |  | EA | 20 | 0 | 0 | NO | 9.0299 | 1402.61 | THOMAS & BETTS | 54821BEUF |  | 01 | 1 | 2CAC | [7 empty] | 2012-01-07
3589 | 29200000TL | 03483 | EG1028014 | P | 58012408 | 58 | EGTL Spares | Mtce | 51 | 51E | CONNECTOR: ELECTRICAL TERMINAL | LONG BARREL LUG,500 MCM COND |  | EA | 20 | 0 | 0 | NO | 23.7378 | 3687.19 | THOMAS & BETTS | 54823BEUF |  | 01 | 1 | 2CAC | [7 empty] | 2012-01-07
3590 | 29200000TL | 03483 | EGC027017 | P | 58012409 | 58 | EGTL Spares | Mtce | 51 | 51E | CONNECTOR: ELECTRICAL TERMINAL | LONG BARREL LUG,500 MCM COND |  | EA | 20 | 0 | 0 | NO | 14.8313 | 2303.75 | THOMAS & BETTS | 54876BEUF0616 |  | 01 | 1 | 2CAC | [7 empty] | 2012-01-07
3591 | 29200000TL | 03483 | EGC026021 | P | 58012410 | 58 | EGTL Spares | Mtce | 51 | 51E | CONNECTOR: ELECTRICAL TERMINAL | LONG BARREL LUG,500 MCM COND |  | EA | 20 | 0 | 0 | NO | 19.9397 | 3097.24 | THOMAS & BETTS | 54876BEUF0616PH |  | 01 | 1 | 2CAC | [7 empty] | 2012-01-07
3592 | 29200000TL | 03483 | EGC027026 | P | 58012411 | 58 | EGTL Spares | Mtce | 51 | 51E | CONNECTOR: ELECTRICAL TERMINAL | LONG BARREL LUG,500 MCM COND |  | EA | 20 | 0 | 0 | NO | 10.5965 | 1645.96 | THOMAS & BETTS | 54876BEUF |  | 01 | 1 | 2CAC | [7 empty] | 2012-01-07
3593 | 29200000TL | 03483 | EGC024019 | P | 58012412 | 58 | EGTL Spares | Mtce | 51 | 51E | CONNECTOR: ELECTRICAL TERMINAL | LONG BARREL LUG,600 MCM COND |  | EA | 10 | 2 | 5 | NO | 19.4555 | 3022.02 | THOMAS & BETTS | 54824BEUF |  | 01 | 1 | 2CAC | [7 empty] | 2012-01-07
3594 | 29200000TL | 03483 | EGC027015 | P | 58012413 | 58 | EGTL Spares | Mtce | 51 | 51E | CONNECTOR: ELECTRICAL TERMINAL | LONG BARREL LUG,600 MCM COND |  | EA | 10 | 0 | 0 | NO | 18.8858 | 2933.53 | THOMAS & BETTS | 54878BEUF |  | 01 | 1 | 2CAC | [7 empty] | 2012-01-07
3595 | 29200000TL | 03483 | EGC024020 | P | 58012414 | 58 | EGTL Spares | Mtce | 51 | 51E | CONNECTOR: ELECTRICAL TERMINAL | LONG BARREL LUG,750 MCM COND |  | EA | 10 | 0 | 0 | NO | 35.1319 | 5457.04 | THOMAS & BETTS | 54880BEUF0616 |  | 01 | 1 | 2CAC | [7 empty] | 2012-01-07
3596 | 29200000TL | 03483 | EGC024011 | P | 58012415 | 58 | EGTL Spares | Mtce | 51 | 51E | CONNECTOR: ELECTRICAL TERMINAL | LONG BARREL LUG,750 MCM COND |  | EA | 10 | 1 | 3 | NO | 26.5863 | 4129.65 | THOMAS & BETTS | 54880BEUF0616PH |  | 01 | 1 | 2CAC | [7 empty] | 2012-01-07
3597 | 29200000TL | 03483 | EGC017025 | P | 58012416 | 58 | EGTL Spares | Mtce | 51 | 51E | CONNECTOR: ELECTRICAL TERMINAL | LONG BARREL LUG,750 MCM COND |  | EA | 10 | 0 | 0 | NO | 23.3959 | 3634.09 | THOMAS & BETTS | 54880BEUF |  | 01 | 1 | 2CAC | [7 empty] | 2012-01-07
3598 | 29200000TL | 03483 | EGC024012 | P | 58012417 | 58 | EGTL Spares | Mtce | 51 | 51E | CONNECTOR: ELECTRICAL TERMINAL | LONG BARREL LUG,750 MCM COND |  | EA | 10 | 0 | 0 | NO | 23.3959 | 3634.09 | THOMAS & BETTS | 58884BEUF |  | 01 | 1 | 2CAC | [7 empty] | 2012-01-07
3599 | 29200000TL | 03483 | EGC024017 | P | 58012418 | 58 | EGTL Spares | Mtce | 51 | 51E | CONNECTOR: ELECTRICAL TERMINAL | LONG BARREL LUG,900 MCM COND |  | EA | 10 | 1 | 3 | NO | 24.9721 | 3878.92 | THOMAS & BETTS | 58826BEUF |  | 01 | 1 | 2CAC | [7 empty] | 2012-01-07
3600 | 29200000TL | 03483 | EGC015008 | P | 58012420 | 58 | EGTL Spares | Mtce | 51 | 51E | CONNECTOR: ELECTRICAL TERMINAL | LONG BARREL LUG,1000 MCM COND |  | EA | 10 | 0 | 0 | NO | 43.2976 | 6725.43 | THOMAS & BETTS | 54882BEUF |  | 01 | 1 | 2CAC | [7 empty] | 2012-01-07
3601 | 29200000TL | 03483 | EG1038015 | S | 58012421 | 58 | EGTL Spares | Mtce | 51 | 51E | CONNECTOR: ELECTRICAL TERMINAL | LONG BARREL LUG,14-10 AWG COND |  | EA | 10 | 0 | 0 | NO | 4.3013 | 668.1184 | THOMAS & BETTS | 256-31426-3SPHUB |  | 01 | 1 | 2CAC | [7 empty] | 2012-01-07
3602 | 29200000TL | 03483 | EGC024020 | P | 58012422 | 58 | EGTL Spares | Mtce | 51 | 51E | CONNECTOR: ELECTRICAL TERMINAL | LONG BARREL LUG,14-10 AWG COND |  | EA | 10 | 0 | 0 | NO | 16.2841 | 2529.41 | THOMAS & BETTS | 256-30695-1298UB |  | 01 | 1 | 2CAC | [7 empty] | 2012-01-07
3603 | 29200000TL | 03483 | EG1043008 | S | 58012424 | 58 | EGTL Spares | Mtce | 51 | 51E | CONNECTOR: ELECTRICAL TERMINAL | LONG BARREL LUG,8 AWG COND |  | EA | 100 | 0 | 0 | NO | 2.1839 | 339.2213 | THOMAS & BETTS | 54850BEUB |  | 01 | 1 | 2CAC | [7 empty] | 2012-01-07
3604 | 29200000TL | 03483 | EGC026020 | P | 58012425 | 58 | EGTL Spares | Mtce | 51 | 51E | CONNECTOR: ELECTRICAL TERMINAL | LONG BARREL LUG,8 AWG COND |  | EA | 100 | 0 | 0 | NO | 2.5162 | 390.8419 | THOMAS & BETTS | 54851BEUB |  | 01 | 1 | 2CAC | [7 empty] | 2012-01-07
3605 | 29200000TL | 03483 | EGC018022 | P | 58012426 | 58 | EGTL Spares | Mtce | 51 | 51E | CONNECTOR: ELECTRICAL TERMINAL | LONG BARREL LUG,8 AWG COND |  | EA | 100 | 0 | 0 | NO | 2.5162 | 390.8419 | THOMAS & BETTS | 54851BEUB0616 |  | 01 | 1 | 2CAC | [7 empty] | 2012-01-07
3606 | 29200000TL | 03483 | EG1039002 | S | 58012427 | 58 | EGTL Spares | Mtce | 51 | 51E | CONNECTOR: ELECTRICAL TERMINAL | LONG BARREL LUG,6 AWG COND |  | EA | 100 | 0 | 0 | NO | 4.0829 | 634.1963 | THOMAS & BETTS | 54852BEUB |  | 01 | 1 | 2CAC | [7 empty] | 2012-01-07
3607 | 29200000TL | 03483 | EG1043008 | S | 58012428 | 58 | EGTL Spares | Mtce | 51 | 51E | CONNECTOR: ELECTRICAL TERMINAL | LONG BARREL LUG,6 AWG COND |  | EA | 100 | 0 | 0 | NO | 2.2124 | 343.6459 | THOMAS & BETTS | 256-30695-1014B |  | 01 | 1 | 2CAC | [7 empty] | 2012-01-07
3608 | 29200000TL | 03483 | EGC027017 | P | 58012429 | 58 | EGTL Spares | Mtce | 51 | 51E | CONNECTOR: ELECTRICAL TERMINAL | LONG BARREL LUG,6 AWG COND |  | EA | 100 | 0 | 0 | NO | 4.1019 | 637.146 | THOMAS & BETTS | 54852BEUB0412 |  | 01 | 1 | 2CAC | [7 empty] | 2012-01-07
3609 | 29200000TL | 03483 | EGC026001 | P | 58012430 | 58 | EGTL Spares | Mtce | 51 | 51E | CONNECTOR: ELECTRICAL TERMINAL | LONG BARREL LUG,6 AWG COND |  | EA | 100 | 0 | 0 | NO | 5.1748 | 803.8069 | THOMAS & BETTS | 54852BEUB0616 |  | 01 | 1 | 2CAC | [7 empty] | 2012-01-07
3610 | 29200000TL | 03483 | EG1043007 | S | 58012432 | 58 | EGTL Spares | Mtce | 51 | 51E | CONNECTOR: ELECTRICAL TERMINAL | LONG BARREL LUG,4 AWG COND |  | EA | 100 | 0 | 0 | NO | 3.7316 | 579.6259 | THOMAS & BETTS | 54854BEUB |  | 01 | 1 | 2CAC | [7 empty] | 2012-01-07
3611 | 29200000TL | 03483 | EG1038015 | S | 58012433 | 58 | EGTL Spares | Mtce | 51 | 51E | CONNECTOR: ELECTRICAL TERMINAL | LONG BARREL LUG,4 AWG COND |  | EA | 100 | 0 | 0 | NO | 3.6556 | 567.8269 | THOMAS & BETTS | 54854BEUB0412 |  | 01 | 1 | 2CAC | [7 empty] | 2012-01-07
3612 | 29200000TL | 03483 | EG1039002 | S | 58012434 | 58 | EGTL Spares | Mtce | 51 | 51E | CONNECTOR: ELECTRICAL TERMINAL | LONG BARREL LUG,4 AWG COND |  | EA | 100 | 0 | 0 | NO | 6.0389 | 938.0205 | THOMAS & BETTS | 54854BEUB0416 |  | 01 | 1 | 2CAC | [7 empty] | 2012-01-07
3613 | 29200000TL | 03483 | EG1028015 | P | 58012435 | 58 | EGTL Spares | Mtce | 51 | 51E | CONNECTOR: ELECTRICAL TERMINAL | LONG BARREL LUG,4 AWG COND |  | EA | 100 | 0 | 0 | NO | 3.6271 | 563.4023 | THOMAS & BETTS | 54854BEUB0516 |  | 01 | 1 | 2CAC | [7 empty] | 2012-01-07
3614 | 29200000TL | 03483 | EG1041008 | S | 58012436 | 58 | EGTL Spares | Mtce | 51 | 51E | CONNECTOR: ELECTRICAL TERMINAL | LONG BARREL LUG,4 AWG COND |  | EA | 100 | 1 | 2 | NO | 6.4946 | 1008.81 | THOMAS & BETTS | 54854BEUB0616 |  | 01 | 1 | 2CAC | [7 empty] | 2012-01-07
3615 | 29200000TL | 03483 | EGC026021 | P | 58012438 | 58 | EGTL Spares | Mtce | 51 | 51E | CONNECTOR: ELECTRICAL TERMINAL | LONG BARREL LUG,2-3 AWG COND |  | EA | 50 | 0 | 0 | NO | 6.4946 | 1008.81 | THOMAS & BETTS | 54858BEUB0416 |  | 01 | 1 | 2CAC | [7 empty] | 2012-01-07
3616 | 29200000TL | 03483 | EGC024016 | P | 58012439 | 58 | EGTL Spares | Mtce | 51 | 51E | CONNECTOR: ELECTRICAL TERMINAL | LONG BARREL LUG,2-3 AWG COND |  | EA | 51 | 0 | 0 | NO | 4.3677 | 678.4425 | THOMAS & BETTS | 54855BEUB |  | 01 | 1 | 2CAC | [7 empty] | 2012-01-07
3617 | 29200000TL | 03483 | EGC025029 | P | 58012441 | 58 | EGTL Spares | Mtce | 51 | 51E | CONNECTOR: ELECTRICAL TERMINAL | LONG BARREL LUG,2-3 AWG COND |  | EA | 50 | 25 | 50 | NO | 7.5011 | 1165.15 | THOMAS & BETTS | 54856BEUB |  | 01 | 1 | 2CAC | [7 empty] | 2012-01-07
3618 | 29200000TL | 03483 | EGC027017 | P | 58012442 | 58 | EGTL Spares | Mtce | 51 | 51E | CONNECTOR: ELECTRICAL TERMINAL | LONG BARREL LUG,2-3 AWG COND |  | EA | 50 | 25 | 50 | NO | 4.5956 | 713.8395 | THOMAS & BETTS | 54810BEUB |  | 01 | 1 | 2CAC | [7 empty] | 2012-01-07
3619 | 29200000TL | 03483 | EG1028010 | S | 58012443 | 58 | EGTL Spares | Mtce | 51 | 51E | CONNECTOR: ELECTRICAL TERMINAL | LONG BARREL LUG,2-3 AWG COND |  | EA | 50 | 0 | 0 | NO | 4.5956 | 713.8395 | THOMAS & BETTS | 54810BEUB0616 |  | 01 | 1 | 2CAC | [7 empty] | 2012-01-07
3620 | 29200000TL | 03483 | EGC027023 | P | 58012444 | 58 | EGTL Spares | Mtce | 51 | 51E | CONNECTOR: ELECTRICAL TERMINAL | LONG BARREL LUG,2-3 AWG COND |  | EA | 50 | 0 | 0 | NO | 5.7303 | 890.0948 | THOMAS & BETTS | 54811BEUB |  | 01 | 1 | 2CAC | [7 empty] | 2012-01-07
3621 | 29200000TL | 03483 | EG1039005 | S | 58012445 | 58 | EGTL Spares | Mtce | 51 | 51E | CONNECTOR: ELECTRICAL TERMINAL | LONG BARREL LUG,1 AWG COND |  | EA | 50 | 2 | 5 | NO | 4.0829 | 634.1963 | THOMAS & BETTS | 54809BEUB |  | 01 | 1 | 2CAC | [7 empty] | 2012-01-07
3622 | 29200000TL | 03483 | EGC024011 | P | 58012446 | 58 | EGTL Spares | Mtce | 51 | 51E | CONNECTOR: ELECTRICAL TERMINAL | LONG BARREL LUG,1 AWG COND |  | EA | 50 | 0 | 0 | NO | 4.0069 | 622.3973 | THOMAS & BETTS | 54812BEUB |  | 01 | 1 | 2CAC | [7 empty] | 2012-01-07
3623 | 29200000TL | 03483 | EGC026020 | P | 58012447 | 58 | EGTL Spares | Mtce | 51 | 51E | CONNECTOR: ELECTRICAL TERMINAL | LONG BARREL LUG,1 AWG COND |  | EA | 50 | 0 | 0 | NO | 4.0069 | 622.3973 | THOMAS & BETTS | 54858BEUB |  | 01 | 1 | 2CAC | [7 empty] | 2012-01-07
3624 | 29200000TL | 03483 | EG1040019 | S | 58012448 | 58 | EGTL Spares | Mtce | 51 | 51E | CONNECTOR: ELECTRICAL TERMINAL | LONG BARREL LUG,1 AWG COND |  | EA | 50 | 2 | 5 | NO | 9.0773 | 1409.98 | THOMAS & BETTS | 54857BEUB0616 |  | 01 | 1 | 2CAC | [7 empty] | 2012-01-07
3625 | 29200000TL | 03483 | EG1039014 | S | 58012449 | 58 | EGTL Spares | Mtce | 51 | 51E | CONNECTOR: ELECTRICAL TERMINAL | LONG BARREL LUG,1 AWG COND |  | EA | 50 | 0 | 0 | NO | 9.0773 | 1409.98 | THOMAS & BETTS | 54857BEUB |  | 01 | 1 | 2CAC | [7 empty] | 2012-01-07
3626 | 29200000TL | 03483 | EGC024022 | P | 58012450 | 58 | EGTL Spares | Mtce | 51 | 51E | CONNECTOR: ELECTRICAL TERMINAL | LONG BARREL LUG,1/0 AWG COND |  | EA | 50 | 25 | 50 | NO | 9.0773 | 1409.98 | THOMAS & BETTS | 54859BEUB0416 |  | 01 | 1 | 2CAC | [7 empty] | 2012-01-07
3627 | 29200000TL | 03483 | EG1039013 | S | 58012451 | 58 | EGTL Spares | Mtce | 51 | 51E | CONNECTOR: ELECTRICAL TERMINAL | LONG BARREL LUG,1/0 AWG COND |  | EA | 50 | 25 | 50 | NO | 9.0773 | 1409.98 | THOMAS & BETTS | 54859BEUB0416PH |  | 01 | 1 | 2CAC | [7 empty] | 2012-01-07
3628 | 29200000TL | 03483 | EG1038001 | S | 58012452 | 58 | EGTL Spares | Mtce | 51 | 51E | CONNECTOR: ELECTRICAL TERMINAL | LONG BARREL LUG,1/0 AWG COND |  | EA | 50 | 5 | 10 | NO | 4.2063 | 653.3696 | THOMAS & BETTS | 54859BEUB |  | 01 | 1 | 2CAC | [7 empty] | 2012-01-07
3629 | 29200000TL | 03483 | EGC024011 | P | 58012453 | 58 | EGTL Spares | Mtce | 51 | 51E | CONNECTOR: ELECTRICAL TERMINAL | LONG BARREL LUG,1/0 AWG COND |  | EA | 50 | 25 | 50 | NO | 4.2063 | 653.3696 | THOMAS & BETTS | 54813BEUB |  | 01 | 1 | 2CAC | [7 empty] | 2012-01-07
3630 | 29200000TL | 03483 | EGC026001 | P | 58012454 | 58 | EGTL Spares | Mtce | 51 | 51E | CONNECTOR: ELECTRICAL TERMINAL | LONG BARREL LUG,1/0 AWG COND |  | EA | 50 | 2 | 5 | NO | 4.1494 | 644.5204 | THOMAS & BETTS | 54860BEUB |  | 01 | 1 | 2CAC | [7 empty] | 2012-01-07
3631 | 29200000TL | 03483 | EGC027017 | P | 58012455 | 58 | EGTL Spares | Mtce | 51 | 51E | CONNECTOR: ELECTRICAL TERMINAL | LONG BARREL LUG,1/0 AWG COND |  | EA | 50 | 0 | 0 | NO | 5.5831 | 867.2265 | THOMAS & BETTS | 54860BEUB0616 |  | 01 | 1 | 2CAC | [7 empty] | 2012-01-07
3632 | 29200000TL | 03483 | EG1028015 | P | 58012457 | 58 | EGTL Spares | Mtce | 51 | 51E | CONNECTOR: ELECTRICAL TERMINAL | LONG BARREL LUG,2/0 AWG COND |  | EA | 50 | 0 | 0 | NO | 4.6716 | 725.6385 | THOMAS & BETTS | 54814BEUB |  | 01 | 1 | 2CAC | [7 empty] | 2012-01-07
3633 | 29200000TL | 03483 | EG1023002 | S | 58012459 | 58 | EGTL Spares | Mtce | 51 | 51E | CONNECTOR: ELECTRICAL TERMINAL | LONG BARREL LUG,2/0 AWG COND |  | EA | 41 | 0 | 0 | NO | 5.5385 | 859.8521 | THOMAS & BETTS | 54862BEUB0616 |  | 01 | 1 | 2CAC | [7 empty] | 2012-01-07
3634 | 29200000TL | 03483 | EG1038012 | S | 58012461 | 58 | EGTL Spares | Mtce | 51 | 51E | CONNECTOR: ELECTRICAL TERMINAL | LONG BARREL LUG,2/0 AWG COND |  | EA | 50 | 0 | 0 | NO | 4.814 | 747.7616 | THOMAS & BETTS | 54862BEUB |  | 01 | 1 | 2CAC | [7 empty] | 2012-01-07
3635 | 29200000TL | 03483 | EGC015008 | P | 58012462 | 58 | EGTL Spares | Mtce | 51 | 51E | CONNECTOR: ELECTRICAL TERMINAL | LONG BARREL LUG,3/0 AWG COND |  | EA | 50 | 0 | 0 | NO | 5.3932 | 837.729 | THOMAS & BETTS | 54815BEUB |  | 01 | 1 | 2CAC | [7 empty] | 2012-01-07
3636 | 29200000TL | 03483 | EGC020024 | P | 58012463 | 58 | EGTL Spares | Mtce | 51 | 51E | CONNECTOR: ELECTRICAL TERMINAL | LONG BARREL LUG,3/0 AWG COND |  | EA | 50 | 5 | 10 | NO | 5.6116 | 871.6511 | THOMAS & BETTS | 54816BEUB |  | 01 | 1 | 2CAC | [7 empty] | 2012-01-07
3637 | 29200000TL | 03483 | EG1026005 | P | 58012464 | 58 | EGTL Spares | Mtce | 51 | 51E | CONNECTOR: ELECTRICAL TERMINAL | LONG BARREL LUG,3/0 AWG COND |  | EA | 50 | 2 | 5 | NO | 5.2888 | 821.5054 | THOMAS & BETTS | 54864BEUB |  | 01 | 1 | 2CAC | [7 empty] | 2012-01-07
3638 | 29200000TL | 03483 | EGC016029 | P | 58012465 | 58 | EGTL Spares | Mtce | 51 | 51E | CONNECTOR: ELECTRICAL TERMINAL | LONG BARREL LUG,4/0 AWG COND |  | EA | 50 | 0 | 0 | NO | 12.3341 | 1915.86 | THOMAS & BETTS | 54817BEUB |  | 01 | 1 | 2CAC | [7 empty] | 2012-01-07
3639 | 29200000TL | 03483 | EGC017025 | P | 58012466 | 58 | EGTL Spares | Mtce | 51 | 51E | CONNECTOR: ELECTRICAL TERMINAL | LONG BARREL LUG,4/0 AWG COND |  | EA | 50 | 2 | 5 | NO | 5.4977 | 853.9526 | THOMAS & BETTS | 54818BEUB0616 |  | 01 | 1 | 2CAC | [7 empty] | 2012-01-07
3640 | 29200000TL | 03483 | EG1028002 | S | 58012467 | 58 | EGTL Spares | Mtce | 51 | 51E | CONNECTOR: ELECTRICAL TERMINAL | LONG BARREL LUG,4/0 AWG COND |  | EA | 50 | 25 | 50 | NO | 6.8365 | 1061.91 | THOMAS & BETTS | 54818BEUB0616PH |  | 01 | 1 | 2CAC | [7 empty] | 2012-01-07
3641 | 29200000TL | 03483 | EG1006016 | P | 58012468 | 58 | EGTL Spares | Mtce | 51 | 51E | CONNECTOR: ELECTRICAL TERMINAL | LONG BARREL LUG,4/0 AWG COND |  | EA | 50 | 2 | 5 | NO | 5.8775 | 912.9476 | THOMAS & BETTS | 54866BEUB |  | 01 | 1 | 2CAC | [7 empty] | 2012-01-07
3642 | 29200000TL | 03483 | EG1040021 | S | 58012469 | 58 | EGTL Spares | Mtce | 51 | 51E | CONNECTOR: ELECTRICAL TERMINAL | LONG BARREL LUG,250 MCM COND |  | EA | 50 | 0 | 0 | NO | 10.3876 | 1613.51 | THOMAS & BETTS | 54868BEUB0616 |  | 01 | 1 | 2CAC | [7 empty] | 2012-01-07
3643 | 29200000TL | 03483 | EG1026013 | P | 58012470 | 58 | EGTL Spares | Mtce | 51 | 51E | CONNECTOR: ELECTRICAL TERMINAL | LONG BARREL LUG,250 MCM COND |  | EA | 50 | 0 | 0 | NO | 8.9444 | 1389.33 | THOMAS & BETTS | 54868BEUB0616PH |  | 01 | 1 | 2CAC | [7 empty] | 2012-01-07
3644 | 29200000TL | 03483 | EG1028015 | P | 58012471 | 58 | EGTL Spares | Mtce | 51 | 51E | CONNECTOR: ELECTRICAL TERMINAL | LONG BARREL LUG,250 MCM COND |  | EA | 50 | 0 | 0 | NO | 10.3876 | 1613.51 | THOMAS & BETTS | 54868BEUB |  | 01 | 1 | 2CAC | [7 empty] | 2012-01-07
3645 | 29200000TL | 03483 | EGC026016 | P | 58012472 | 58 | EGTL Spares | Mtce | 51 | 51E | CONNECTOR: ELECTRICAL TERMINAL | LONG BARREL LUG,300 MCM COND |  | EA | 20 | 0 | 0 | NO | 10.3876 | 1613.51 | THOMAS & BETTS | 54819BEUB |  | 01 | 1 | 2CAC | [7 empty] | 2012-01-07
3646 | 29200000TL | 03483 | EGC026021 | P | 58012473 | 58 | EGTL Spares | Mtce | 51 | 51E | CONNECTOR: ELECTRICAL TERMINAL | LONG BARREL LUG,300 MCM COND |  | EA | 20 | 1 | 2 | NO | 9.1817 | 1426.2 | THOMAS & BETTS | 54870BEUB |  | 01 | 1 | 2CAC | [7 empty] | 2012-01-07
3647 | 29200000TL | 03483 | EGC026017 | P | 58012474 | 58 | EGTL Spares | Mtce | 51 | 51E | CONNECTOR: ELECTRICAL TERMINAL | LONG BARREL LUG,350 MCM COND |  | EA | 20 | 5 | 10 | NO | 9.1817 | 1426.2 | THOMAS & BETTS | 54820BEUB |  | 01 | 1 | 2CAC | [7 empty] | 2012-01-07
3648 | 29200000TL | 03483 | EGC026021 | P | 58012475 | 58 | EGTL Spares | Mtce | 51 | 51E | CONNECTOR: ELECTRICAL TERMINAL | LONG BARREL LUG,350 MCM COND |  | EA | 20 | 1 | 2 | NO | 10.6061 | 1647.44 | THOMAS & BETTS | 54872BEUB0616 |  | 01 | 1 | 2CAC | [7 empty] | 2012-01-07
3649 | 29200000TL | 03483 | EG1041008 | S | 58012476 | 58 | EGTL Spares | Mtce | 51 | 51E | CONNECTOR: ELECTRICAL TERMINAL | LONG BARREL LUG,350 MCM COND |  | EA | 20 | 0 | 0 | NO | 10.8624 | 1687.26 | THOMAS & BETTS | 54872BEUB0616PH |  | 01 | 1 | 2CAC | [7 empty] | 2012-01-07
3650 | 29200000TL | 03483 | EG1043012 | S | 58012477 | 58 | EGTL Spares | Mtce | 51 | 51E | CONNECTOR: ELECTRICAL TERMINAL | LONG BARREL LUG,350 MCM COND |  | EA | 20 | 0 | 0 | NO | 8.8684 | 1377.53 | THOMAS & BETTS | 54872BEUB |  | 01 | 1 | 2CAC | [7 empty] | 2012-01-07
3651 | 29200000TL | 03483 | EGC026017 | P | 58012479 | 58 | EGTL Spares | Mtce | 51 | 51E | CONNECTOR: ELECTRICAL TERMINAL | LONG BARREL LUG,400 MCM COND |  | EA | 20 | 0 | 0 | NO | 13.1222 | 2038.28 | THOMAS & BETTS | 54821BEUB |  | 01 | 1 | 2CAC | [7 empty] | 2012-01-07
3652 | 29200000TL | 03483 | EG1038015 | S | 58012480 | 58 | EGTL Spares | Mtce | 51 | 51E | CONNECTOR: ELECTRICAL TERMINAL | LONG BARREL LUG,400 MCM COND |  | EA | 20 | 0 | 0 | NO | 10.9194 | 1696.11 | THOMAS & BETTS | 54874BEUB |  | 01 | 1 | 2CAC | [7 empty] | 2012-01-07
3653 | 29200000TL | 03483 | EG1028014 | P | 58012481 | 58 | EGTL Spares | Mtce | 51 | 51E | CONNECTOR: ELECTRICAL TERMINAL | LONG BARREL LUG,500 MCM COND |  | EA | 20 | 0 | 0 | NO | 21.231 | 3297.82 | THOMAS & BETTS | 54823BEUB |  | 01 | 1 | 2CAC | [7 empty] | 2012-01-07
3654 | 29200000TL | 03483 | EGC027023 | P | 58012482 | 58 | EGTL Spares | Mtce | 51 | 51E | CONNECTOR: ELECTRICAL TERMINAL | LONG BARREL LUG,500 MCM COND |  | EA | 20 | 0 | 0 | NO | 20.7373 | 3221.13 | THOMAS & BETTS | 54823BEUB0616 |  | 01 | 1 | 2CAC | [7 empty] | 2012-01-07
3655 | 29200000TL | 03483 | EGC027026 | P | 58012484 | 58 | EGTL Spares | Mtce | 51 | 51E | CONNECTOR: ELECTRICAL TERMINAL | LONG BARREL LUG,500 MCM COND |  | EA | 20 | 0 | 0 | NO | 9.9889 | 1551.57 | THOMAS & BETTS | 54876BEUB |  | 01 | 1 | 2CAC | [7 empty] | 2012-01-07
3656 | 29200000TL | 03483 | EGC026009 | P | 58012485 | 58 | EGTL Spares | Mtce | 51 | 51E | CONNECTOR: ELECTRICAL TERMINAL | LONG BARREL LUG,600 MCM COND |  | EA | 20 | 0 | 0 | NO | 18.8858 | 2933.53 | THOMAS & BETTS | 54824BEUB |  | 01 | 1 | 2CAC | [7 empty] | 2012-01-07
3657 | 29200000TL | 03483 | EGC015016 | P | 58012486 | 58 | EGTL Spares | Mtce | 51 | 51E | CONNECTOR: ELECTRICAL TERMINAL | LONG BARREL LUG,600 MCM COND |  | EA | 10 | 0 | 0 | NO | 18.8858 | 2933.53 | THOMAS & BETTS | 54878BEUB |  | 01 | 1 | 2CAC | [7 empty] | 2012-01-07
3658 | 29200000TL | 03483 | EGC026029 | P | 58012487 | 58 | EGTL Spares | Mtce | 51 | 51E | CONNECTOR: ELECTRICAL TERMINAL | LONG BARREL LUG,750 MCM COND |  | EA | 10 | 0 | 0 | NO | 26.9091 | 4179.8 | THOMAS & BETTS | 54880BEUB0616 |  | 01 | 1 | 2CAC | [7 empty] | 2012-01-07
3659 | 29200000TL | 03483 | EG1038015 | S | 58012488 | 58 | EGTL Spares | Mtce | 51 | 51E | CONNECTOR: ELECTRICAL TERMINAL | LONG BARREL LUG,750 MCM COND |  | EA | 10 | 0 | 0 | NO | 27.5358 | 4277.14 | THOMAS & BETTS | 54880BEUB0616PH |  | 01 | 1 | 2CAC | [7 empty] | 2012-01-07
3660 | 29200000TL | 03483 | EGC021023 | P | 58012489 | 58 | EGTL Spares | Mtce | 51 | 51E | CONNECTOR: ELECTRICAL TERMINAL | LONG BARREL LUG,750 MCM COND |  | EA | 10 | 0 | 0 | NO | 26.7382 | 4153.25 | THOMAS & BETTS | 54880BEUB |  | 01 | 1 | 2CAC | [7 empty] | 2012-01-07
3661 | 29200000TL | 03483 | EGC027029 | P | 58012490 | 58 | EGTL Spares | Mtce | 51 | 51E | CONNECTOR: ELECTRICAL TERMINAL | LONG BARREL LUG,750 MCM COND |  | EA | 10 | 1 | 2 | NO | 27.5358 | 4277.14 | THOMAS & BETTS | 58884BEUB |  | 01 | 1 | 2CAC | [7 empty] | 2012-01-07
3662 | 29200000TL | 03483 | EG1042007 | S | 58012496 | 58 | EGTL Spares | Mtce | 51 | 51E | CONNECTOR: ELECTRICAL, C-TAP | 4/0 AWG-350 MCM MAIN COND |  | EA | 50 | 0 | 0 | NO | 21.7817 | 3383.36 | THOMAS & BETTS | 54770 |  | 01 | 1 | 2CAC | [7 empty] | 2012-01-07
3663 | 29200000TL | 03483 | EG1002009 | P | 58012502 | 58 | EGTL Spares | Mtce | 50 | 50Z | BEARING: BALL DEEP GROOVE,SGL | ROW,1.5748 IN ID,3.1496 IN OD, |  | EA | 7 | 0 | 0 | NO | 105.0693 | 16310.6158 | SKF | 6208-Z/C3 | 6208-Z/C3 | 01,21,22 | 1 | 2CAA | [7 empty] | 2013-03-08 | 2019-07-13
3664 | 29300000TL | 03483 | EGC037020 | P | 58012504 | 58 | EGTL Spares | Mtce | 51 | 51Z | RECEPTACLE: ELECTRICAL SINGLE | GANG,2 POLE,3 WIRE,20A,125V |  | EA | 1 | 7 | 11 | YES | 593 | 918728.97 | KILLARK | UGRB2-20231 |  | 01,10,22 |  | 2CAC | 1CCC | [6 empty] | 2019-11-16 | 2025-10-22 | 2025-04-27 | -10 | 1
3665 | 29200000TL | 03483 | EG1013013 | P | 58012525 | 58 | EGTL Spares | Mtce | 54 | 54A | GASKET: SPIRAL WOUND 3 IN, | 316 SS INNER RING,316 SS OUTER |  | EA | 5 | 0 | 0 | NO | 26.6 | 4990.8231 | FLEXITALLIC | AG0442M-Z-S04D | 104943088970 | 01,22 | 1 | 2CBA |  |  | 3"-SH-D0JS-200007 12-HS |  |  |  |  | 2013-02-15 | 2025-03-05 | 2016-01-07 | -8 | 1
3666 | 292000TLDE | 03483 | EGC040032 | P | 58012537 | 58 | EGTL Spares | Mtce | 14 | 14Z | TRANSMITTER: PRESSURE | 14 BAR INPUT, 0.25 - 7.5 MBAR |  | PC | 1 | 0 | 0 | NO | 0 | 0 | SULZER | CPL102729200002 | CPL102729200002 | 05 | 1 | 1BAA |  |  | 1-104.421.816 |  |  |  |  | 2025-10-20 |  |  | 1 | 1
3667 | 29200000TL | 03483 | EGC040032 | P | 58012538 | 58 | EGTL Spares | Mtce | 14 | 14I | INDICATOR:PRESSURE | FOR SEAL SYSTEM |  | PC | 1 | 0 | 0 | NO | 2857.314 | 443598 | SULZER | CPL102729200003 | CPL102729200003 | 00 | 1 | 1BAA |  |  | 1-104.421.816 |  |  |  |  | 2012-01-06
3668 | 29200000TL | 03483 | EGC040032 | P | 58012539 | 58 | EGTL Spares | Mtce | 14 | 14I | INDICATOR:TEMPERATURE | FOR SEAL SYSTEM |  | PC | 1 | 0 | 0 | NO | 2231.9396 | 346508.63 | SULZER | CPL102729200004 | CPL102729200004 | 00 | 1 | 1BAA |  |  | 1-104.421.816 |  |  |  |  | 2012-01-06
3669 | 29200000TL | 03483 | EGC041021 | P | 58012550 | 58 | EGTL Spares | Mtce | 76 | 76Z | RING: THRUST RETAINING | 279 MM |  | PC | 2 | 0 | 0 | NO | 1501.1382 | 233051.7 | SULZER | 204212383003 | 204212383003 | 01 | 1 | 2BAB |  |  | 1-104.421.816 |  |  |  |  | 2012-01-06
3670 | 29200000TL | 03483 | EGC040026 | P | 58012553 | 58 | EGTL Spares | Mtce | 87 | 87B | RING: WEAR IMPELLER PUMP | 185 MM ID | RING KITS:WEAR RING STATIONARY P/N 50201WEAR RING STATIONARY P/N 50202IMPPELLER WEAR RING P/N 50301IMPPELLER WEAR RING P/N 50302 | PC | 3 | 0 | 0 | NO | 5495.6857 | 1166360.0614 | SULZER | 204649045001 | 204649045001 | 01 | 1 | 2BAB |  |  | E1-S1810.158-X |  |  | ZA-150-3250 |  | 2012-01-06 | 2017-01-10 | 2018-08-06
3671 | 29200000TL | 03483 | EG1019011 | P | 58012556 | 58 | EGTL Spares | Mtce | 50 | 50Z | BEARING: DRIVE END & | NON DRIVE END |  | PC | 2 | 0 | 0 | NO | 951.9003 | 147773 | SKF | 6212-Z/C3 | 6212-Z/C3 | 01,21,22 | 1 | 2BAB | [7 empty] | 2012-01-06 | 2022-06-28
3672 | 29200000TL | 03483 | EGC001011 | P | 58012562 | 58 | EGTL Spares | Mtce | 72 | 72Z | GUARD: OIL | API CENTRIFUGAL PUMPS |  | PC | 1 | 0 | 0 | NO | 14357.2541 | 2228963.7 | SIEMENS | 58-157-306-501 | MOT102728050001 | 01,10,22 | 1 | 2BAB | 2BAB |  | 58410300447 |  |  |  |  | 2012-01-06
3673 | 29200000TL | 03483 | EGC001011 | P | 58012563 | 58 | EGTL Spares | Mtce | 72 | 72Z | GUARD: OIL | API CENTRIFUGAL PUMPS |  | PC | 1 | 0 | 0 | NO | 21691.6258 | 3367624.9 | SIEMENS | 58-157-310-501 | MOT102728050002 | 01,10,22 | 1 | 2BAB | 2BAB |  | 58410300447 |  |  |  |  | 2012-01-06
3674 | 29200000TL | 03483 | EG1059010 | P | 58012565 | 58 | EGTL Spares | Mtce | 50 | 50Z | BEARING: SLEEVE | BUSHING ASSEMBLY |  | PC | 2 | 0 | 0 | NO | 23487.4805 | 3646431.35 | SIEMENS | 58-454-303-501 |  | 01,21,22 | 1 | 2BAB |  |  | 58410300447 |  |  |  |  | 2012-12-06
3675 | 29200000TL | 03483 | EGC040027 | P | 58012567 | 58 | EGTL Spares | Mtce | 14 | 14Z | GAUGE: OIL SIGHT LEVEL | API CENTRIFUGAL PUMPS |  | PC | 2 | 0 | 0 | NO | 360.6086 | 55984.49 | SIEMENS | CP737801010 | MOT102728050005 | 05 | 1 | 2BAB | 2BAB |  | 58410300447 |  |  |  |  | 2012-01-06
3676 | 29200000TL | 03483 | EGC040027 | P | 58012568 | 58 | EGTL Spares | Mtce | 14 | 14Z | GAUGE:OIL SIGHT LEVEL | API CENTRIFUGAL PUMPS |  | PC | 2 | 0 | 0 | NO | 487.6003 | 75699.95 | SIEMENS | CP737803003 | MOT102728050006 | 05 | 1 | 2BAB | 2BAB |  | 58410300447 |  |  |  |  | 2012-01-06
3677 | 29200000TL | 03483 | EG1010014 | P | 58012569 | 58 | EGTL Spares | Mtce | 50 | 50Z | BEARING: SLEEVE | API CENTRIFUGAL PUMPS |  | PC | 5 | 0 | 0 | NO | 11982.1147 | 1860326.76 | SIEMENS | 52-354-035-501 |  | 01,21,22 | 1 | 2BAB |  |  | 0195890-30 |  |  |  |  | 2012-12-06
3678 | 29200000TL | 03483 | EGC040027 | P | 58012571 | 58 | EGTL Spares | Mtce | 14 | 14Z | GAUGE: OIL SIGHT LEVEL | API CENTRIFUGAL PUMPS |  | PC | 4 | 0 | 0 | NO | 206.062 | 31991.13 | SIEMENS | CP-737-801-006 | MOT102729200006 | 05 | 1 | 2BAB | 2BAB |  | 0195890-30 |  |  |  |  | 2012-01-06
3679 | 29200000TL | 03483 | EGC041028 | P | 58012572 | 58 | EGTL Spares | Mtce | 87 | 87B | LUBRICATOR: LEVEL | API CENTRIFUGAL PUMPS |  | PC | 2 | 0 | 0 | NO | 2430.8135 | 377383.79 | SIEMENS | 55-110-641-003 | MOT102729200007 | 00 | 1 | 2BAB | 2BAB |  | 0195890-30 |  |  |  |  | 2012-01-06
3680 | 29200000TL | 03483 | EGC039021 | S | 58012576 | 58 | EGTL Spares | Mtce | 76 | 76Z | RING: OIL MISC | API CENTRIFUGAL PUMPS |  | PC | 2 | 0 | 0 | NO | 387.4539 | 60262.37 | SIEMENS | 58-255-202-001 | MOT102728150002 | 01 | 1 | 2BAB |  |  | 58410900443 |  |  |  |  | 2012-01-06
3681 | 29200000TL | 03483 | EGC041035 | P | 58012577 | 58 | EGTL Spares | Mtce | 72 | 72Z | GUARD: OIL | API CENTRIFUGAL PUMPS |  | PC | 4 | 0 | 0 | NO | 11912.6215 | 1849533.96 | SIEMENS | 58-157-201-501 | MOT102728150003 | 01,10,22 | 1 | 2BAB | 2BAB |  | 58410900443 |  |  |  |  | 2012-01-06
3682 | 29200000TL | 03483 | EGC040027 | P | 58012579 | 58 | EGTL Spares | Mtce | 14 | 14Z | GAUGE: OIL SIGHT LEVEL | API CENTRIFUGAL PUMPS |  | PC | 2 | 0 | 0 | NO | 360.6086 | 55984.49 | SIEMENS | CP-737-801-010 | MOT102728150004 | 05 | 1 | 2BAB | 2BAB |  | 58410900443 |  |  |  |  | 2012-01-06
3683 | 29200000TL | 03483 | EGC040027 | P | 58012580 | 58 | EGTL Spares | Mtce | 14 | 14Z | GAUGE: OIL SIGHT LEVEL | API CENTRIFUGAL PUMPS |  | PC | 2 | 0 | 0 | NO | 487.6003 | 75699.95 | SIEMENS | CP-737-803-003 | MOT102728150005 | 05 | 1 | 2BAB | 2BAB |  | 58410900443 |  |  |  |  | 2012-01-06
3684 | 29200000TL | 03483 | EGC041028 | P | 58012581 | 58 | EGTL Spares | Mtce | 87 | 87B | LUBRICATOR: LEVEL | API CENTRIFUGAL PUMPS |  | PC | 2 | 0 | 0 | NO | 2544.6268 | 395053.31 | SIEMENS | 55-110-641-002 | MOT102728150006 | 00 | 1 | 2BAB | 2BAB |  | 58410900443 |  |  |  |  | 2012-01-06
3685 | 29200000TL | 03483 | EGC004005 | P | 58012582 | 58 | EGTL Spares | Mtce | 51 | 51C | MOTOR: ELECTRIC | API CENTRIFUGAL PUMPS |  | PC | 1 | 0 | 0 | NO | 11623.3377 | 1804523.18 | LEFA | LOS102728050027 | LOS102728050027 | 01,011,19,22, | 1 | 2BAB | [7 empty] | 2012-01-06
3686 | 29200000TL | 03483 | EGC040004 | P | 58012585 | 58 | EGTL Spares | Mtce | 54 | 54A | GASKET:SPIRAL WOUND | GRAPHITE/316 SS,RND |  | PC | 6 | 2 | 4 | NO | 723.266 | 114521.6287 | SULZER | 104944173660 | 18113065 | 01 | 1 | [8 empty] | 2012-12-06 |  | 2014-09-01
3687 | 29200000TL | 03483 | EGC045032 | P | 58012607 | 58 | EGTL Spares | Mtce | 56 | 56Z | STUD BOLT:3/4 IN DIA,130MM LG | 10 UNC,ALLOY STL,ASTM A193 |  | EA | 1 | 0 | 1 | NO | 8 | 2438 |  |  | SEE DESCRIPTION | 02,21,22 | 1 | 2CAC | 2CAC | [6 empty] | 2012-01-07 | 2016-07-23 | 2016-11-12
3688 | 29200000TL | 03483 | EGC045025 | P | 58012608 | 58 | EGTL Spares | Mtce | 56 | 56Z | BOLT TYPE:STUD DIA:3/4 IN | LG:180 MM THRDS:10 UNC HEAD:2 | HEX NUT MATL:ALLOY STL SPEC:ASTM A193 GRADE:B7/2H | EA | 2 | 0 | 0 | NO | 2.551 | 1900.05 |  |  | SEE DESCRIPTION | 02,21,22 | 1 | 2CAC | [7 empty] | 2012-01-07 | 2019-08-23 | 2017-01-19
3689 | 29200000TL | 03483 | EG1025012 | P | 58012620 | 58 | EGTL Spares | Mtce | 54 | 54D | O-RING: CASING HEAD | 572 MM ID, 583.4 MM OD |  | PC | 8 | 0 | 0 | NO | 67.001 | 10401.24 | MHI |  | (105)1312-21 | 01,22 | 1 | 1AXX | 1AXX |  | 790-16031 |  |  |  |  | 2012-01-06
3690 | 29200000TL | 03483 | EG1024003 | P | 58012621 | 58 | EGTL Spares | Mtce | 76 | 76Z | RING: BACK-UP TEFLON | ID 597 MM X WD 5 MM |  | PC | 4 | 0 | 0 | NO | 391.0266 | 60702.9746 | MHI |  | (105)1312-22 | 01,22 | 1 | 1AXX |  |  | 790-16031 |  |  |  |  | 2012-01-06
3691 | 29200000TL | 03483 | EG1025012 | P | 58012622 | 58 | EGTL Spares | Mtce | 54 | 54D | O-RING: CASING HEAD | 414 MM ID, 420.2 MM OD |  | PC | 3 | 0 | 0 | NO | 57.4245 | 8914.7733 | MHI |  | (105)1312-23 | 01,22 | 1 | 1AXX | 1AXX |  | 790-16031 |  |  |  |  | 2012-01-06
3692 | 29200000TL | 03483 | EG1025012 | P | 58012623 | 58 | EGTL Spares | Mtce | 54 | 54D | O-RING: CASING HEAD | 59.4 MM ID, 65.6 MM OD |  | PC | 3 | 0 | 0 | NO | 28.7139 | 4457.6433 | MHI |  | (105)1312-24 | 01,22 | 1 | 1AXX | 1AXX |  | 790-16031 |  |  |  |  | 2012-01-06
3693 | 29200000TL | 03483 | EG1052008 | P | 58012625 | 58 | EGTL Spares | Mtce | 54 | 54A | GASKET: CASING BLIND COVER | OD 390 MM X ID 340 MM |  | PC | 2 | 1 | 2 | NO | 57.4218 | 8914.73 | MHI |  | (105)1341-22 | 01,22 | 1 | 1AXX |  |  | 790-16036 |  |  |  |  | 2012-01-06
3694 | 29200000TL | 03483 | EG1025012 | P | 58012628 | 58 | EGTL Spares | Mtce | 54 | 54D | O-RING: INLET WALL | 865 MM ID, 872 MM OD |  | PC | 4 | 0 | 0 | NO | 86.1369 | 13372.3325 | MHI |  | (105)2211-16 | 01,22 | 1 | 1AXX | 1AXX |  | 790-16031 |  |  |  |  | 2012-01-06
3695 | 29200000TL | 03483 | EG1024003 | P | 58012629 | 58 | EGTL Spares | Mtce | 76 | 76Z | RING: BACK-UP TEFLON | ID 887.5 MM X WD 3 MM |  | PC | 10 | 2 | 3 | NO | 687.0787 | 106657.9758 | MHI |  | (105)2211-17 | 01,22 | 1 | 1AXX |  |  | 790-16031 |  |  |  |  | 2012-01-06
3696 | 29200000TL | 03483 | EG1010011 | P | 58012630 | 58 | EGTL Spares | Mtce | 54 | 54D | O-RING: CORD MATERIAL | WD 3.5 MM X L 300 MM |  | PC | 4 | 0 | 0 | NO | 28.7109 | 4457.36 | MHI |  | (105)2211-18 | 01,22 | 1 | 1AXX | 1AXX |  | 790-16031 |  |  |  |  | 2012-01-06
3697 | 29200000TL | 03483 | EG1010011 | P | 58012633 | 58 | EGTL Spares | Mtce | 87 | 87B | RING: DRY GAS SEAL | ID 94 MM, MONEL K500 |  | PC | 4 | 0 | 0 | NO | 644.0439 | 99981.3699 | JOHN CRANE |  | (105)4711-72 | 01,22 | 1 | 1AXX |  |  | 790-16032 |  |  |  |  | 2012-01-06
3698 | 29200000TL | 03483 | EG1010011 | P | 58012634 | 58 | EGTL Spares | Mtce | 54 | 54C | O-RING: DRY GAS SEAL | 150mm ID X 160mm OD |  | PC | 2 | 0 | 0 | NO | 181.205 | 55529.66 | JOHN CRANE |  | (105)4711-73 | 01,22 | 1 | 1AXX | 1BBB |  | 790-16032 |  |  |  |  | 2012-01-06 | 2019-07-23
3699 | 29200000TL | 03483 | EG1010011 | P | 58012648 | 58 | EGTL Spares | Mtce | 76 | 76Z | RING: BACK-UP TEFLON | ID 68 MM X WD 2.6 MM |  | PC | 2 | 0 | 0 | NO | 28.7109 | 4457.36 | MHI |  | (105)5711-31 | 01,22 | 1 | 1AXX |  |  | 790-42374 |  |  |  |  | 2012-01-06 | 2025-10-17 |  | -2 | 2
3700 | 29200000TL | 03483 | EG1010011 | P | 58012651 | 58 | EGTL Spares | Mtce | 76 | 76Z | RING: BACK-UP TEFLON | ID 75.7 MM X WD 2.7 MM |  | PC | 3 | 1 | 2 | NO | 57.4259 | 8914.795 | MHI |  | (105)5711-34 | 01,22 | 1 | 1AXX |  |  | 790-42374 |  |  |  |  | 2012-01-06 | 2025-08-11 |  | -1 | 1
3701 | 29200000TL | 03483 | EG1010011 | P | 58012652 | 58 | EGTL Spares | Mtce | 54 | 54D | O-RING: COUPLING TOOL HF | 62 MM ID, 69 MM OD |  | PC | 4 | 1 | 2 | NO | 28.7155 | 4457.785 | MHI |  | (105)5811-14 | 01,22 | 1 | 1AXX | 1AXX |  | 795-91714 |  |  |  |  | 2012-01-06
3702 | 29200000TL | 03483 | EG1010011 | P | 58012653 | 58 | EGTL Spares | Mtce | 76 | 76Z | RING: BACK-UP TEFLON | ID 63 MM X WD 3 MM |  | PC | 3 | 1 | 2 | NO | 28.7139 | 4457.6433 | MHI |  | (105)5811-15 | 01,22 | 1 | 1AXX |  |  | 795-91714 |  |  |  |  | 2012-01-06
3703 | 29200000TL | 03483 | EG1010011 | P | 58012654 | 58 | EGTL Spares | Mtce | 54 | 54D | O-RING: COUPLING TOOL HF | 94 MM ID, 101 MM OD |  | PC | 2 | 0 | 0 | NO | 28.7109 | 4457.36 | MHI |  | (105)5811-18 | 01,22 | 1 | 1AXX | 1AXX |  | 795-91714 |  |  |  |  | 2012-01-06
3704 | 29200000TL | 03483 | EG1010011 | P | 58012655 | 58 | EGTL Spares | Mtce | 76 | 76Z | RING: BACK-UP TEFLON | ID 96.3 MM X WD 3 MM |  | PC | 3 | 0 | 0 | NO | 57.4245 | 8914.7733 | MHI |  | (105)5811-19 | 01,22 | 1 | 1AXX |  |  | 795-91714 |  |  |  |  | 2012-01-06
3705 | 29200000TL | 03483 | EG1010011 | P | 58012656 | 58 | EGTL Spares | Mtce | 54 | 54D | O-RING: THRUST TOOL HF | 62 MM ID, 69 MM OD |  | PC | 4 | 0 | 0 | NO | 28.7109 | 4457.36 | MHI |  | (105)5911-14 | 01,22 | 1 | 1AXX | 1AXX |  | 795-91714 |  |  |  |  | 2012-01-06
3706 | 29200000TL | 03483 | EG1010011 | P | 58012657 | 58 | EGTL Spares | Mtce | 76 | 76Z | RING: BACK-UP TEFLON | ID 63 MM X WD 3 MM |  | PC | 3 | 0 | 0 | NO | 28.7139 | 4457.6433 | MHI |  | (105)5911-15 | 01,22 | 1 | 1AXX |  |  | 795-91714 |  |  |  |  | 2012-01-06
3707 | 29200000TL | 03483 | EG1010011 | P | 58012659 | 58 | EGTL Spares | Mtce | 76 | 76Z | RING: BACK-UP TEFLON | ID 95.9 MM X WD 3 MM |  | PC | 2 | 0 | 0 | NO | 28.7109 | 4457.36 | MHI |  | (105)5911-19 | 01,22 | 1 | 1AXX |  |  | 795-91714 |  |  |  |  | 2012-01-06
3708 | 29200000TL | 03483 | EGC003030 | P | 58012662 | 58 | EGTL Spares | Mtce | 51 | 51C | MOTOR:TEFC INDUCTION,5HP, 1800 | RPM, 460VAC 3PH 60HZ, 184T |  | PC | 1 | 0 | 0 | NO | 13731.7539 | 2131580.159 | SIEMENS |  | 1056182 | 01,011,19,22, | 1 | [8 empty] | 2013-08-19
3709 | 29200000TL | 03483 | EG1053004 | P | 58012663 | 58 | EGTL Spares | Mtce | 51 | 51C | MOTOR:TEFC INDUCTION,2HP, 1800 | RPM, 460VAC 3PH 60HZ, 145TD, |  | PC | 1 | 1 | 2 | NO | 4225.2878 | 655933.6768 | SIEMENS |  | 204649083001 | 01,011,19,22, |  | 1AXX | [7 empty] | 2013-03-18
3710 | 29200000TL | 03483 | EG1026006 | P | 58012688 | 58 | EGTL Spares | Mtce | 54 | 54A | GASKET: SPIRAL WOUND 2 IN PIPE | 300 LB,304 SS INNER RING |  | EA | 3 | 0 | 0 | NO | 15.3032 | 4259.7763 | FLEXITALLIC |  | 21702015005 | 01,22 | 1 | 1BAB | [7 empty] | 2013-03-06 | 2024-09-26 | 2017-05-16 |  |  | -2 | 1 | -2 | 1
3711 | 29200000TL | 03483 | EG1026006 | P | 58012689 | 58 | EGTL Spares | Mtce | 56 | 56Z | STUD BOLT:NOZZLE,5/8 IN DIA | 100MM LG,11 UN,100MM THD LG |  | PC | 10 | 0 | 0 | NO | 20.8 | 3229.2 | KNM |  | 104943265272 | 02,21,22 | 1 | 1BAB | 1BAB | [6 empty] | 2013-03-06
3712 | 29200000TL | 03483 | EG1013015 | P | 58012695 | 58 | EGTL Spares | Mtce | 66 | 66Z | VALVE:SOLENOID 1/2 IN NPT | 3/8 IN ORIFICE, 2-WAY, N.C |  | PC | 5 | 2 | 6 | NO | 8880.8268 | 1378748.37 |  |  |  | 02 |  | 1AXX | [7 empty] | 2013-05-01 | 2016-04-22
3713 | 29200000TL | 03483 | EGC033017 | P | 58012708 | 58 | EGTL Spares | Mtce | 66 | 66Z | KIT: REPAIR | 3IN CONTROL VALVE |  | KI | 2 | 0 | 0 | NO | 939.47 | 147643.2963 | FISHER CONTROLS | FISHER TYPE YS BODY |  | 01 | 1 | 1CBA |  |  | 724-4F730, 724-4F812 |  |  |  |  | 2012-01-06
3714 | 29200000TL | 03483 | EGC033017 | P | 58012709 | 58 | EGTL Spares | Mtce | 66 | 66Z | KIT: REPAIR CONTROL VALVE | 1 IN X 1/4 IN PORT |  | EA | 2 | 0 | 0 | NO | 592.0403 | 91908.34 | FISHER CONTROLS |  |  | 01 |  | 1AXX |  |  | 724-4F474 |  |  |  |  | 2012-01-06
3715 | 29200000TL | 03483 | EG1051021 | P | 58012714 | 58 | EGTL Spares | Mtce | 66 | 66Z | VALVE:ACTUATOR, | FISHER TYPE 667/30 |  | EA | 4 | 2 | 4 | NO | 1796.1223 | 278830.0316 | FISHER |  |  | 02 |  | 1AXX | [7 empty] | 2013-05-01
3716 | 29200000TL | 03483 | EG1055022A | P | 58012716 | 58 | EGTL Spares | Mtce | 87 | 87B | TACHOMETER: 24VDC | 0-15000 RPM RANGE |  | PC | 4 | 0 | 0 | NO | 12675.8634 | 1967801.031 | SANTOH | TACHTROL 30 (AL-TEK MADE) |  | 00 | 1 | 1CBA | 1CBA |  | 724-4F459 |  |  |  |  | 2012-01-06
3717 | 29200000TL | 03483 | EG1025012 | P | 58012717 | 58 | EGTL Spares | Mtce | 87 | 87B | TACHOMETER:ELECTRIC SPEED | PICK-UP, 0-15000 RPM RANGE |  | PC | 3 | 0 | 0 | NO | 845.0576 | 131186.7354 | WOODWARD |  |  | 01,10,22 | 1 | 1CBA | 2BAB |  | 724-4F459 |  |  |  |  | 2012-03-07
3718 | 29200000TL | 03483 | EGC032004 | P | 58012780 | 58 | EGTL Spares | Mtce | 87 | 87B | PLATE: WEAR 1-1/4 IN | X 1-3/4 IN X 25 IN LG |  | EA | 4 | 0 | 0 | NO | 328.85 | 51053.96 | CPS, LLC | 620026-2 | 620026-2 | 22 | 1 | 2BBB | 2BBB |  | 620232 |  |  |  |  | 2012-01-06
3719 | 29200000TL | 03483 | EG1002013 | P | 58012937 | 58 | EGTL Spares | Mtce | 54 | 54A | GASKET: FLANGE NON-SPIRAL | 1 IN PIPE, 150 LB |  | EA | 5 | 0 | 0 | NO | 6.6 | 1024.65 | CPS, LLC | 552956 | 552956 | 01,22 | 1 | 2BBB | 1BBB |  | 620286 |  |  |  |  | 2012-01-06
3720 | 29200000TL | 03483 | EG1002013 | P | 58012938 | 58 | EGTL Spares | Mtce | 54 | 54A | GASKET: FLANGE NON-SPIRAL | 2 IN PIPE, 150 LB |  | EA | 6 | 0 | 0 | NO | 7.67 | 1190.7413 | CPS, LLC | 552983 | 552983 | 01,22 | 1 | 2BBB | 1BBB |  | 620286 |  |  |  |  | 2012-01-06
3721 | 29200000TL | 03483 | EG1002017 | P | 58012946 | 58 | EGTL Spares | Mtce | 54 | 54D | O-RING: 3/8 IN ID | 1/2 IN OD, 1/16 IN WD |  | EA | 2 | 1 | 2 | NO | 8.77 | 1361.5425 | FISHER | 1E216306992 | 1E216306992 | 01,22 | 1 | 2BBB | 2BBB | [6 empty] | 2012-01-06
3722 | 29200000TL | 03483 | EG1052040 | P | 58012997 | 58 | EGTL Spares | Mtce | 87 | 87B | BRAKE: MOTOR | 50 FT LB TORQUE |  | EA | 1 | 0 | 0 | NO | 7117.42 | 1104979.455 | REXNORD-STEARNS | 87-300-00 | 641028-BRK | 22 | 1 | 2BBB | 2BBB | [6 empty] | 2012-01-06
3723 | 29200000TL | 03483 | EG1051051 | P | 58012998 | 58 | EGTL Spares | Mtce | 87 | 87B | BRAKE: MOTOR | 15 FT LB TORQUE |  | EA | 1 | 0 | 0 | NO | 3739.1008 | 580458.015 | REXNORD-STEARNS | 65-300-05 | 641123-BRK | 22 | 1 | 2BBB | 2BBB | [6 empty] | 2012-01-06
3724 | 29200000TL | 03483 | EGC024029 | P | 58013087 | 58 | EGTL Spares | Mtce | 56 | 56Z | SCREW: LOCK 0.25IN DIA | 1/2 IN LG, 28 UNF |  | EA | 2 | 0 | 0 | NO | 48.415 | 13474.96 | DRESSER | 2422001 | 2422001 | 02,21,22 | 1 | 1BBC | 1BBC |  | EGTL1-DRE-PRO-GA-500227 |  |  |  |  | 2012-01-06 | 2017-11-23
3725 | 29200000TL | 03483 | EGC046004 | P | 58013088 | 58 | EGTL Spares | Mtce | 54 | 54D | RING: RETAINER | 11, 316 SS |  | EA | 2 | 0 | 0 | NO | 18.0104 | 2795.22 | DRESSER | 2410811 | 2410811 | 01,22 | 1 | 1BBC | 1BBC |  | SEE ITEM NOTE |  |  |  |  | 2012-01-06
3726 | 29200000TL | 03483 | EGC046004 | P | 58013089 | 58 | EGTL Spares | Mtce | 54 | 54D | RING: RETAINER | 10, 316 SS |  | EA | 1 | 0 | 0 | NO | 6.5038 | 1009.39 | DRESSER | 2410810 | 2410810 | 01,22 | 1 | 1BBC | 1BBC |  | EGTL1-DRE-PRO-GA-6000208 |  |  |  |  | 2012-01-06
3727 | 29200000TL | 03483 | EGC046004 | P | 58013090 | 58 | EGTL Spares | Mtce | 54 | 54D | RING: RETAINER | 9, 316 SS |  | EA | 4 | 0 | 0 | NO | 3.0017 | 465.87 | DRESSER | 2410809 | 2410809 | 01,22 | 1 | 1BBC | 1BBC |  | SEE ITEM NOTE |  |  |  |  | 2012-01-06 | 2017-02-01
3728 | 29200000TL | 03483 | EGC046003 | P | 58013091 | 58 | EGTL Spares | Mtce | 66 | 66F | RING: RETAINER | 8, 316 SS |  | EA | 2 | 0 | 0 | NO | 2.8009 | 488.385 | DRESSER | 2410808 | 2410808 | 01,22 | 1 | 1BBC |  |  | SEE ITEM NOTE |  |  |  |  | 2012-01-06 | 2015-06-11 | 2015-08-31
3729 | 29200000TL | 03483 | EGC046003 | P | 58013092 | 58 | EGTL Spares | Mtce | 54 | 54D | RING: RETAINER | 05, 316 SS |  | EA | 1 | 0 | 0 | NO | 3.0017 | 465.87 | DRESSER | 2410805 | 2410805 | 01,22 | 1 | 1BBC | 1BBC |  | SEE ITEM NOTE |  |  |  |  | 2012-01-06
3730 | 29200000TL | 03483 | EGC046003 | P | 58013093 | 58 | EGTL Spares | Mtce | 54 | 54D | RING: RETAINER | 04, 316 SS |  | EA | 1 | 0 | 0 | NO | 6.5038 | 1009.39 | DRESSER | 2410804 | 2410804 | 01,22 | 1 | 1BBC | 1BBC |  | SEE ITEM NOTE |  |  |  |  | 2012-01-06
3731 | 29200000TL | 03483 | EGC046004 | P | 58013096 | 58 | EGTL Spares | Mtce | 54 | 54D | RING: RETAINER | 01, 316 SS |  | EA | 1 | 0 | 0 | NO | 15.0087 | 2329.35 | DRESSER | 2410801 | 2410801 | 01,22 | 1 | 1BBC | 1BBC |  | SEE ITEM NOTE |  |  |  |  | 2012-01-06
3732 | 29200000TL | 03483 | EGC046005 | P | 58013098 | 58 | EGTL Spares | Mtce | 56 | 56Z | WASHER: LOCK | 0.437 IN NOM |  | EA | 2 | 0 | 0 | NO | 4.0023 | 621.16 | DRESSER | 2010222 | 2010222 | 01,22 | 1 | 1BBC | 1BBC |  | SEE ITEM NOTE |  |  |  |  | 2012-01-06
3733 | 29200000TL | 03483 | EGC046004 | P | 58013102 | 58 | EGTL Spares | Mtce | 54 | 54A | GASKET:5-15/32 IN X 5 IN X | 0.031 IN,SOFT IRON,RING PSV'S |  | EA | 7 | 0 | 0 | NO | 21.998 | 3416.028 | DRESSER | 3650105 | 702 | 01,22 | 1 | 1BBC | [7 empty] | 2013-01-17
3734 | 29200000TL | 03483 | EGC032001 | P | 58013112 | 58 | EGTL Spares | Mtce | 54 | 54A | GASKET:11-31/32 IN X 11-3/8 IN | X 0.03 IN, SOFT IRON PSV'S |  | EA | 4 | 0 | 0 | NO | 36.007 | 5590.44 | DRESSER | 3670107 | 707 | 01,22 | 1 | 1BBC | [7 empty] | 2013-01-12
3735 | 29200000TL | 03483 | EGC032001 | P | 58013114 | 58 | EGTL Spares | Mtce | 54 | 54A | GASKET:8-23/32 IN X 8-1/8 IN X | 0.031 IN THK,SOFT IRON, RING |  | EA | 5 | 0 | 0 | NO | 28.9953 | 4502.83 | DRESSER | 3660107 | 708 | 01,22 | 1 | 1BBC | [7 empty] | 2013-01-12
3736 | 29200000TL | 03483 | EGC046005 | P | 58013116 | 58 | EGTL Spares | Mtce | 54 | 54D | O-RING: 5.35IN ID | 5.625 IN OD, 0.275 IN WD |  | EA | 3 | 0 | 0 | NO | 73.9793 | 11489.4867 | DRESSER | 31005432 | 31005432 | 01,22 | 1 | 1BBC | 1BBC |  | EGTL1-DRE-PRO-GA-600213 |  |  |  |  | 2012-01-06
3737 | 29200000TL | 03483 | EGC046003 | P | 58013118 | 58 | EGTL Spares | Mtce | 54 | 54D | O-RING: 0.239IN ID | 0.309 IN OD, 0.07 IN WD |  | EA | 6 | 0 | 0 | NO | 14.5994 | 2267.0393 | DRESSER | 31022010 | 31022010 | 01,22 | 1 | 1BBC | 1BBC |  | SEE ITEM NOTE |  |  |  |  | 2012-01-06
3738 | 29200000TL | 03483 | EGC046005 | P | 58013119 | 58 | EGTL Spares | Mtce | 54 | 54D | O-RING: 5.975IN ID | 6.185 IN OD, 0.21 IN WD |  | EA | 3 | 0 | 0 | NO | 78.9779 | 12265.8033 | DRESSER | 31006361 | 31006361 | 01,22 | 1 | 1BBC | 1BBC |  | SEE ITEM NOTE |  |  |  |  | 2012-01-06
3739 | 29200000TL | 03483 | EGC046003 | P | 58013123 | 58 | EGTL Spares | Mtce | 54 | 54D | O-RING: 4.234IN ID | 4.373 IN OD, 0.139 IN WD |  | EA | 2 | 0 | 0 | NO | 19.0037 | 2950.51 | DRESSER | 31006244 | 31006244 | 01,22 | 1 | 1BBC | 1BBC |  | SEE ITEM NOTE |  |  |  |  | 2012-01-06
3740 | 29200000TL | 03483 | EGC046002 | P | 58013125 | 58 | EGTL Spares | Mtce | 54 | 54D | O-RING: 1.739IN ID | 1.809 IN OD, 0.070 WD |  | EA | 4 | 0 | 0 | NO | 4.208 | 947.1839 | DRESSER | 31022031 | 31022031 | 01,22 | 1 | 1BBC | 1BBC |  | SEE ITEM NOTE |  |  |  |  | 2012-01-06 |  | 2016-11-09
3741 | 29200000TL | 03483 | EGC028024 | P | 58013131 | 58 | EGTL Spares | Mtce | 66 | 66F | DISC: NO 6 ORIFICE | PSV'S |  | EA | 1 | 0 | 0 | NO | 2344.3587 | 363844.47 | DRESSER | 6029301MC967 | 6029301MC967 | 01,22 | 1 | 1BBC |  |  | EGTL1-DRE-PRO-GA-200149 |  |  |  |  | 2012-01-06
3742 | 29200000TL | 03483 | EGC025030 | P | 58013137 | 58 | EGTL Spares | Mtce | 74 | 74Z | BELLOWS:VALVE,0 - 535 PSIG | INCONEL, PSV'S |  | EA | 2 | 0 | 0 | NO | 1245.918 | 193441.5 | DRESSER | 4660920 | 724 | 22 | 1 | 1BBC | [7 empty] | 2013-09-09
3743 | 29200000TL | 03483 | EGC024029 | P | 58013142 | 58 | EGTL Spares | Mtce | 54 | 54A | GASKET:1/2 IN X 17/64 IN X | 0.031 IN,SOFT IRON,RING, PSV'S |  | EA | 12 | 0 | 0 | NO | 5.3996 | 838.35 | DRESSER | 3600101 | 734 | 01,22 | 1 | 1BBC | [7 empty] | 2013-08-19
3744 | 29200000TL | 03483 | EGC024029 | P | 58013147 | 58 | EGTL Spares | Mtce | 56 | 56Z | STUD: 0.5IN DIA | 2.125 IN LG, 13 UNC-2A |  | EA | 4 | 0 | 0 | NO | 37.0215 | 5745.73 | DRESSER | 3232528MC967 | 3232528MC967 | 02,21,22 | 1 | 1BBC | 1BBC |  | SEE ITEM NOTE |  |  |  |  | 2012-01-06
3745 | 29200000TL | 03483 | EGC046003 | P | 58013148 | 58 | EGTL Spares | Mtce | 54 | 54D | O-RING: 3.225IN ID | 3.435 IN OD, 0.21 IN WD |  | EA | 1 | 0 | 0 | NO | 22.0128 | 3416.38 | DRESSER | 31022339 | 31022339 | 01,22 | 1 | 1BBC | 1BBC |  | EGTL1-DRE-PRO-GA-600207 |  |  |  |  | 2012-01-06
3746 | 29200000TL | 03483 | EGC046002 | P | 58013149 | 58 | EGTL Spares | Mtce | 66 | 66H | VALVE:TSV KITS | SIZE:1IN 300LB RF-16.5 | MODEL NO.1-19096MCO-1-CC-DA-31-10-10-LA-BP SERIAL/PART NUMBER TR18397/TR18398 TYPE CONVENTIONAL, PSV NOZZLE SIZE INLET 1IN CL 300 RF¦ OUTLET 1IN CL 300 RF, SET PRESSURE 15.0BAR.G | EA | 1 | 0 | 0 | NO | 8.0046 | 1242.32 | DRESSER CONSOLIDATED | TR18397/TR18398 | 31022030 | 01,22 | 1 | 1BBC | 2BBB |  | EGTL1-DRE-PRO-GA-870095 |  |  |  |  | 2012-01-06
3747 | 29200000TL | 03483 | EGC024029 | P | 58013152 | 58 | EGTL Spares | Mtce | 56 | 56Z | SCREW: LOCK NO 6 DIA | 5/16 IN LG, 32 UNC-3A |  | EA | 2 | 0 | 0 | NO | 11.7456 | 3436.5981 | DRESSER | 2422533 | 2422533 | 02,21,22 | 1 | 1BBC | 1BBC |  | EGTL1-DRE-PRO-GA-500206 |  |  |  |  | 2012-01-06 |  | 2016-11-09
3748 | 29200000TL | 03483 | EGC046005 | P | 58013165 | 58 | EGTL Spares | Mtce | 54 | 54D | O-RING: 5.35IN ID | 5.625 IN OD, 0.275 IN WD |  | EA | 1 | 0 | 0 | NO | 65.0377 | 10093.85 | DRESSER | 31022432 | 31022432 | 01,22 | 1 | 1BBC | 1BBC |  | EGTL1-DRE-PRO-GA-720167 |  |  |  |  | 2012-01-06
3749 | 29200000TL | 03483 | EGC046005 | P | 58013166 | 58 | EGTL Spares | Mtce | 54 | 54D | O-RING: 5.975IN ID | 6.185 IN OD, 0.210 IN WD |  | EA | 1 | 0 | 0 | NO | 14.0081 | 2174.06 | DRESSER | 31022361 | 31022361 | 01,22 | 1 | 1BBC | 1BBC |  | EGTL1-DRE-PRO-GA-720167 |  |  |  |  | 2012-01-06
3750 | 29200000TL | 03483 | EGC046002 | P | 58013167 | 58 | EGTL Spares | Mtce | 54 | 54D | O-RING: 1.174IN ID | 1.277 IN OD, 0.103 IN WD |  | EA | 2 | 0 | 0 | NO | 7.0173 | 1541.8807 | DRESSER | 31022123 | 31022123 | 01,22 | 1 | 1BBC | 1BBC |  | EGTL1-DRE-PRO-GA-720201 |  |  |  |  | 2012-01-06 |  | 2016-11-09
3751 | 29200000TL | 03483 | EGC046002 | P | 58013168 | 58 | EGTL Spares | Mtce | 54 | 54D | O-RING: 1.374IN ID | 1.434 OD, 0.070 WD |  | EA | 3 | 0 | 0 | NO | 4.6782 | 1027.9205 | DRESSER | 31022028 | 31022028 | 01,22 | 1 | 1BBC | 1BBC |  | EGTL1-DRE-PRO-GA-720201 |  |  |  |  | 2012-01-06 |  | 2016-11-09
3752 | 29200000TL | 03483 | EGC046004 | P | 58013169 | 58 | EGTL Spares | Mtce | 54 | 54D | O-RING: 0.551 IN ID | 0.621 IN OD, 0.070 IN WD |  | EA | 3 | 0 | 0 | NO | 10.0721 | 1673.3187 | DRESSER | 31022015 | 31022015 | 01,22 | 1 | 1BBC | 1BBC |  | EGTL1-DRE-PRO-GA-720201 |  |  |  |  | 2012-01-06 |  | 2016-11-09
3753 | 29200000TL | 03483 | EGC046004 | P | 58013170 | 58 | EGTL Spares | Mtce | 54 | 54D | O-RING: 1.174IN ID | 1.277 IN OD, 0.103 IN WD |  | EA | 2 | 0 | 0 | NO | 3.0017 | 465.87 | DRESSER | 31018123 | 31018123 | 01 | 1 | 1BBC | 1BBC |  | EGTL1-DRE-PRO-GA-050140 |  |  |  |  | 2012-01-06
3754 | 29200000TL | 03483 | EGC046002 | P | 58013171 | 58 | EGTL Spares | Mtce | 54 | 54D | O-RING: 1.739IN ID | 1.809 IN OD, 0.070 IN WD |  | EA | 2 | 0 | 0 | NO | 3.0017 | 465.87 | DRESSER | 31018031 | 31018031 | 01 | 1 | 1BBC | 1BBC |  | EGTL1-DRE-PRO-GA-050140 |  |  |  |  | 2012-01-06
3755 | 29200000TL | 03483 | EGC046002 | P | 58013172 | 58 | EGTL Spares | Mtce | 54 | 54D | O-RING: 1.364IN ID | 1.434 IN OD, 0.070 IN WD |  | EA | 2 | 0 | 0 | NO | 3.0017 | 465.87 | DRESSER | 31018028 | 31018028 | 01 | 1 | 1BBC | 1BBC |  | EGTL1-DRE-PRO-GA-050140 |  |  |  |  | 2012-01-06
3756 | 29200000TL | 03483 | EGC046005 | P | 58013173 | 58 | EGTL Spares | Mtce | 54 | 54D | O-RING: 0.739IN ID | 0.809 IN OD, 0.070 IN WD |  | EA | 12 | 0 | 0 | NO | 3.0017 | 465.87 | DRESSER | 31018018 | 31018018 | 01 | 1 | 1BBC | 1BBC |  | EGTL1-DRE-PRO-GA-050140 |  |  |  |  | 2012-01-06
3757 | 29200000TL | 03483 | EGC046001 | P | 58013174 | 58 | EGTL Spares | Mtce | 54 | 54D | O-RING: 7.225IN ID | 7.435 IN OD, 0.21 IN WD |  | EA | 1 | 0 | 0 | NO | 80.0464 | 12423.2 | DRESSER | 31006366 | 31006366 | 01,22 | 1 | 1BBC | 1BBC |  | EGTL1-DRE-PRO-GA-500180 |  |  |  |  | 2012-01-06
3758 | 29200000TL | 03483 | EGC032001 | P | 58013175 | 58 | EGTL Spares | Mtce | 54 | 54D | O-RING: 9.734IN ID | 9.873 IN OD, 0.139 IN WD |  | EA | 1 | 0 | 0 | NO | 47.0273 | 7298.63 | DRESSER | 31006273 | 31006273 | 01,22 | 1 | 1BBC | 1BBC |  | EGTL1-DRE-PRO-GA-500180 |  |  |  |  | 2012-01-06
3759 | 29200000TL | 03483 | EGC046002 | P | 58013176 | 58 | EGTL Spares | Mtce | 54 | 54D | O-RING: 7.734IN ID | 7.873 IN OD, 0.139 IN WD |  | EA | 1 | 0 | 0 | NO | 45.0261 | 6988.05 | DRESSER | 31006265 | 31006265 | 01,22 | 1 | 1BBC | 1BBC |  | EGTL1-DRE-PRO-GA-500180 |  |  |  |  | 2012-01-06
3760 | 29200000TL | 03483 | EGC046001 | P | 58013177 | 58 | EGTL Spares | Mtce | 54 | 54D | O-RING: 4.609IN ID | 4.748 IN OD, 0.139 IN WD |  | EA | 1 | 0 | 0 | NO | 28.0162 | 4348.12 | DRESSER | 31006247 | 31006247 | 01,22 | 1 | 1BBC | 1BBC |  | EGTL1-DRE-PRO-GA-830157 |  |  |  |  | 2012-01-06
3761 | 29200000TL | 03483 | EGC046002 | P | 58013178 | 58 | EGTL Spares | Mtce | 54 | 54D | O-RING: 3.609IN ID | 3.748 IN OD, 0.139 IN WD |  | EA | 1 | 0 | 0 | NO | 13.0075 | 2018.77 | DRESSER | 31006239 | 31006239 | 01,22 | 1 | 1BBC | 1BBC |  | SEE ITEM NOTE |  |  |  |  | 2012-01-06
3762 | 29200000TL | 03483 | EGC046002 | P | 58013179 | 58 | EGTL Spares | Mtce | 54 | 54D | O-RING: 2.984IN ID | 3.123 IN OD, 0.139 IN WD |  | EA | 1 | 0 | 0 | NO | 26.0151 | 4037.54 | DRESSER | 31006234 | 31006234 | 01,22 | 1 | 1BBC | 1BBC |  | EGTL1-DRE-PRO-GA-830157 |  |  |  |  | 2012-01-06
3763 | 29200000TL | 03483 | EGC046004 | P | 58013180 | 58 | EGTL Spares | Mtce | 54 | 54D | O-RING: 3.237IN ID | 3.43 IN OD, 0.103 IN WD |  | EA | 1 | 0 | 0 | NO | 22.0128 | 3416.38 | DRESSER | 31006152 | 31006152 | 01,22 | 1 | 1BBC | 1BBC |  | EGTL1-DRE-PRO-GA-830157 |  |  |  |  | 2012-01-06
3764 | 29200000TL | 03483 | EGC046002 | P | 58013181 | 58 | EGTL Spares | Mtce | 54 | 54D | O-RING: 2.80IN ID | 2.903 OD, 0.103 WD |  | EA | 2 | 0 | 0 | NO | 13.2338 | 3064.5924 | DRESSER | 31006149 | 31006149 | 01,22 | 1 | 1BBC | 1BBC |  | SEE ITEM NOTE |  |  |  |  | 2012-01-06 |  | 2016-11-09
3765 | 29200000TL | 03483 | EGC046002 | P | 58013183 | 58 | EGTL Spares | Mtce | 54 | 54D | O-RING: 1.925IN ID | 2.028 IN OD, 0.103 IN WD |  | EA | 1 | 0 | 0 | NO | 13.0075 | 2018.77 | DRESSER | 31006135 | 31006135 | 01,22 | 1 | 1BBC | 1BBC |  | SEE ITEM NOTE |  |  |  |  | 2012-01-06
3766 | 29200000TL | 03483 | EGC046002 | P | 58013184 | 58 | EGTL Spares | Mtce | 54 | 54D | O-RING: 1.737IN ID | 1.84 IN OD, 0.103 WD |  | EA | 2 | 0 | 0 | NO | 13.8132 | 3391.8028 | DRESSER | 31006132 | 31006132 | 01,22 | 1 | 1BBC | 1BBC |  | SEE ITEM NOTE |  |  |  |  | 2012-01-06 |  | 2016-11-09
3767 | 29200000TL | 03483 | EGC046003 | P | 58013185 | 58 | EGTL Spares | Mtce | 54 | 54D | O-RING: 1.174IN ID | 1.277 IN OD, 0.103 IN WD |  | EA | 2 | 0 | 0 | NO | 8.6115 | 2254.0968 | DRESSER | 31006123 | 31006123 | 01,22 | 1 | 1BBC | 1BBC |  | SEE ITEM NOTE |  |  |  |  | 2012-01-06 |  | 2016-11-09
3768 | 29200000TL | 03483 | EGC046005 | P | 58013186 | 58 | EGTL Spares | Mtce | 54 | 54D | O-RING: 5.975IN ID | 6.185 IN OD, 0.103 WD |  | EA | 2 | 0 | 0 | NO | 58.0336 | 9006.82 | DRESSER | 31005361 | 31005361 | 01,22 | 1 | 1BBC | 1BBC |  | EGTL1-DRE-PRO-GA-050140 |  |  |  |  | 2012-01-06
3769 | 29200000TL | 03483 | EGC046002 | P | 58013187 | 58 | EGTL Spares | Mtce | 54 | 54D | O-RING: 3.225 IN ID | 3.435 IN OD, 0.21 WD |  | EA | 1 | 0 | 0 | NO | 25.0145 | 3882.25 | DRESSER | 31005339 | 31005339 | 01,22 | 1 | 1BBC | 1BBC |  | EGTL1-DRE-PRO-GA-500139 |  |  |  |  | 2012-01-06
3770 | 29200000TL | 03483 | EGC046002 | P | 58013189 | 58 | EGTL Spares | Mtce | 54 | 54D | O-RING: 3.734IN ID | 3.873 IN OD, 0.139 IN WD |  | EA | 1 | 0 | 0 | NO | 15.0087 | 2329.35 | DRESSER | 31005240 | 31005240 | 01,22 | 1 | 1BBC | 1BBC |  | SEE ITEM NOTE |  |  |  |  | 2012-01-06
3771 | 29200000TL | 03483 | EGC024029 | P | 58013190 | 58 | EGTL Spares | Mtce | 54 | 54D | O-RING: 0.921IN ID | 1.06 IN OD, 0.139 IN WD |  | EA | 2 | 0 | 0 | NO | 6.4368 | 1514.8503 | DRESSER | 31005213 | 31005213 | 01,22 | 1 | 1BBC | 1BBC |  | SEE ITEM NOTE |  |  |  |  | 2012-01-06 |  | 2016-11-09
3772 | 29200000TL | 03483 | EGC046005 | P | 58013191 | 58 | EGTL Spares | Mtce | 54 | 54D | O-RING: 2.55IN ID | 2.653 IN OD, 0.103 IN WD |  | EA | 1 | 0 | 0 | NO | 11.0064 | 1708.19 | DRESSER | 31005145 | 31005145 | 01,22 | 1 | 1BBC | 1BBC |  | EGTL1-DRE-PRO-GA-830157 |  |  |  |  | 2012-01-06
3773 | 29200000TL | 03483 | EGC046003 | P | 58013192 | 58 | EGTL Spares | Mtce | 54 | 54D | O-RING: 1.864IN ID | 1.934 IN OD, 0.070 WD |  | EA | 1 | 0 | 0 | NO | 6.0035 | 931.74 | DRESSER | 31005032 | 31005032 | 01,22 | 1 | 1BBC | 1BBC |  | SEE ITEM NOTE |  |  |  |  | 2012-01-06
3774 | 29200000TL | 03483 | EGC046003 | P | 58013193 | 58 | EGTL Spares | Mtce | 54 | 54D | O-RING: 1.051IN ID | 1.121 IN OD, 0.070 IN WD |  | EA | 2 | 0 | 0 | NO | 7.3626 | 1572.1918 | DRESSER | 31005023 | 31005023 | 01,22 | 1 | 1BBC | 1BBC |  | SEE ITEM NOTE |  |  |  |  | 2012-01-06 |  | 2016-11-09
3775 | 29200000TL | 03483 | EGC024029 | P | 58013194 | 58 | EGTL Spares | Mtce | 66 | 66H | PIN: FIBER OPTIC PATCH | SET, 316 SS |  | EA | 1 | 0 | 0 | NO | 182.1055 | 28262.78 | DRESSER | 4942401 | 4942401 | 01,22 | 1 | 1BBC |  |  | SEE ITEM NOTE |  |  |  |  | 2012-01-06
3776 | 29200000TL | 03483 | EGC046002 | P | 58013195 | 58 | EGTL Spares | Mtce | 54 | 54D | SEAL: SPRING | ENERGIZED TEFLON |  | EA | 3 | 0 | 0 | NO | 144.5881 | 30830.6273 | DRESSER | 4848119 | 4848119 | 01,22 | 1 | 1BBC | 1BBC |  | SEE ITEM NOTE |  |  |  |  | 2012-01-06 |  | 2016-11-09
3777 | 29200000TL | 03483 | EGC046003 | P | 58013196 | 58 | EGTL Spares | Mtce | 54 | 54D | SEAL: SPRING | ENERGIZED TEFLON |  | EA | 2 | 0 | 0 | NO | 195.7786 | 49794.0962 | DRESSER | 4848118 | 4848118 | 01,22 | 1 | 1BBC | 1BBC |  | EGTL1-DRE-PRO-GA-720201 |  |  |  |  | 2012-01-06 |  | 2016-11-09
3778 | 29200000TL | 03483 | EGC046002 | P | 58013197 | 58 | EGTL Spares | Mtce | 54 | 54D | SEAL: SPRING | ENERGIZED TEFLON |  | EA | 1 | 0 | 0 | NO | 477.2766 | 74073.33 | DRESSER | 4848104 | 4848104 | 01,22 | 1 | 1BBC | 1BBC |  | EGTL1-DRE-PRO-GA-50178 |  |  |  |  | 2012-01-06
3779 | 29200000TL | 03483 | EGC032001 | P | 58013212 | 58 | EGTL Spares | Mtce | 54 | 54A | GASKET: SOFT IRON 11-31/32 IN | X 11-3/8 IN X 0.03 IN |  | EA | 2 | 0 | 0 | NO | 2254.22 | 473181.6 | DRESSER | 3670407 | 3670407 | 01,22 | 1 | 1BBC |  |  | EGTL1-DRE-PRO-GA-720129 |  |  |  |  | 2012-01-06 | 2017-11-21
3780 | 29200000TL | 03483 | EGC032001 | P | 58013213 | 58 | EGTL Spares | Mtce | 54 | 54A | GASKET: SOFT IRON 13-9/16 IN | X 12-3/4 IN X 0.031 IN |  | EA | 2 | 0 | 0 | NO | 520.3015 | 80750.8 | DRESSER | 3670108 | 3670108 | 01,22 | 1 | 1BBC |  |  | SEE ITEM NOTE |  |  |  |  | 2012-01-06
3781 | 29200000TL | 03483 | EGC032001 | P | 58013215 | 58 | EGTL Spares | Mtce | 54 | 54A | GASKET: SOFT IRON 9-15/32 IN | X 8-3/4 IN X 0.031 IN |  | EA | 2 | 0 | 0 | NO | 510.2957 | 79197.9 | DRESSER | 3660108 | 3660108 | 01,22 | 1 | 1BBC |  |  | SEE ITEM NOTE |  |  |  |  | 2012-01-06
3782 | 29200000TL | 03483 | EGC046005 | P | 58013216 | 58 | EGTL Spares | Mtce | 54 | 54A | GASKET: SOFT IRON 6-15/32 IN | X 6 IN X 0.031 IN |  | EA | 2 | 0 | 0 | NO | 84.0487 | 13044.36 | DRESSER | 3650409 | 3650409 | 01,22 | 1 | 1BBC |  |  | EGTL1-DRE-PRO-GA-200097 |  |  |  |  | 2012-01-06
3783 | 29200000TL | 03483 | EGC046002 | P | 58013218 | 58 | EGTL Spares | Mtce | 54 | 54A | GASKET: SOFT IRON 4-1/16 IN | X 3-17/32 IN X 0.031 IN |  | EA | 2 | 0 | 0 | NO | 74.0191 | 11491.46 | DRESSER | 3640501 | 3640501 | 01,22 | 1 | 1BBC |  |  | SEE ITEM NOTE |  |  |  |  | 2012-01-06
3784 | 29200000TL | 03483 | EGC046005 | P | 58013220 | 58 | EGTL Spares | Mtce | 54 | 54A | GASKET: SOFT IRON3-1/16 IN | X 2-17/32 IN X 0.031 IN |  | EA | 1 | 0 | 0 | NO | 49.0284 | 7609.21 | DRESSER | 3630502 | 3630502 | 01,22 | 1 | 1BBC |  |  | EGTL1-DRE-PRO-GA-200097 |  |  |  |  | 2012-01-06
3785 | 29200000TL | 03483 | EGC046003 | P | 58013221 | 58 | EGTL Spares | Mtce | 54 | 54A | GASKET: SOFT IRON 2-1/4 IN | X 1-25/32 IN X 0.031 IN |  | EA | 1 | 0 | 0 | NO | 23.0059 | 3571.67 | DRESSER | 3620506 | 3620506 | 01,22 | 1 | 1BBC |  |  | SEE ITEM NOTE |  |  |  |  | 2012-01-06
3786 | 29200000TL | 03483 | EGC046003 | P | 58013223 | 58 | EGTL Spares | Mtce | 54 | 54A | GASKET: 31/32 IN X 23/32 IN | X 0.031 IN, MONEL, RING |  | EA | 2 | 0 | 0 | NO | 12.9033 | 2003.24 | DRESSER | 3600605 | 3600605 | 01 | 1 | 1BBC |  |  | SEE ITEM NOTE |  |  |  |  | 2012-01-06 | 2017-11-21
3787 | 29200000TL | 03483 | EGC046003 | P | 58013224 | 58 | EGTL Spares | Mtce | 54 | 54A | GASKET: 3/4 IN X 33/64 IN | X 0.031 IN, MONEL, RING |  | EA | 1 | 0 | 0 | NO | 10.0026 | 1552.9 | DRESSER | 3600603 | 3600603 | 01 | 1 | 1BBC |  |  | SEE ITEM NOTE |  |  |  |  | 2012-01-06
3788 | 29200000TL | 03483 | EGC046002 | P | 58013225 | 58 | EGTL Spares | Mtce | 54 | 54A | GASKET: 3.266 IN X 2.766 IN | X 0.062 IN, MONEL, RING |  | EA | 1 | 0 | 0 | NO | 38.022 | 5901.02 | DRESSER | 3590307 | 3590307 | 01 | 1 | 1BBC |  |  | EGTL1-DRE-PRO-GA-200018 |  |  |  |  | 2012-01-06
3789 | 29200000TL | 03483 | EGC046002 | P | 58013226 | 58 | EGTL Spares | Mtce | 54 | 54A | GASKET: 2.125 IN X 1.641 IN | X 0.062 IN, MONEL, RING |  | EA | 1 | 0 | 0 | NO | 105.23 | 32133.9159 | DRESSER | 3590305 | 3590305 | 01 | 1 | 1BBC |  |  | EGTL1-DRE-PRO-GA-200097 |  |  |  |  | 2012-01-06 | 2017-11-21 | 2018-01-02
3790 | 29200000TL | 03483 | EGC046005 | P | 58013228 | 58 | EGTL Spares | Mtce | 54 | 54A | GASKET: 6.266 IN X 5.766 IN | X 0.062 IN, SOFT IRON, RING |  | EA | 2 | 0 | 0 | NO | 100.058 | 15529 | DRESSER | 3590110 | 3590110 | 01,22 | 1 | 1BBC |  |  | SEE ITEM NOTE |  |  |  |  | 2012-01-06
3791 | 29200000TL | 03483 | EGC046002 | P | 58013229 | 58 | EGTL Spares | Mtce | 54 | 54A | GASKET: 5.266 IN X 4.766 IN | X 0.062 IN, SOFT IRON, RING |  | EA | 2 | 0 | 0 | NO | 49.1423 | 8935.5 | DRESSER | 3590109 | 3590109 | 01,22 | 1 | 1AXX |  |  | SEE ITEM NOTE |  |  |  |  | 2012-01-06 | 2017-11-21
3792 | 29200000TL | 03483 | EGC024029 | P | 58013233 | 58 | EGTL Spares | Mtce | 52 | 52A | SCREW:LOCK,0.25IN DIA,1/2IN LG | 20 UNC-3A,316 SS,PSV'S |  | EA | 1 | 0 | 0 | NO | 7.0041 | 1087.03 | DRESSER | 2422309 | 2422309 | 02,21,22 | 1 | 1BBC |  |  | SEE ADDITIONAL INFO |  |  |  |  | 2012-03-07
3793 | 29200000TL | 03483 | EGC024029 | P | 58013234 | 58 | EGTL Spares | Mtce | 56 | 56Z | SCREW: LOCK, 0.312 IN DIA | 3/4 IN LG, 24 UNC-3A 316 SS |  | EA | 2 | 0 | 0 | NO | 8.2307 | 2138.0524 | DRESSER | 2422132 | 2422132 | 02,21,22 | 1 | 1BBC | 1BBC |  | SEE ITEM NOTE |  |  |  |  | 2012-01-06 |  | 2016-11-09
3794 | 29200000TL | 03483 | EGC024029 | P | 58013237 | 58 | EGTL Spares | Mtce | 56 | 56Z | SCREW: LOCK, NO 8 DIA | 3/8 IN LG, 32 UNC-3A, 316 SS |  | EA | 1 | 0 | 0 | NO | 6.0035 | 931.74 | DRESSER | 2422002 | 2422002 | 02,21,22 | 1 | 1BBC | 1BBC |  | EGTL1-DRE-PRO-GA-300134 |  |  |  |  | 2012-01-06
3795 | 29200000TL | 03483 | EGC046003 | P | 58013238 | 58 | EGTL Spares | Mtce | 56 | 56Z | WASHER: LOCK | 0.437 IN NOM, 316 SS |  | EA | 2 | 0 | 0 | NO | 4.001 | 621.16 | DRESSER | 2010522 | 2010522 | 01,22 | 1 | 1BBC | 1BBC |  | EGTL1-DRE-PRO-GA-500175 |  |  |  |  | 2012-01-06
3796 | 29200000TL | 03483 | EGC003005 | P | 58013248 | 58 | EGTL Spares | Mtce | 51 | 51Z | COIL: ELECTRICAL,CLOSE,125V | HYBRID HIGH RESIST GRND UNITS |  | AS | 1 | 0 | 0 | NO | 243.1565 | 37759.77 | EATON | MSRA | MSRA | 01,10,22 | 1 | 2BBB |  |  | EGTL1-POW-ARC-LO-001209 |  |  |  |  | 2012-03-07
3797 | 29200000TL | 03483 | EGC022020 | P | 58013262 | 58 | EGTL Spares | Mtce | 51 | 51C | DIODE: REVERSE POLARITY 1.5W | 24VDC, 16A |  | EA | 7 | 0 | 0 | NO | 245.1578 | 38070.55 | HINDLE POWER | RK0017-14 | RK0017-14 | 22 | 1 | 1AXX |  |  | SEE ITEM NOTE |  |  |  |  | 2012-01-06
3798 | 29200000TL | 03483 | EGC006004 | P | 58013270 | 58 | EGTL Spares | Mtce | 51 | 51Z | MODULE: STARTER AUXILIARY | 11 TO 25 VDC POWER |  | EA | 6 | 0 | 0 | NO | 600.3864 | 93234 | ROCKWELL/ALLEN-BRADLEY | 100-DNY41R | 100-DNY41R | 01,22 | 1 | 3CAC |  |  | SEE ITEM NOTE |  |  |  |  | 2012-01-06
3799 | 29200000TL | 03483 | EGC023027 | P | 58013279 | 58 | EGTL Spares | Mtce | 51 | 51Z | PLUG: ELECTRICAL 2P, 2 WIRE | 15A, 125/250VAC/DC |  | EA | 4 | 0 | 0 | NO | 80.0515 | 12431.2 | RP-94215405 | RP-94215405 | RP-94215405 | 01,10,22 | 1 | 3CAC |  |  | SEE ITEM NOTE |  |  |  |  | 2012-01-06
3800 | 29200000TL | 03483 | EGC006004 | P | 58013308 | 58 | EGTL Spares | Mtce | 51 | 51B | LIGHT: INDICATING GREEN | PILOT LED, 120V |  | EA | 20 | 0 | 0 | NO | 307.1977 | 47704.73 | ROCKWELL/ALLEN-BRADLEY | 800T-PTH16G | 800T-PTH16G | 01,10,22 | 1 | 3CAC |  |  | SEE ITEM NOTE |  |  |  |  | 2012-01-06
3801 | 29200000TL | 03483 | EGC006010 | P | 58013309 | 58 | EGTL Spares | Mtce | 51 | 51B | LIGHT: INDICATING RED | LED, 120V |  | EA | 20 | 0 | 0 | NO | 307.1977 | 47704.73 | ROCKWELL/ALLEN-BRADLEY | 800T-PTH16R | 800T-PTH16R | 01,10,22 | 1 | 3CAC |  |  | SEE ITEM NOTE |  |  |  |  | 2012-01-06
3802 | 29200000TL | 03483 | EG1018016 | P | 58013312 | 58 | EGTL Spares | Mtce | 51 | 51Z | SWITCH: 110/120VAC, 20A, 3PH | 60HZ, AUXILIARY |  | EA | 3 | 0 | 0 | NO | 3659.3549 | 568261.23 | GE | WPAUXLF7STG | WPAUXLF7STG | 01,10,22 | 1 | 3CAC |  |  | SEE ITEM NOTE |  |  |  |  | 2012-01-06
3803 | 29200000TL | 03483 | EGC006009 | P | 58013330 | 58 | EGTL Spares | Mtce | 51 | 51Z | SWITCH: SELECTOR ON-OFF, | 120VAC, DPDT |  | EA | 1 | 0 | 0 | NO | 1944.2512 | 301922.77 | GE | 16SB1BB227SSM2P | 16SB1BB227SSM2P | 01,10,22 | 1 | 3CAC |  |  | SEE ITEM NOTE |  |  |  |  | 2012-01-06
3804 | 29200000TL | 03483 | EGC022011 | P | 58013331 | 58 | EGTL Spares | Mtce | 51 | 51Z | SWITCH: CONTROL, SPST, 10A | 3PH, 60HZ 110/120VAC |  | EA | 3 | 0 | 0 | NO | 1739.1192 | 270067.82 | GE | 16SB1B11X2 | 16SB1B11X2 | 01,10,22 | 1 | 3CAC |  |  | SEE ITEM NOTE |  |  |  |  | 2012-01-06
3805 | 29200000TL | 03483 | EGC022022 | P | 58013332 | 58 | EGTL Spares | Mtce | 51 | 51Z | SWITCH: SELECTOR ON-OFF | 120VAC, SPDT |  | EA | 3 | 0 | 0 | NO | 1202.774 | 186778.78 | GE | A11-C21287-E | A11-C21287-E | 01,10,22 | 1 | 3CAC |  |  | SEE ITEM NOTE |  |  |  |  | 2012-01-06
3806 | 29200000TL | 03483 | EGC006023 | P | 58013333 | 58 | EGTL Spares | Mtce | 51 | 51Z | RELAY: PRESSURE AUXILIARY | FAULT, 10/7A, 120/240VAC |  | EA | 2 | 0 | 0 | NO | 5319.4233 | 826053.24 | GE | HAA16B2F | HAA16B2F | 01,10,22 | 1 | 3CAC |  |  | SEE ITEM NOTE |  |  |  |  | 2012-01-06
3807 | 29200000TL | 03483 | EGC004021 | P | 58013334 | 58 | EGTL Spares | Mtce | 51 | 51Z | RELAY: LOCKOUT, 30-140VDC | 3P, 125VDC COIL |  | EA | 2 | 0 | 0 | NO | 8107.2173 | 1258969.78 | GE | 957803D | 957803D | 01,10,22 | 1 | 3CAC |  |  | SEE ITEM NOTE |  |  |  |  | 2012-01-06
3808 | 29200000TL | 03483 | EGC022011 | P | 58013336 | 58 | EGTL Spares | Mtce | 51 | 51Z | SWITCH: AMMETER, SPST | 110/120VAC, 15A, 3PH, 60HZ |  | EA | 1 | 0 | 0 | NO | 2557.646 | 397176.84 | GE | 16SB1CA19X2 | 16SB1CA19X2 | 01,10,22 | 1 | 3CAC |  |  | SEE ITEM NOTE |  |  |  |  | 2012-01-06
3809 | 29200000TL | 03483 | EGC006023 | P | 58013338 | 58 | EGTL Spares | Mtce | 51 | 51Z | TRANSFORMER: DRY, 5KVA | 120/240VAC, 60HZ, 3PH |  | EA | 2 | 0 | 0 | NO | 5337.4349 | 828850.26 | GE | 9T58B4311 | 9T58B4311 | 01,10,22 | 1 | 3CAC |  |  | SEE ITEM NOTE |  |  |  |  | 2012-01-06 | 2025-09-25 |  | 0 | 2
3810 | 29200000TL | 03483 | EGC006023 | P | 58013340 | 58 | EGTL Spares | Mtce | 51 | 51Z | TRANSFORMER: INSTRUMENT | 5A RATIO, 600V |  | EA | 3 | 0 | 0 | NO | 920.5924 | 142958.8 | GE | MS07300T | MS07300T | 01,10,22 | 1 | 3CAC |  |  | SEE ITEM NOTE |  |  |  |  | 2012-01-06
3811 | 29200000TL | 03483 | EGC003005 | P | 58013351 | 58 | EGTL Spares | Mtce | 51 | 51Z | LIGHT: INDICATING GREEN | LED, 110/120VAC |  | EA | 25 | 0 | 0 | NO | 2179.4025 | 338439.42 | GE | 0209B4841G006 | 0209B4841G006 | 01,10,22 | 1 | 1AXX |  |  | SEE ITEM NOTE |  |  |  |  | 2012-01-06
3812 | 292000TLDE | 03483 | EGC007029 | P | 58013356 | 58 | EGTL Spares | Mtce | 51 | 51Z | SWITCH: DIMMER, SPDT, 600VAC | 125/250VDC, 20A, 3PH, 60HZ |  | EA | 1 | 0 | 0 | YES | 9388.1965 | 14056852.76 | GE | WE1MXXXQEXBCXDX | WE1MXXXQEXBCXDX | 01,10,22 | 1 | 3CAC |  |  | SEE ITEM NOTE |  |  |  |  | 2016-03-31 |  |  | 1 | 1
3813 | 29200000TL | 03483 | EGC004016 | P | 58013358 | 58 | EGTL Spares | Mtce | 51 | 51Z | SWITCH: MOLDED ISOLATOR | 125/250VDC, 400A, 3PH, 60HZ |  | AS | 3 | 0 | 0 | NO | 4901.1541 | 761100.22 | ALLEN BRADLEY | 80154-516-51 | 80154-516-51 | 01,10,22 | 1 | 3CAC |  |  | SEE ITEM NOTE |  |  |  |  | 2012-01-06
3814 | 29200000TL | 03483 | EGC006027 | P | 58013359 | 58 | EGTL Spares | Mtce | 51 | 51Z | SWITCH: MOLDED ISOLATOR | 125/250VDC, 400A, 3PH, 60HZ |  | AS | 2 | 0 | 0 | NO | 5070.2629 | 787361.13 | ALLEN BRADLEY | 80154-544-51 | 80154-544-51 | 01,10,22 | 1 | 3CAC |  |  | SEE ITEM NOTE |  |  |  |  | 2012-01-06
3815 | 29200000TL | 03483 | EGC006027 | P | 58013360 | 58 | EGTL Spares | Mtce | 51 | 51Z | SWITCH: MOLDED ISOLATOR | 5KV, 400A, 3PH, 60HZ |  | AS | 2 | 0 | 0 | NO | 3931.5301 | 610527.31 | ALLEN BRADLEY | 80154-545-51 | 80154-545-51 | 01,10,22 | 1 | 3CAC |  |  | SEE ITEM NOTE |  |  |  |  | 2012-01-06
3816 | 29200000TL | 03483 | EG1016013 | P | 58013363 | 58 | EGTL Spares | Mtce | 51 | 51Z | FUSE: 1-1/2A 125VAC, 10KA IR | 1-1/2 IN X 13/32 IN |  | EA | 9 | 0 | 0 | NO | 196.1262 | 30456.44 | ALLEN BRADLEY | 25172-551-02 | 25172-551-02 | 01,22 | 1 | 1AXX |  |  | SEE ITEM NOTE |  |  |  |  | 2012-01-06 | 2019-09-02
3817 | 29200000TL | 03483 | EGC006023 | P | 58013365 | 58 | EGTL Spares | Mtce | 51 | 51Z | FUSE: 0.75A 125VAC, 10 KA IR | 0.812 IN X 2.25 IN |  | EA | 8 | 1 | 2 | NO | 1207.7773 | 187555.73 | ALLEN BRADLEY | 25173-555-04 | 25173-555-04 | 01,22 | 1 | 1AXX |  |  | SEE ITEM NOTE |  |  |  |  | 2012-01-06
3818 | 29200000TL | 03483 | EG1016021 | P | 58013366 | 58 | EGTL Spares | Mtce | 51 | 51Z | FUSE: 0.5A, 125VAC, 10 KA IR | 0.812 IN X 2.25 IN |  | EA | 6 | 1 | 4 | NO | 1207.7773 | 187555.73 | ALLEN BRADLEY | 25173-555-05 | 25173-555-05 | 01,22 | 1 | 1AXX |  |  | SEE ITEM NOTE |  |  |  |  | 2012-01-06
3819 | 29200000TL | 03483 | EGC006023 | P | 58013378 | 58 | EGTL Spares | Mtce | 51 | 51Z | WIRE: ELECTRICAL 16 AWG | 4 TWISTED PAIR |  | EA | 1 | 0 | 0 | NO | 225.1449 | 34962.75 | ALLEN BRADLEY | 7006933C0007 | 7006933C0007 | 01,10,22 | 1 | 3CAC |  |  | SEE ITEM NOTE |  |  |  |  | 2012-01-06
3820 | 29200000TL | 03483 | EGC006009 | P | 58013385 | 58 | EGTL Spares | Mtce | 51 | 51C | TRANSFORMER: 50:5A RATIO | 120/208V |  | EA | 1 | 0 | 0 | NO | 1766.1366 | 274263.35 | ITI | 80022-187-07 | 80022-187-07 | 01,10,22 | 1 | 3CAC |  |  | SEE ITEM NOTE |  |  |  |  | 2012-01-06
3821 | 29200000TL | 03483 | EGC006003 | P | 58013386 | 58 | EGTL Spares | Mtce | 51 | 51C | TRANSFORMER: 75:5A RATIO | 120/208V |  | EA | 1 | 0 | 0 | NO | 1766.1366 | 274263.35 | ITI | 80022-187-08 | 80022-187-08 | 01,10,22 | 1 | 3CAC |  |  | SEE ITEM NOTE |  |  |  |  | 2012-01-06
3822 | 29200000TL | 03483 | EGC006009 | P | 58013392 | 58 | EGTL Spares | Mtce | 51 | 51Z | FUSE: 1-1/4A 125VAC,10 KA IR | 0.812 IN X 2.25 IN |  | EA | 3 | 0 | 0 | NO | 3527.2699 | 547749.75 | ALLEN BRADLEY | 80025-296-09 | 80025-296-09 | 01,22 | 1 | 3CAC |  |  | SEE ITEM NOTE |  |  |  |  | 2012-01-06
3823 | 29200000TL | 03483 | EGC006003 | P | 58013393 | 58 | EGTL Spares | Mtce | 51 | 51Z | FUSE: 0.75A, 15KV 10 KA IR | 0.812 IN X 2.25 IN | FUSE BOLT ON A051B1DARO-19R | EA | 4 | 1 | 3 | NO | 1806.1623 | 280478.95 | ALLEN BRADLEY | 80025-296-10-R | 80025-296-10 | 01,22 | 1 | 3CAC |  |  | SEE ITEM NOTE |  |  |  |  | 2012-01-06
3824 | 29200000TL | 03483 | EGC022014 | P | 58013400 | 58 | EGTL Spares | Mtce | 51 | 51Z | CAPACITOR: SNUBBER, 1UF | 1KV 4.5KV PEAK | Electric-Other : CERAMIC DISC, 0.05 PERCENT, 1-3/8 IN DIA X 2-5/8 IN LG, CLIP TERMINAL, SUB 1 MV TO INCLUDE LINE UPS: 1-SW2-1, 1-SW2-2, 1-SW2-E1 | EA | 4 | 0 | 0 | NO | 1216.7831 | 188954.24 | ALLEN BRADLEY | 80025-812-01 | 80025-812-01 | 01,10,22 | 1 | 3CAC |  |  | SEE ITEM NOTE |  |  |  |  | 2012-01-06
3825 | 29200000TL | 03483 | EGC022016 | P | 58013401 | 58 | EGTL Spares | Mtce | 51 | 51Z | CAPACITOR: SNUBBER, 0.68 UF | 4KV PEAK | Electric-Other : CERAMIC DISC, 0.05 PERCENT, 13 IN DIA X 3/4 IN, CLIP TERMINAL, SUB 1 MV TO INCLUDE LINE UPS: 1-SW2-1, 1-SW2-2, 1-SW2-E1, | EA | 2 | 0 | 0 | NO | 1136.7315 | 176523.04 | ALLEN BRADLEY | 80026-508-02-R | 80026-508-02-R | 01,10,22 | 1 | 3CAC |  |  | SEE ITEM NOTE |  |  |  |  | 2012-01-06
3826 | 29200000TL | 03483 | EG1018018 | P | 58013406 | 58 | EGTL Spares | Mtce | 51 | 51C | RELAY: LOCKOUT 10/5A | 120/240/480/600VAC | Electric Components - Motor / Generator :10A 125/250VDC, 3NO-3NC, FORM C CONTACT, 3PDT, 110/120VAC COIL, 8 PIN TERMINAL, REAR MOUNT, GENERAL PURPOSE ENCLOSURE, 3-DECKS, SUB 1 MV TO INCLUDE LINE UPS: 1-SW2-1, 1-SW2-2, 1-SW2-E1 | EA | 3 | 0 | 0 | NO | 8034.1703 | 1247626.31 | ELECTROSWITCH | 80026-155-03 | 80026-155-03 | 01,10,22 | 1 | 3CAC |  |  | SEE ITEM NOTE |  |  |  |  | 2012-01-06
3827 | 29200000TL | 03483 | EGC006003 | P | 58013409 | 58 | EGTL Spares | Mtce | 51 | 51B | LIGHT: INDICATING AMBER | 120VAC | Electric Components - Lighting : TRANSFORMER TYPE PUSH TO TEST, RING MOUNT, TERMINAL, SUB 1 MV TO INCLUDE LINE UPS: 1-SW2-1, 1-SW2-2, 1-SW2-E1, CROSS REF DWG: EGTL1-POW-ARC-LO-0081 | EA | 6 | 0 | 0 | NO | 440.2833 | 68371.6 | ALLEN BRADLEY | 800H-PRTH16A | 800H-PRTH16A | 01,10,22 | 1 | 1AXX |  |  | SEE ITEM NOTE |  |  |  |  | 2012-01-06
3828 | 29200000TL | 03483 | EGC022020 | P | 58013410 | 58 | EGTL Spares | Mtce | 51 | 51B | LIGHT: INDICATING GREEN | 120VAC | Electric Components - Lighting : PUSH TO TEST, RING MOUNT, TERMINAL, SUB 1 MV TO INCLUDE LINE UPS: 1-SW2-1, 1-SW2-2, 1-SW2-E1, CROSS REF DWG: EGTL1-POW-ARC-LO-008105 | EA | 6 | 1 | 3 | NO | 440.2833 | 68371.6 | ALLEN BRADLEY | 800H-PRTH16G | 800H-PRTH16G | 01,10,22 | 1 | 1AXX |  |  | SEE ITEM NOTE |  |  |  |  | 2012-01-06
3829 | 29200000TL | 03483 | EGC022017 | P | 58013411 | 58 | EGTL Spares | Mtce | 51 | 51B | LIGHT: INDICATING RED | 120VAC | Electric Components - Lighting : TRANSFORMER TYPE PUSH TO TEST, RING MOUNT,TERMINAL, SUB 1 MV TO INCLUDE LINE UPS: 1-SW2-1, 1-SW2-2, 1-SW2-E1, CROSS REF DWG: EGTL1-POW-ARC-LO-008105 | EA | 6 | 1 | 3 | NO | 440.2833 | 68371.6 | ALLEN BRADLEY | 800H-PRTH16R | 800H-PRTH16R | 01,10,22 | 1 | 1AXX |  |  | SEE ITEM NOTE |  |  |  |  | 2012-01-06
3830 | 29200000TL | 03483 | EGC022015 | P | 58013415 | 58 | EGTL Spares | Mtce | 51 | 51Z | FUSE: 1A, 600V, 10K IR | 0.812 IN X 2.25 IN | Electric-Other : &quot;CLIP ON, COMPOSITE, ASSEMBLY, SUB 1 MV TO INCLUDE LINE UPS: 1-SW2-1, 1-SW2-2, 1-SW2-E1, CROSS REF DWG: EGTL1-POW-ARC-LO-008105 &quot; | AS | 5 | 1 | 4 | NO | 587.378 | 91213.93 | ITI | 80145-871-52 | 80145-871-52 | 01,22 | 1 | 1AXX |  |  | SEE ITEM NOTE |  |  |  |  | 2012-01-06
3831 | 29200000TL | 03483 | EG1018018 | P | 58013419 | 58 | EGTL Spares | Mtce | 51 | 51C | RECTIFIER: SILICON CONTROLLED | 400V, 1.5A | Electric Components - Motor / Generator :1N4001, SK3311, SCREW CLAMP, (2) MATCHED SET, WITH PHOENIX CONNECTOR, SUB 1 MV TO INCLUDE LINE UPS: 1-SW2-1, 1-SW2-2, 1-SW2-E1 | EA | 2 | 0 | 0 | NO | 2919.8791 | 453428.02 | ALLEN BRADLEY | 80156-894-72 | 80156-894-72 | 22 | 1 | 3CAC |  |  | SEE ITEM NOTE |  |  |  |  | 2012-01-06
3832 | 29200000TL | 03483 | EGC006022 | P | 58013422 | 58 | EGTL Spares | Mtce | 51 | 51C | CONTACTOR:VACUUM,120VAC LINE | 120VAC COIL, 400A, 3 POLE | Electric Components - Motor / Generator :SOL ENCLOSURE, SERIES E, SUB 1 MV TO INCLUDE LINE UPS: 1-SW2-1, 1-SW2-2, 1-SW2-E1, CROSS REF DWG: EGTL1-POW-ARC-LO-008105 | EA | 2 | 0 | 0 | NO | 5359.449 | 832268.84 | ALLEN BRADLEY | 1502-VC4DBDA-0 | 1502-VC4DBDA-0 | 01,10,22 | 1 | 3CAC |  |  | SEE ITEM NOTE |  |  |  |  | 2012-01-06 | 2016-09-10
3833 | 29200000TL | 03483 | EGC006009 | P | 58013432 | 58 | EGTL Spares | Mtce | 51 | 51Z | FUSE | 100A, 5KV 100KA IR | Electric-Other : POWER, CLIP ON, 1, 5R, SUB 1 MV TO INCLUDE LINE UPS: 1-SW2-1, 1-SW2-2, 1-SW2-E1, CROSS REF DWG: EGTL1-POW-ARC-LO-008105 | EA | 3 | 0 | 0 | NO | 6640.2733 | 1031168.04 | ALLEN BRADLEY | 25173-555-09 | 25173-555-09 | 01,22 | 1 | 3CAC | 2CBC |  | SEE ITEM NOTE |  |  |  |  | 2012-01-06
3834 | 29200000TL | 03483 | EGC006010 | P | 58013433 | 58 | EGTL Spares | Mtce | 51 | 51C | TRANSFORMER: 1200:5A RATIO | 120/208V | Electric Components - Motor / Generator :&quot;INSTRUMENT CURRENT, INDOOR, ITI, MODEL 114, SUB 1 MV TO INCLUDE LINE UPS: 1-SW2-1, 1-SW2-2, 1-SW2-E1, CROSS REF DWG: EGTL1-POW-ARC-LO-008105 &quot; | EA | 1 | 0 | 0 | NO | 4136.6621 | 642382.26 | ITI | 7006934C0001 | 7006934C0001 | 01,10,22 | 1 | 3CAC |  |  | SEE ITEM NOTE |  |  |  |  | 2012-01-06
3835 | 29200000TL | 03483 | EGC006004 | P | 58013434 | 58 | EGTL Spares | Mtce | 51 | 51C | TRANSFORMER: 1200:5A RATIO | 120/208V | Electric Components - Motor / Generator :&quot;INSTRUMENT CURRENT, INDOOR, ITI, MODEL 114, SUB 1 MV TO INCLUDE LINE UPS: 1-SW2-1, 1-SW2-2, 1-SW2-E1, CROSS REF DWG: EGTL1-POW-ARC-LO-008105 &quot; | EA | 1 | 0 | 0 | NO | 2704.7406 | 420019.17 | ITI | 7006934C0002 | 7006934C0002 | 01,10,22 | 1 | 3CAC |  |  | SEE ITEM NOTE |  |  |  |  | 2012-01-06
3836 | 29200000TL | 03483 | EGC006009 | P | 58013435 | 58 | EGTL Spares | Mtce | 51 | 51C | TRANSFORMER: 3000:5A RATIO | 120/208V | Electric Components - Motor / Generator :&quot;INSTRUMENT CURRENT, INDOOR, ITI, MODEL 115, SUB 1 MV TO INCLUDE LINE UPS: 1-SW2-1, 1-SW2-2, 1-SW2-E1, CROSS REF DWG: EGTL1-POW-ARC-LO-008105 &quot; | EA | 2 | 0 | 0 | NO | 1928.2409 | 299436.53 | ITI | 7006934C0004 | 7006934C0004 | 01,10,22 | 1 | 3CAC |  |  | SEE ITEM NOTE |  |  |  |  | 2012-01-06
3837 | 29200000TL | 03483 | EGC006010 | P | 58013440 | 58 | EGTL Spares | Mtce | 51 | 51Z | FUSE: 100A, 15KV 100KA IR | STARTER MOTOR | Electric-Other : POWER, BOLT-ON, 1, 24R, SUB 1 MV TO INCLUDE LINE UPS: 1-SW2-1, 1-SW2-2, 1-SW2-E1, CROSS REF DWG: EGTL1-POW-ARC-LO-008105 | EA | 1 | 0 | 0 | NO | 2873.8494 | 446280.08 | ALLEN BRADLEY | 80025-296-08 | 80025-296-08 | 01,22 | 1 | 3CAC | 1AAA |  | SEE ITEM NOTE |  |  |  |  | 2012-01-06
3838 | 29200000TL | 03483 | EGC006023 | P | 58013441 | 58 | EGTL Spares | Mtce | 51 | 51Z | FUSE | 500A, 15KV 100KA IR | Electric-Other : POWER, BOLT-ON, 1, 48X, 24R, SUB 1 MV TO INCLUDE LINE UPS: 1-SW2-1, 1-SW2-2, 1-SW2-E1, CROSS REF DWG: EGTL1-POW-ARC-LO-008105 | EA | 1 | 0 | 0 | NO | 6964.4819 | 1081514.4 | ALLEN BRADLEY | 80025-296-12 | 80025-296-12 | 01,22 | 1 | 3CAC | 2CBC |  | SEE ITEM NOTE |  |  |  |  | 2012-01-06
3839 | 29200000TL | 03483 | EGC044019 | P | 58013447 | 58 | EGTL Spares | Mtce | 51 | 51C | FUSE: 250A, 250V, 10KA IR | 1.06 IN DIA X 2.38 IN LG | Electric Components - Motor / Generator :SEMICONDUCTOR, FERRULE,COMPOSITE, CROSS REF DWG: EGTL1-POW-ARC-LO-003012 | EA | 26 | 0 | 0 | NO | 178.022 | 27640.9354 | CYBEREX | 08-23-060014 |  | 01,22 | 1 | 1AXX |  |  | SEE ITEM NOTE |  |  |  |  | 2012-01-06
3840 | 29200000TL | 03483 | EG1041003 | S | 58013448 | 58 | EGTL Spares | Mtce | 51 | 51C | FUSE: 300A, 250V, 10KA IR | 0.812 IN X 2.25 IN | Electric Components - Motor / Generator :SEMICONDUCTOR, FERRULE, COMPOSITE CROSS REF DWG: EGTL1-POW-ARC-LO-003012 | EA | 37 | 3 | 4 | NO | 172.0362 | 26716.9164 | CYBEREX | 08-23-060012 |  | 01,22 | 1 | 1AXX |  |  | SEE ITEM NOTE |  |  |  |  | 2012-01-06
3841 | 29200000TL | 03483 | EGC022019 | P | 58013450 | 58 | EGTL Spares | Mtce | 51 | 51Z | TRANSFORMER: DUAL, 0.25KVA | 120/240VAC, 50/60HZ, 3PH | Electric-Other : 240/480VAC, PK, 300A, IGBT | EA | 9 | 0 | 0 | NO | 2105.0891 | 326843.35 | CYBEREX | 23-49-000012 |  | 01,10,22 | 1 | 1AXX |  |  | EGTL1-POW-ARC-LO-003013 |  |  |  |  | 2012-01-06 | 2017-10-24
3842 | 29200000TL | 03483 | EG1017020 | P | 58013452 | 58 | EGTL Spares | Mtce | 51 | 51Z | TRANSFORMER: DRY, 20KVA 3PH | 600V 120/240VAC 50/60HZ | Electric-Other : IGBT, 400A, CROSS REF DWG: EGTL1-POW-ARC-LO-003012 | EA | 2 | 0 | 0 | NO | 2710.4396 | 642173.0039 | CYBEREX | 23-49-000016 |  | 01,10,22 | 1 | 3CAC |  |  | SEE ITEM NOTE |  |  |  |  | 2012-01-06 | 2019-09-28 | 2020-03-10
3843 | 29200000TL | 03483 | EGC022011 | P | 58013453 | 58 | EGTL Spares | Mtce | 51 | 51C | FUSE: 400A, 250V, 100KA IR | 0.812 IN X 2.25 IN | Electric Components - Motor / Generator :SEMICONDUCTOR, SCREW, COMPOSITE,, CROSS REF DWG: EGTL1-POW-ARC-LO-003015 | EA | 22 | 0 | 0 | NO | 185.0357 | 28730.5 | CYBEREX | 08-23-070024 |  | 01,22 | 1 | 1AXX |  |  | SEE ITEM NOTE |  |  |  |  | 2012-01-06 | 2014-10-01
3844 | 29200000TL | 03483 | EGC022016 | P | 58013455 | 58 | EGTL Spares | Mtce | 51 | 51C | FUSE: 500A, 250V, 100K IR | 0.812 IN X 2.25 IN | Electric Components - Motor / Generator :SEMICONDUCTOR, SCREW, FIBER, | EA | 18 | 1 | 6 | NO | 449.2891 | 69770.11 | CYBEREX | 08-23-070005 |  | 01,22 | 1 | 1AXX |  |  | EGTL1-POW-ARC-LO-003016 |  |  |  |  | 2012-01-06
3845 | 29200000TL | 03483 | EGC022019 | P | 58013458 | 58 | EGTL Spares | Mtce | 51 | 51C | FUSE: 600A, 250V, 100KA IR | 0.812 IN X 2.25 IN | Electric Components - Motor / Generator :SEMICONDUCTOR, SCREW, COMPOSITE, | EA | 26 | 0 | 0 | NO | 503.0109 | 78102.1222 | CYBEREX | 08-23-070007 |  | 01,22 | 1 | 1AXX |  |  | EGTL1-POW-ARC-LO-003017 |  |  |  |  | 2012-01-06
3846 | 29200000TL | 03483 | EGC037023 | P | 58013462 | 58 | EGTL Spares | Mtce | 51 | 51C | FUSE: 800A, 500V, 100K IR | 0.8 IN X 2.25 IN | Electric Components - Motor / Generator :SEMICONDUCTOR, FERRULE, COMPOSITE | EA | 6 | 0 | 0 | NO | 585.0377 | 90821.25 | CYBEREX | 08-24-070009 |  | 01,22 | 1 | 1AXX |  |  | EGTL1-POW-ARC-LO-003012 |  |  |  |  | 2012-01-06
3847 | 29200000TL | 03483 | EGC006009 | P | 58013495 | 58 | EGTL Spares | Mtce | 51 | 51Z | BREAKER: CIRCUIT, TRIP UNIT | 240/480, 600V, 2 POLE, 400A | Electric-Other : 10KAIC "SQ-D LAL26400, CROSS REF DWG: EGTL1-POW-ELE-SC-003001,EGTL1-POW-ELE-SC-003004, EGTL1-POW-ARC-LO-003008, EGTL1-POW-ARC-LO-003009, EGTL1-POW-ELE-SC-003081" | EA | 1 | 0 | 0 | NO | 3825 | 1185750 | SQUARE D/SCHNEIDER ELECTR | LAL26400 | 320200212000 | 01,10,22 | 1 | 3CAC |  |  | SEE ADDITIONAL INFO |  |  |  |  | 2012-03-07 | 2016-06-15 | 2016-07-02
3848 | 29200000TL | 03483 | EGC022009 | P | 58013501 | 58 | EGTL Spares | Mtce | 51 | 51C | HOLDER: FUSE,1 FUSE,2A,120VAC | 4 FUSE SIZE,PANEL MOUNT | Electric Components - Motor / Generator :&quot;CROSS REF DWG: EGTL1-POW-ELE-SC-003001, EGTL1-POW-ELE-SC-003004 ,EGTL1-POW-ARC-LO-003008 ,EGTL1-POW-ARC-LO-003009 ,EGTL1-POW-ELE-SC-003081 ,EGTL1-POW-ELE-SC-003082,EGTL1-POW-AR&quot; | EA | 3 | 0 | 0 | NO | 621.1998 | 96466.11 | CYBEREX | 420000104000 |  | 01,22 | 1 | 3CAC |  |  | SEE ADDITIONAL INFO |  |  |  |  | 2012-03-07
3849 | 29200000TL | 03483 | EGC022017 | P | 58013502 | 58 | EGTL Spares | Mtce | 51 | 51C | LINK: FUSE,DD,20A,4KV | CYLINDRICAL, WITH STRKER 14X51 | Electric Components - Motor / Generator :&quot;CROSS REF DWG: EGTL1-POW-ELE-SC-003001,EGTL1-POW-ELE-SC-003004 ,EGTL1-POW-ARC-LO-003008,EGTL1-POW-ARC-LO-003009,EGTL1-POW-ELE-SC-003081 ,EGTL1-POW-ELE-SC-003082,EGTL1-POW-AR&quot; | EA | 22 | 0 | 0 | NO | 160.0759 | 24857 | CYBEREX | 420000105000 |  | 01,10,22 | 1 |  |  |  | SEE ADDITIONAL INFO |  |  |  |  | 2012-03-07 | 2014-06-24
3850 | 29200000TL | 03483 | EGC023019 | P | 58013505 | 58 | EGTL Spares | Mtce | 51 | 51Z | LINK: FUSE,K,32A,4KV | CYLINDRICAL, WITH STRKER 22X58 | Electric-Other : &quot;CROSS REF DWG: EGTL1-POW-ELE-SC-003001 ,EGTL1-POW-ELE-SC-003004 ,EGTL1-POW-ARC-LO-003008 ,EGTL1-POW-ARC-LO-003009,EGTL1-POW-ELE-SC-003081 ,EGTL1-POW-ELE-SC-003082 ,EGTL1-POW-ARC&quot; | EA | 30 | 0 | 0 | NO | 325.9928 | 50616.9275 | CYBEREX | 420000108000 |  | 01,10,22 | 1 | 3CAC |  |  | SEE ADDITIONAL INFO |  |  |  |  | 2012-03-07
3851 | 29200000TL | 03483 | EGC023027 | P | 58013506 | 58 | EGTL Spares | Mtce | 51 | 51Z | LINK: FUSE,GC,80A,20KV | CYLINDRICAL, WITH STRKER 22X58 | Electric-Other : &quot;CROSS REF DWG: EGTL1-POW-ELE-SC-003001 ,EGTL1-POW-ELE-SC-003004 ,EGTL1-POW-ARC-LO-003008 ,EGTL1-POW-ARC-LO-003009 ,EGTL1-POW-ELE-SC-003081 ,EGTL1-POW-ELE-SC-003082 ,EGTL1-POW-A&quot; | EA | 20 | 0 | 0 | NO | 409.365 | 63564.1775 | CYBEREX | 420000109000 |  | 01,10,22 | 1 | 3CAC |  |  | SEE ADDITIONAL INFO |  |  |  |  | 2012-03-07
3852 | 29200000TL | 03483 | EG1004005 | P | 58013507 | 58 | EGTL Spares | Mtce | 51 | 51Z | LINK: FUSE,DD,32A,4KV | CYLINDRICAL, WITH STRKER 14X51 | Electric-Other : &quot;CROSS REF DWG: EGTL1-POW-ELE-SC-003001 ,EGTL1-POW-ELE-SC-003004 ,EGTL1-POW-ARC-LO-003008 ,EGTL1-POW-ARC-LO-003009,EGTL1-POW-ELE-SC-003081 ,EGTL1-POW-ELE-SC-003082 ,EGTL1-POW-AR&quot; | EA | 28 | 0 | 0 | NO | 71.9983 | 11178.24 | CYBEREX | 420000112000 |  | 01,10,22 | 1 | 3CAC |  |  | SEE ADDITIONAL INFO |  |  |  |  | 2012-03-07 | 2013-10-01
3853 | 29200000TL | 03483 | EG1014017 | P | 58013509 | 58 | EGTL Spares | Mtce | 51 | 51Z | RELAY:ULTRAVIOLET,120V,1NO-1NC | FORM C CONTACT,1P,110/120VAC | Electric-Other : &quot;COIL,SCREW TERMINAL,REAR MOUNT,GENERAL PURPOSE ENCLOSURE, 252-PVUU-PQBX-C6, CROSS REF DWG: EGTL1-POW-ELE-SC-003001,EGTL1-POW-ELE-SC-003004 ,EGTL1-POW-ARC-LO-003008 ,EGTL1-&quot; | EA | 3 | 1 | 2 | NO | 2129.347 | 330623.7133 | CYBEREX | 450000059000 |  | 01,10,22 | 1 | 3CAC |  |  | SEE ADDITIONAL INFO |  |  |  |  | 2012-03-07 | 2012-12-03
3854 | 29200000TL | 03483 | EGC023003 | P | 58013521 | 58 | EGTL Spares | Mtce | 51 | 51E | RECEPTACLE: ELECTRICAL,4 POLE | GFI DUPLEX,10 TO 24AWG WIRE | Electric Components - Conduit / Fitting :&quot;15A,120V,NEMA USE UL 508 STANDARD INSTEAD,WHITE DIN 3 PHOENIX CONTACT OUTLET, DUAL UTILIT&quot; | EA | 1 | 0 | 0 | NO | 58.0373 | 9012.62 | ALLEN BRADLEY | 5600462 | 5600462 | 01,10,22 | 1 | 3CAC |  |  | EGTL1-POW-ELE-FS-008229 |  |  |  |  | 2012-03-07
3855 | 29200000TL | 03483 | EG1014016 | P | 58013558 | 58 | EGTL Spares | Mtce | 11 | 11Z | SWITCH:RAIL,2P,115/230VAC,10A | 3PH,50/60HZ,2NO-1NC,SURFACE | Computer Hardware - Peripherals : MOUNT, 16 PORTS IN TOTAL; 1. UPLINK PORT: 100BASE-FX, MM-SC; 2. UPLINK PORT: 100BASE-FX, MM-SC, 14 STANDARD 10/100 BASE TX, RJ45. | EA | 1 | 0 | 1 | NO | 5731 | 889766.405 | ALLEN BRADLEY | 943 434-005 | 943 434-005 | 01,10,22 | 1 | 3CAC |  |  | EGTL1-POW-ELE-FS-008229 |  |  |  |  | 2012-03-07 | 2025-08-04 |  | -1 | 1
3856 | 29200000TL | 03483 | EGC006005 | P | 58013594 | 58 | EGTL Spares | Mtce | 51 | 51Z | RELAY: AUXILIARY, 120VAC | 110/120VAC COIL | Electric-Other : 120VAC, 6NO-6NC, FORM C CONTACT, 6PST, SCREW TERMINAL, SURFACE PANEL MOUNT, GENERAL PURPOSE ENCLOSURE, H-RST, ELECTROSWITCH TYPE LOR, CROSS REF DWG: EGTL1-POW-ELE-BM-006001 | EA | 5 | 0 | 0 | NO | 566.7915 | 88012.8959 | ELECTROSWITCH | 7803D | 7803D | 01,10,22 | 1 | 1AXX |  |  | SEE ITEM NOTE |  |  |  |  | 2012-01-06
3857 | 29200000TL | 03483 | EGC006015 | S | 58013609 | 58 | EGTL Spares | Mtce | 51 | 51Z | TRANSFORMER: 50:5A RATIO | 600V | Electric-Other : INSTRUMENT CURRENT, INDOOR, CT/ITI, 25-400HZ C20, CROSS REF DWG: EGTL1-POW-ELE-BM-006001 | EA | 7 | 0 | 0 | NO | 400.2576 | 62156 | ITI | 143-500 | 143-500 | 01,10,22 | 1 | 1AXX |  |  | SEE ITEM NOTE |  |  |  |  | 2012-01-06
3858 | 29300000TL | 03483 | EG1059012 | P | 58013611 | 58 | EGTL Spares | Mtce | 51 | 51Z | RELAY: 5A, 4-20MA 88-300VDC | 70-265VAC 48-62HZ | Electric-Other : MULTILINE FEEDER, 2NO-2NC, 2 FORM C CONTACT, 2P, 120/277/600VAC COIL, SCREW TERMINAL, SIDE MOUNT, GENERAL PURPOSE ENCLOSURE, SR750, 5A CT INPUT, 5A GND CT INPUT, 5A SENSITIVE GND FAULT | EA | 3 | 0 | 0 | NO | 4040.95 | 3063526.7577 | MULTILIN | SR750P5G5S5HIA20RE | SR750P5G5S5HIA20RE | 01,10,22 | 1 | 3CAC |  |  | SEE ITEM NOTE |  |  |  |  | 2019-11-01 | 2024-10-18 | 2023-05-19 |  |  | 1 | 2
3859 | 29200000TL | 03483 | EGC006021 | P | 58013613 | 58 | EGTL Spares | Mtce | 51 | 51Z | RELAY: 0.25-2.5A 50-400V 3PH | 110/120VAC COIL | Electric-Other : BUS DIFF 50/60HZ, NO-NC, FORM C CONTACT, SPDT, SCREW TERMINAL, SEMI-FLUSH MOUNT, GENERAL PURPOSE ENCLOSURE, SENSING INPUT RANGE, FRONT COVER WITH CT TEST ACCESS, INST. TIMING, 125/250VAC/DC POWE | EA | 1 | 0 | 0 | NO | 6754.3467 | 1048882.5 | BASLER | BE1-87BG5AA1ZN0N0F | BE1-87BG5AA1ZN0N0F | 01,10,22 | 1 | 3CAC |  |  | SEE ITEM NOTE |  |  |  |  | 2012-01-06
3860 | 29200000TL | 03483 | EG1057007 | P | 58013615 | 58 | EGTL Spares | Mtce | 51 | 51Z | RELAY: OVERLOAD 0.5-4A | 120VAC COIL | Electric-Other : 1NO-3NC,SPDT,FORM C CONTACT, AUTOMATIC/MANUAL, SCREW TERMINAL, SCREW MOUNT, GENERAL PURPOSE ENCLOSURE, GE TYPE HFC, OVERCURRENT, INST, 1-UNIT, C1 CASE, CROSS REF DWG: EGTL1-POW-ELE-BM-006001 | EA | 3 | 0 | 0 | NO | 903.5815 | 140317.17 | GE | 12HFC21B1A | 12HFC21B1A | 01,10,22 | 1 | 3CAC |  |  | SEE ITEM NOTE |  |  |  |  | 2012-01-06
3861 | 29200000TL | 03483 | EG1019015 | P | 58013618 | 58 | EGTL Spares | Mtce | 51 | 51Z | RELAY: 100-230VAC | 2P, 120/277/600VAC COIL | Electric-Other : DIGITAL VOLTAGE/FREQUENCY, 110-250VDC, 2NO-2NC, 2 FORM C CONTACT, SCREW TERMINAL, SURFACE PANEL MOUNT, GENERAL PURPOSE ENCLOSURE, GE, VOLT & FREQ FUNCTIONS, VOLTAGE RANGE: 10-250V | EA | 1 | 0 | 0 | NO | 2336.1047 | 362680.26 | GE | MIVII3000E00HI00 | MIVII3000E00HI00 | 01,10,22 | 1 | 3CAC |  |  | SEE ITEM NOTE |  |  |  |  | 2012-01-06
3862 | 29200000TL | 03483 | EG1017003 | P | 58013624 | 58 | EGTL Spares | Mtce | 51 | 51Z | RELAY: AUXILIARY, 120VAC | 110/120VAC COIL 125VDC | Electric-Other : 10NO-10NC, FORM C CONTACT,SPDT, SCREW TERMINAL, REAR MOUNT, GENERAL PURPOSE ENCLOSURE, H-RST, SWITCH LOR, CROSS REF DWG: EGTL1-POW-ELE-BM-006001 | EA | 4 | 0 | 0 | NO | 1253.3 | 194548.3616 | ELECTROSWITCH | 7805D | 7805D | 01,10,22 | 1 | 3CAC |  |  | SEE ITEM NOTE |  |  |  |  | 2012-01-06 | 2013-12-05 | 2014-01-07
3863 | 292000TLDE | 03483 | EGC006006 | P | 58013630 | 58 | EGTL Spares | Mtce | 51 | 51F | BREAKER: CIRCUIT 125VDC | 15KVAC, 2 POLE ,300A | Electric Components - Circuit Protection:POWER, 63KAIC, CLOSE COIL, 125VDC TRIP COIL (3CY), 125VDC CHARGE MOTOR 125VDC 2ND TRIP COIL, CROSS REF DWG: EGTL1-POW-ELE-BM-006001 | EA | 1 | 0 | 0 | NO | 0 | 0 | POWELL | 15PV63CDRX-23CCCCX05 | 15PV63CDRX-23CCCCX05 | 01,10,22 | 1 | 3CAC |  |  | SEE ITEM NOTE |  |  |  |  | 2025-10-20 |  |  | 1 | 1
3864 | 29200000TL | 03483 | EGC023027 | P | 58013631 | 58 | EGTL Spares | Mtce | 51 | 51Z | COIL: ELECTRICAL 125VDC | CLOSE | Electric-Other : ASSY, CROSS REF DWG: EGTL1-POW-ELE-BM-006001 | EA | 1 | 0 | 0 | NO | 378.2434 | 58737.42 | POWELL | 50026G03P | 50026G03P | 01,10,22 | 1 | 3CAC |  |  | SEE ITEM NOTE |  |  |  |  | 2012-01-06
3865 | 29200000TL | 03483 | EGC006021 | P | 58013637 | 58 | EGTL Spares | Mtce | 51 | 51F | ASSEMBLY | 34.79 IN, COPPER | Electric Components - Circuit Protection:ASSEMBLY:VI,34.79 IN, WL35949 65KA CB, CROSS REF DWG: EGTL1-POW-ELE-BM-006001 | EA | 1 | 0 | 0 | NO | 5892.7923 | 915091.71 | POWELL | 60500G28 | 60500G28 | 01,22 | 1 | 3CAC | 2CBC |  | SEE ITEM NOTE |  |  |  |  | 2012-01-06
3866 | 29200000TL | 03483 | EGC006023 | P | 58013639 | 58 | EGTL Spares | Mtce | 51 | 51Z | COIL: ELECTRICAL 125VDC | SECOND SHUNT TRIP |  | EA | 1 | 0 | 0 | NO | 378.2434 | 58737.42 | POWELL | 50042G03P | 50042G03P | 01,10,22 | 1 | 3CAC |  |  | SEE ITEM NOTE |  |  |  |  | 2012-01-06
3867 | 29200000TL | 03483 | EG1057012 | P | 58013641 | 58 | EGTL Spares | Mtce | 51 | 51C | RELAY: MULTLINE PROT, 5A | 2P, 120/277/600VAC COIL |  | EA | 3 | 0 | 0 | NO | 7046.5057 | 1176366.0458 | MULTILIN | SR469P5HIA20E | SR469P5HIA20E | 01,10,22 | 1 | 3CAC |  |  | SEE ITEM NOTE |  |  |  |  | 2012-01-06 | 2015-09-28 | 2016-02-02
3868 | 292000TLDE | 03483 | EG3001FLR | P | 58013649 | 58 | EGTL Spares | Mtce | 51 | 51F | BREAKER: CIRCUIT,POWER,5KVAC | 2 POLE,300A,50KAIC | Electric Components - Circuit Protection:&quot;CROSS REF DWG: EGTL1-POW-ELE-BM-007301 ,EGTL1-POW-ELE-BM-007353 ,EGTL1-POW-ELE-BM-007411&quot; | EA | 1 | 0 | 0 | NO | 0 | 0 | POWELL | 05PV50CDRX-23CCCXX01 | 05PV50CDRX-23CCCXX01 | 01,10,22 | 1 | 3CAC |  |  | SEE ADDITIONAL INFO |  |  |  |  | 2025-10-20 |  |  | 1 | 1
3869 | 29200000TL | 03483 | EGC023027 | P | 58013650 | 58 | EGTL Spares | Mtce | 51 | 51F | COIL: ELECTRICAL,CLOSE | 48VDC/120VAC,ASSY | Electric Components - Circuit Protection:&quot;CROSS REF DWG: EGTL1-POW-ELE-BM-007301 ,EGTL1-POW-ELE-BM-007353 ,EGTL1-POW-ELE-BM-007411&quot; | EA | 1 | 0 | 0 | NO | 340.2189 | 52832.6 | POWELL | 50026G01P | 50026G01P | 01,10,22 | 1 | 3CAC |  |  | SEE ADDITIONAL INFO |  |  |  |  | 2012-03-07
3870 | 29200000TL | 03483 | EGC006023 | P | 58013651 | 58 | EGTL Spares | Mtce | 51 | 51Z | COIL: ELECTRICAL TRIP | 120VAC ,48VDC, ASSY | Electric-Other : &quot;CROSS REF DWG: EGTL1-POW-ELE-BM-007301 ,EGTL1-POW-ELE-BM-007353 ,EGTL1-POW-ELE-BM-007411&quot; | EA | 1 | 0 | 0 | NO | 340.2189 | 52832.6 | POWELL | 50027G01P | 50027G01P | 01,10,22 | 1 | 3CAC |  |  | SEE ADDITIONAL INFO |  |  |  |  | 2012-03-07
3871 | 29200000TL | 03483 | EGC004021 | P | 58013653 | 58 | EGTL Spares | Mtce | 51 | 51Z | ASSEMBLY:VACUUM INTERRUPTER | 22.41IN,COPPER,VIASM 15KV 50KA | Electric-Other : &quot;CROSS REF DWG: EGTL1-POW-ELE-BM-007301 ,EGTL1-POW-ELE-BM-007353 ,EGTL1-POW-ELE-BM-007411&quot; | EA | 1 | 0 | 0 | NO | 2718.7496 | 422194.63 | POWELL | 60500G03P | 60500G03P | 01,22 | 1 | 3CAC |  |  | SEE ADDITIONAL INFO |  |  |  |  | 2012-03-07
3872 | 29200000TL | 03483 | EGC006021 | P | 58013654 | 58 | EGTL Spares | Mtce | 51 | 51Z | ASSEMBLY:ELECTRIC CLOSED DOOR | RACKING,5.8 INCH,METAL/PLASTIC | Electric-Other : &quot;CROSS REF DWG: EGTL1-POW-ELE-BM-007301 ,EGTL1-POW-ELE-BM-007353,EGTL1-POW-ELE-BM-007411 ,COMPONETS: 51899G10 ELECTRIC RACKING DEVICE MOTOR ASSEMBLY, 51895G01 POWER CONT&quot; | EA | 1 | 0 | 0 | NO | 6279.2 | 1924198.048 | POWELL | 51897G11 | 51897G11 | 01,10,22 | 1 | 3CAC | 1BBB |  | SEE ADDITIONAL INFO |  |  |  |  | 2012-03-07 | 2019-05-12 | 2019-07-15
3873 | 292000TLDE | 03483 | EGC014004 | P | 58013659 | 58 | EGTL Spares | Mtce | 66 | 66F | SEAT: VALVE BALL 12 IN | 300 LB | Valve - Parts & Accessories :410 SS/ENP/F316 SS/ENP, 145-XXV-002, 145-XXV-0014 | EA | 1 | 0 | 0 | NO | 0 | 0 | PERAR | 03 - SPARE SEAT, 12&QUOT; | 03 - SPARE SEAT, 12&QUOT; | 01 | 1 |  |  |  | EGTL1-LWI-INS-IN-453199 |  |  |  |  | 2025-10-20 |  |  | 1 | 1
3874 | 29200000TL | 03483 | EGC029028 | P | 58013700 | 58 | EGTL Spares | Mtce | 66 | 66Z | SCREEN:FILTRATION,11- 1/2 IN | 40 MESH,34GA DIA WIRE,316 SS | Valve-Other : | EA | 4 | 0 | 0 | NO | 125.0858 | 19419.5708 | VEE BEE FILTRATION | ELMY0404324U1000 | ELMY0404324U1000 | 22 | 1 | 2CBB |  |  | 4324/0161 |  |  |  |  | 2012-03-07
3875 | 29200000TL | 03483 | EGC029028 | P | 58013701 | 58 | EGTL Spares | Mtce | 54 | 54A | GASKET:11/2 IN,SILICA PTFE,RND | STRAINERS | Gaskets : | EA | 2 | 1 | 2 | NO | 35.604 | 5527.52 | VEE BEE FILTRATION | 46012 | 46012 | 01,22 | 1 | 2CBB |  |  | 4324/0161 |  |  |  |  | 2012-03-07
3876 | 29200000TL | 03483 | EGC029028 | P | 58013702 | 58 | EGTL Spares | Mtce | 66 | 66Z | SCREEN:FILTRATION,2 IN -300LBS | 40 MESH,34GA DIA WIRE,316 SS | Valve-Other : ST12516/22516 | EA | 4 | 0 | 0 | NO | 132.5498 | 20578.3499 | VEE BEE FILTRATION | ELMY0504360U1000 | ELMY0504360U1000 | 22 | 1 | 2CBB |  |  | 4360/0130 |  |  |  |  | 2012-03-07
3877 | 29200000TL | 03483 | EGC029028 | P | 58013703 | 58 | EGTL Spares | Mtce | 54 | 54A | GASKET:STRAINER,2 IN -300 LBS | BLUE PTFE,CIRCULAR | Gaskets : ST12516/22516 | EA | 10 | 0 | 0 | NO | 31.383 | 4872.2094 | VEE BEE FILTRATION | 40078 | 40078 | 01,22 | 1 | 2CBB |  |  | 4360/0130 |  |  |  |  | 2012-03-07
3878 | 29200000TL | 03483 | EGC029028 | P | 58013705 | 58 | EGTL Spares | Mtce | 54 | 54A | GASKET:STRAINER,6 IN -300 LBS | PTFE WITH SILICA FILLER-SIGMA | Gaskets : 511,ROUND,ST12115 | EA | 6 | 0 | 0 | NO | 42.6626 | 6624.5777 | VEE BEE FILTRATION | 49024 | 49024 | 01,22 | 1 | 2CBB |  |  | 4006/0054 |  |  |  |  | 2012-03-07
3879 | 29200000TL | 03483 | EG1002005 | P | 58013715 | 58 | EGTL Spares | Mtce | 54 | 54D | SEAL: 65 MM ID X 85 MM OD | CHILLED WATER PUMP | *OBS*GS&P-Other : VARIOUS, LABTECTA, MANUF STD 110-PC-112A/B, 110-PC-212A | EA | 1 | 0 | 0 | NO | 413.6 | 64211.4 | AES SEAL | E44089A006 | E44089A006 | 01,22 | 1 | 2CAC | 2CAC |  | E44089/02 (A63R) |  |  |  |  | 2012-01-06 | 2019-04-29
3880 | 29300000TL | 03483 | EG1021007 | P | 58013724 | 58 | EGTL Spares | Mtce | 54 | 54A | SEAL:CARTRIDGE,65 MM,CS | CHILLED WATER PUMPS | Seals : MANUF STD, 110-PC-112A/B, 110-PC-212A/BAES SEAL, Seal Drawing # E44089A002 | EA | 2 | 1 | 2 | YES | 1848.6 | 792587.25 | AES SEAL | E44089A002 | 752E44089A002 | 01,22 | 1 | 2CAC | 1BBB | [6 empty] | 2019-11-01 |  | 2022-07-06
3881 | 29200000TL | 03483 | EG1002005 | P | 58013725 | 58 | EGTL Spares | Mtce | 54 | 54D | SEAL | 60 MM ID X 80 MM OD | *OBS*GS&P-Other : FOR CHILLED WATER PUMP, LABTECTA, MANUF STD 110-PC-111A/B, 110-PC-211A, 110-PC-211B | EA | 2 | 2 | 4 | NO | 412.5266 | 64040.625 | AES SEAL | E44088A007 | E44088A007 | 01,22 | 1 | 2CAC | 2CAC |  | E44088/02 (A62R) |  |  |  |  | 2012-01-06 | 2025-02-06 |  | -2 | 2
3882 | 29200000TL | 03483 | EG1054028 | P | 58013734 | 58 | EGTL Spares | Mtce | 54 | 54A | SEAL: CARTRIDGE, 2 OFF 75 MM, | AESSEAL CSSN Single Cartridge | Seals : Mechanical Seal TC TC Viton, For CHILLED WATER PUMPS, Seal Drawing # E44088A010 | EA | 2 | 0 | 0 | NO | 1554.45 | 474542.496 | AES SEAL | E44088A010 | 760E44088A010 | 01,22 | 1 | 2CAC | 1BBB | [6 empty] | 2013-03-29 | 2017-04-30 | 2017-10-18
3883 | 29200000TL | 03483 | EG1054028 | P | 58013735 | 58 | EGTL Spares | Mtce | 64 | 64B | TRANSMISSION: PUMP | CHILLED WATER | *OBS*PwrTransEquip-O : UNIT, MANUF STD, 110-PC-112A/B, 110-PC-212A, 110-PC-212B | EA | 1 | 0 | 0 | NO | 2406.4859 | 373606.94 | JOHN CRANE | TSKS-0135-0000-1400 | 81767006 | 22 | 1 | 2CAC | 2CAC |  | E44089C001 |  |  |  |  | 2012-01-06
3884 | 29200000TL | 03483 | EG1002005 | P | 58013736 | 58 | EGTL Spares | Mtce | 56 | 56Z | BOLT: SET M8 20 MM LG | COUPLING | *OBS*Fastener-BottWa : HEX SOCKET HEAD, ISO GRADE 12.9 W/ NYLON LOCKING FEATURE, 6 PIECE, COUPLING, STD HUB, MANUF STD, 110-PC-112A/B, 110-PC-212A, 110-PC-212B | SE | 1 | 0 | 0 | NO | 396.3624 | 61535.26 | JOHN CRANE | FT303 | 87101913 | 02,22 | 1 | 2CAC | 2CAC |  | E44089C001 |  |  |  |  | 2012-01-06
3885 | 29200000TL | 03483 | EG1002005 | P | 58013737 | 58 | EGTL Spares | Mtce | 56 | 56Z | BOLT: SET M8 70 MM LG | COUPLING | *OBS*Fastener-BottWa : HEX SOCKET HEAD, ISO GRADE 12.9 W/ NYLON LOCKING FEATURE, 6 PIECE, COUPLING, STD HUB, MANUF STD, 110-PC-112A/B, 110-PC-212A, 110-PC-212B | SE | 1 | 0 | 0 | NO | 396.3624 | 61535.26 | JOHN CRANE | FT311 | 87107485 | 02,22 | 1 | 2CAC | 2CAC |  | E44089C001 |  |  |  |  | 2012-01-06
3886 | 29200000TL | 03483 | EG1021007 | P | 58013738 | 58 | EGTL Spares | Mtce | 51 | 51C | HUB: DRIVEN, 44 MM | CARBON STEEL - COATED | Electric Components - Motor / Generator :&quot;(BS970-220M07), MANUF STD, 110-PC-112A/B, 110-PC-212A, 110-PC-212B JOHN CRANE TLKS COUPLINGS&quot; | EA | 1 | 0 | 0 | NO | 1802.5051 | 279838.92 | JOHN CRANE | TS4S00/044BD | 89163515 | 01,22 | 1 | 2CAC |  |  | E44089C001 |  |  |  |  | 2012-01-06
3887 | 29200000TL | 03483 | EG1054028 | P | 58013739 | 58 | EGTL Spares | Mtce | 51 | 51C | HUB: DRIVER, 3.375 IN | CARBON STEEL - COATED | Electric Components - Motor / Generator :&quot;(BS970-220M07), MANUF STD, 110-PC-112A/B, 110-PC-212A, 110-PC-212B JOHN CRANE TLKS COUPLINGS&quot; | EA | 1 | 0 | 0 | NO | 1802.5051 | 279838.92 | JOHN CRANE | TS4L00/054YJ | 87283505 | 01,22 | 1 | 2CAC |  |  | E44089C001 |  |  |  |  | 2012-01-06
3888 | 29300000TL | 03483 | EG1054028 | P | 58013740 | 58 | EGTL Spares | Mtce | 64 | 64B | TRANSMISSION: PUMP | CHILLED WATER | *OBS*PwrTransEquip-O : &quot;THE ASSEMBLY OF TWO MEMBRANE PACKS, TWO GUARD RINGS AND A SPACER. LENGTH = 250 MM, UNIT, MANUF STD, 110-PC-111A/B, 110-PC-211A, 110-PC-21&quot; | EA | 1 | 0 | 1 | YES | 6860.91 | 5448042.8037 | JOHN CRANE | TLKS-0500-0000-2500 | 81765776 | 22 | 1 | 2CAC |  |  | E44088C001 |  |  |  |  | 2019-11-01 |  | 2023-08-30
3889 | 29200000TL | 03483 | EG1054028 | P | 58013743 | 58 | EGTL Spares | Mtce | 51 | 51C | HUB:DRIVEN,58 MM,CARBON STEEL | COATED (BS970-150 M19 XM) | Electric Components - Motor / Generator :&quot;MANUF STD, 110-PC-111A/B, 110-PC-211A, 110-PC-211B ,JOHN CRANE TLKS COUPLINGS&quot; | EA | 1 | 0 | 0 | NO | 3246.3967 | 504003.09 | JOHN CRANE | TL2S00/058BDNA | 89163632 | 01,22 | 1 | 2CAC |  |  | E44088C001 |  |  |  |  | 2012-03-07
3890 | 29200000TL | 03483 | EGC029002 | P | 58013811 | 58 | EGTL Spares | Mtce | 34 | 34Z | BRUSH:BEAKER & JAR CLEANING | 2.5 IN BRISTLE,LONG-LASTING | Laboratory - Other :BRISTLE,12 IN LG,8 IN HANDLE,12/PACK (BRUSH, CLEANING, DIAMETER 68MM, LENGTH 300MM, WHITE NYLON BRISTLES AND PLASTIC HANDLE FOR GLASS BEAKER AND CYLINDRICAL GLASSWARE). | PK | 3 | 0 | 0 | NO | 378.77 | 63443.975 | VWR INTERNATIONAL | 149-0135 |  | 01,22 | 1 | 1AXX | [7 empty] | 2012-03-07 |  | 2014-10-23
3891 | 29200000TL | 03483 | EG1038007 | S | 58014172 | 58 | EGTL Spares | Mtce | 54 | 54A | KIT | CRYOGENIC PUMP FLANGE | Seals : CONTAINS FLAT GASKET, SCREW, SS HEX HD BOLT, STL SPRING WASHER, SS HEX NUT, FLAT RING KLINGER | EA | 9 | 0 | 1 | NO | 681.7292 | 105833.008 | CRYOSTAR | 767112603-25 | 767112603-25 | 01,22 | 1 |  | 1BBB |  | 763126937-01 |  |  |  |  | 2012-01-06 | 2019-06-08
3892 | 29200000TL | 03483 | EG1038002 | S | 58014177 | 58 | EGTL Spares | Mtce | 54 | 54A | KIT | CRYOGENIC PUMP FLANGE | Seals : CONTAINS KLINGER FLAT RING GASKET FOR FLANGES, SS HEX HD BOLT, STL SPRING WASHER, SS HEX NUT | EA | 10 | 0 | 0 | NO | 76.6743 | 11903.68 | CRYOSTAR | 767112603-19 | 767112603-19 | 01,22 | 1 |  | 1BBB |  | 763126937-01 |  |  |  |  | 2012-01-06
3893 | 29200000TL | 03483 | EG1038016 | S | 58014182 | 58 | EGTL Spares | Mtce | 54 | 54A | KIT | CRYOGENIC PUMP FLANGE | Seals : CONTAINS KLINGER FLAT RING GASKET FOR FLANGES, SS HEX HD BOLT, STL SPRING WASHER, SS HEX NUT | EA | 13 | 0 | 0 | NO | 243.2012 | 37756.98 | CRYOSTAR | 767112603-23 | 767112603-23 | 01,22 | 1 |  | 1BBB |  | 763126937-01 |  |  |  |  | 2012-01-06
3894 | 29200000TL | 03483 | EG1038004 | S | 58014187 | 58 | EGTL Spares | Mtce | 56 | 56Z | SCREW: CAP 12 MM DIA | 40 MM LG 36 MM | *OBS*Fastener-BottWa : HEX SOCKET HD, SS | EA | 12 | 0 | 1 | NO | 2.0001 | 310.5 | CRYOSTAR | 795001307 | 795001307 | 02,21,22 | 1 |  | 2BAB |  | 763127292-01 |  |  |  |  | 2012-01-06 | 2014-03-26
3895 | 29200000TL | 03483 | EG1038007 | S | 58014188 | 58 | EGTL Spares | Mtce | 56 | 56Z | WASHER: LOCK 12.2 MM NOM | 12.2 MM ID, 2.5 MM THK | *OBS*Fastener-BottWa : SPRING, STEEL | EA | 51 | 0 | 0 | NO | 3.5941 | 557.98 | CRYOSTAR | 730010546 | 730010546 | 01,22 | 1 |  | 2BAB |  | 763127292-01 |  |  |  |  | 2012-01-06 | 2025-01-07 |  | -16 | 1
3896 | 29200000TL | 03483 | EG1038008 | S | 58014189 | 58 | EGTL Spares | Mtce | 56 | 56Z | BOLT: MACHINE 30 MM DIA | 150 MM LG, 72 MM | *OBS*Fastener-BottWa : HEX HEAD, SS, 72MM THREAD LG | EA | 34 | 0 | 0 | NO | 47.9222 | 7439.8326 | CRYOSTAR | 795001305 | 795001305 | 02,22 | 1 |  | 2BAB |  | 763127292-01 |  |  |  |  | 2012-01-06
3897 | 29200000TL | 03483 | EG1038007 | S | 58014190 | 58 | EGTL Spares | Mtce | 56 | 56Z | WASHER: LOCK SPRING | 30.5 MM ID, 6 MM THK | *OBS*Fastener-BottWa : STEEL | EA | 33 | 0 | 0 | NO | 10.1832 | 1580.9382 | CRYOSTAR | 795061139 | 795061139 | 01,22 | 1 |  | 2BAB |  | 763127292-01 |  |  |  |  | 2012-01-06
3898 | 29200000TL | 03483 | EG1038007 | S | 58014191 | 58 | EGTL Spares | Mtce | 54 | 54D | WASHER | SPRING STEEL | Packing / Glands / Stuffing Boxes : | EA | 25 | 100 | 200 | NO | 288.5 | 44789.63 | CRYOSTAR | 709108013 |  | 01 |  |  | 2CBC | [6 empty] | 2013-05-01
3899 | 29200000TL | 03483 | EG1038002 | S | 58014192 | 58 | EGTL Spares | Mtce | 54 | 54A | GASKET | PUMP, 375 MM | Seals : SS, VARISEAL-H | EA | 6 | 0 | 0 | NO | 356.4346 | 55333.41 | CRYOSTAR | 798180966 | 798180966 | 01 | 1 |  | 1BBB |  | 763127292-01 |  |  |  |  | 2012-01-06 | 2016-06-23
3900 | 29300000TL | 03483 | EG1038001 | S | 58014193 | 58 | EGTL Spares | Mtce | 56 | 56Z | O-RING: PUMP 355.9 MM ID | 3.53 MM WD | *OBS*GS&P-O-Rings : NITRILE | EA | 3 | 2 | 3 | YES | 750 | 284629.9811 | CRYOSTAR | 798170825 | 798170825 | 01 | 1 |  |  |  | 763127292-01 |  |  |  |  | 2019-11-01 |  | 2021-03-08
3901 | 29200000TL | 03483 | EG1038007 | S | 58014194 | 58 | EGTL Spares | Mtce | 54 | 54A | SLEEVE:SPACER BRASS | FOR DU | Gaskets : | EA | 10 | 6 | 12 | NO | 728.39 | 119470.9495 | CRYOSTAR | 740108011 |  | 01 | [9 empty] | 2013-05-01 | 2019-06-10 | 2014-10-03
3902 | 29200000TL | 03483 | EG1038003 | S | 58014195 | 58 | EGTL Spares | Mtce | 54 | 54D | SHIM | BRASS | Packing / Glands / Stuffing Boxes : | EA | 50 | 3 | 6 | NO | 73.9955 | 11487.8016 | CRYOSTAR | 740108009 |  | 00 |  |  | 2CBC | [6 empty] | 2013-05-01
3903 | 29200000TL | 03483 | EG1038007 | S | 58014197 | 58 | EGTL Spares | Mtce | 56 | 56Z | WASHER: TAB | 45 MM ID, 1.6 MM THK | *OBS*Fastener-BottWa : CRYOGENIC PUMP, MONEL | EA | 9 | 0 | 0 | NO | 71.8821 | 11159.7 | CRYOSTAR | 740108008 | 740108008 | 01,22 | 1 |  | 2BAB |  | 763127292-01 |  |  |  |  | 2012-01-06
3904 | 29200000TL | 03483 | EG1038002 | S | 58014199 | 58 | EGTL Spares | Mtce | 56 | 56Z | SCREW: CAP 12 MM DIA | 50 MM LG, 36 MM | *OBS*Fastener-BottWa : HEX SOCKET HEAD, SS, 36MM | EA | 12 | 0 | 1 | NO | 3.5941 | 557.98 | CRYOSTAR | 730000647 | 730000647 | 02,21,22 | 1 |  | 2BAB |  | 763130102 |  |  |  |  | 2012-01-06 | 2014-03-26
3905 | 29300000TL | 03483 | EG1038007 | P | 58014200 | 58 | EGTL Spares | Mtce | 56 | 56Z | O-RING: PUMP 164.47 MM ID | 5.33 MM WD | *OBS*GS&P-O-Rings : 64.77 MM ID, 2.62 MM WD, NITRILE | EA | 2 | 0 | 1 | YES | 45 | 16393.5 | CRYOSTAR | 798170993 | 798170993 | 01 | 1 |  |  |  | 763130102 |  |  |  |  | 2019-11-01 | 2025-10-06 | 2020-08-03 | -3 | 3
3906 | 29200000TL | 03483 | EG1038003 | S | 58014203 | 58 | EGTL Spares | Mtce | 56 | 56Z | BOLT: PUMP 46MM THD LG | 20 MM X 2.5 MM DIA | *OBS*Fastener-BottWa : 90 MM LG, 46 MM, HEX HD, SS, | EA | 36 | 0 | 0 | NO | 22.1644 | 3440.97 | CRYOSTAR | 730001140 | 730001140 | 02,22 | 1 |  | 2BAB |  | 763137718 |  |  |  |  | 2012-01-06
3907 | 29200000TL | 03483 | EG1038004 | S | 58014204 | 58 | EGTL Spares | Mtce | 56 | 56Z | WASHER: LOCK SPRING | 20.2 MM ID, 4.5 MM THK | *OBS*Fastener-BottWa : STEEL | EA | 20 | 15 | 20 | NO | 1.5001 | 232.875 | CRYOSTAR | 730010687 | 730010687 | 01,22 | 1 |  | 2BAB |  | 763137718 |  |  |  |  | 2012-01-06 | 2017-11-04
3908 | 29200000TL | 03483 | EG1038003 | S | 58014205 | 58 | EGTL Spares | Mtce | 56 | 56Z | NUT: HEX 20 MM DIA | 16 MM HT | *OBS*Fastener-Other : SS | EA | 64 | 0 | 0 | NO | 3.5941 | 557.98 | CRYOSTAR | 730000349 | 730000349 | 01,21,22 | 1 |  | 2BAB |  | 763137718 |  |  |  |  | 2012-01-06
3909 | 29200000TL | 03483 | EG1038004 | S | 58014207 | 58 | EGTL Spares | Mtce | 56 | 56Z | WASHER: PUMP 21 MM ID | 37 MM OD, 3 MM THK | *OBS*Fastener-BottWa : CU | EA | 16 | 0 | 0 | NO | 7.7875 | 1209.0038 | CRYOSTAR | 730000862 | 730000862 | 01,22 | 1 |  | 2BAB |  | 763137718 |  |  |  |  | 2012-01-06
3910 | 29200000TL | 03483 | EG1038004 | S | 58014208 | 58 | EGTL Spares | Mtce | 56 | 56Z | BOLT: MACHINE 110 MM LG | 46 MM | *OBS*Fastener-BottWa : HEX HEAD, SS | EA | 48 | 0 | 0 | NO | 19.1686 | 2975.92 | CRYOSTAR | 795000147 | 795000147 | 02,22 | 1 |  | 2BAB |  | 763137718 |  |  |  |  | 2012-01-06
3911 | 29200000TL | 03483 | EG1038004 | S | 58014209 | 58 | EGTL Spares | Mtce | 56 | 56Z | BOLT: MACHINE 20 MM DIA | 80 MM LG, 46 MM | *OBS*Fastener-BottWa : HEX HEAD, SS | EA | 8 | 0 | 0 | NO | 13.1788 | 2045.9375 | CRYOSTAR | 730010159 | 730010159 | 02,22 | 1 |  |  |  | 763137718 |  |  |  |  | 2012-01-06 | 2016-08-24
3912 | 29200000TL | 03483 | EG1038004 | S | 58014210 | 58 | EGTL Spares | Mtce | 56 | 56Z | BOLT: MACHINE 20 MM DIA | 100 MM LG, 46 MM | *OBS*Fastener-BottWa : HEX HEAD, SS | EA | 16 | 0 | 0 | NO | 7.7872 | 1208.97 | CRYOSTAR | 730001752 | 730001752 | 02,22 | 1 |  | 2BAB |  | 763137718 |  |  |  |  | 2012-01-06
3913 | 29200000TL | 03483 | EG1038004 | S | 58014211 | 58 | EGTL Spares | Mtce | 56 | 56Z | BOLT: MACHINE 20 MM DIA | 65 MM LG, 46 MM | *OBS*Fastener-BottWa : HEX HEAD, SS | EA | 16 | 0 | 0 | NO | 7.1882 | 1115.97 | CRYOSTAR | 795001224 | 795001224 | 02,22 | 1 |  | 2BAB |  | 763137718 |  |  |  |  | 2012-01-06
3914 | 29200000TL | 03483 | EG1038007 | S | 58014213 | 58 | EGTL Spares | Mtce | 56 | 56Z | SCREW: 8 MM X 1.25 MM DIA | 20 MM LG | *OBS*Fastener-BottWa : HEX HEAD, SS | EA | 16 | 0 | 0 | NO | 1.0001 | 155.25 | CRYOSTAR | 730000201 | 730000201 | 02,21,22 | 1 |  | 2BAB |  | 763137718 |  |  |  |  | 2012-01-06
3915 | 29200000TL | 03483 | EG1038007 | S | 58014214 | 58 | EGTL Spares | Mtce | 56 | 56Z | WASHER: LOCK 8.1 MM ID | 2 MM THK | *OBS*Fastener-BottWa : STEEL | EA | 42 | 0 | 0 | NO | 4.7921 | 743.98 | CRYOSTAR | 730010289 | 730010289 | 01,22 | 1 |  | 2BAB |  | 763137718 |  |  |  |  | 2012-01-06
3916 | 29200000TL | 03483 | EG1038007 | P | 58014215 | 58 | EGTL Spares | Mtce | 56 | 56Z | NUT: HEX 8 MM DIA | 6.5 MM | *OBS*Fastener-Other : CRYOGENIC PUMP, SS | EA | 16 | 0 | 0 | NO | 2.0001 | 310.5 | CRYOSTAR | 730000088 | 730000088 | 01,21,22 | 1 |  | 2BAB |  | 763137718 |  |  |  |  | 2012-01-06
3917 | 29200000TL | 03483 | EG1001006 | P | 58014217 | 58 | EGTL Spares | Mtce | 56 | 56Z | SCREW: CAP 12 MM LG | 6 MM X 1 MM DIA | *OBS*Fastener-BottWa : HEX SOCKET HEAD,SS | EA | 16 | 0 | 0 | NO | 1.0001 | 155.25 | CRYOSTAR | 730000609 | 730000609 | 02,21,22 | 1 |  | 2BAB |  | 763130048-01 |  |  |  |  | 2012-01-06
3918 | 29200000TL | 03483 | EG1038007 | S | 58014218 | 58 | EGTL Spares | Mtce | 56 | 56Z | WASHER: LOCK SPRING | 6.1 MM ID, 1.6 MM THK | *OBS*Fastener-BottWa : STEEL | EA | 17 | 0 | 0 | NO | 1.0299 | 159.879 | CRYOSTAR | 730010273 | 730010273 | 01,22 | 1 |  | 2BAB |  | 763130048-01 |  |  |  |  | 2012-01-06
3919 | 29200000TL | 03483 | EG1038007 | P | 58014219 | 58 | EGTL Spares | Mtce | 56 | 56Z | SCREW: CAP 16 MM LG | 4 X 0.7 MM DIA | *OBS*Fastener-BottWa : HEX SOCKET HEAD, SS | EA | 16 | 0 | 0 | NO | 1.0001 | 155.25 | CRYOSTAR | 730001163 | 730001163 | 02,21,22 | 1 |  | 2BAB |  | 763132369-01 |  |  |  |  | 2012-01-06
3920 | 29200000TL | 03483 | EG1038007 | S | 58014221 | 58 | EGTL Spares | Mtce | 56 | 56Z | NUT: HEX 0.8 DIA, 3.2 MM HT | CRYOGENIC PUMP | *OBS*Fastener-Other : STAINLESS STEEL | EA | 16 | 0 | 0 | NO | 2.5002 | 388.125 | CRYOSTAR | 730000587 | 730000587 | 01,21,22 | 1 |  | 2BAB |  | 763132369-01 |  |  |  |  | 2012-01-06
3921 | 29200000TL | 03483 | EG1038002 | S | 58014222 | 58 | EGTL Spares | Mtce | 54 | 54D | RING | LABYRINTH BRASS | Packing / Glands / Stuffing Boxes : | EA | 6 | 6 | 8 | NO | 454.5 | 70561.13 | CRYOSTAR | 740117053 |  | 01 |  |  | 2CBC | [6 empty] | 2013-05-01
3922 | 29200000TL | 03483 | EG1038007 | S | 58014223 | 58 | EGTL Spares | Mtce | 56 | 56Z | SCREW: SET 5 MM X 0.8 MM DIA | 12 MM LG | *OBS*Fastener-BottWa : CONE POINT, SS | EA | 83 | 0 | 0 | NO | 12.5794 | 1952.95 | CRYOSTAR | 730010841 | 730010841 | 02,21,22 | 1 |  | 2BAB |  | 763135482 |  |  |  |  | 2012-01-06
3923 | 29200000TL | 03483 | EG1038007 | S | 58014224 | 58 | EGTL Spares | Mtce | 54 | 54D | RING | LABYRINTH BRASS | Packing / Glands / Stuffing Boxes : | EA | 2 | 6 | 8 | NO | 474.5 | 73666.13 | CRYOSTAR | 740117054 |  | 01 |  |  | 2CBC | [6 empty] | 2013-05-01 | 2024-08-17 |  |  |  | -4 | 1
3924 | 29200000TL | 03483 | EG1038007 | P | 58014225 | 58 | EGTL Spares | Mtce | 54 | 54A | SLEEVE | DU, BRASS / PTFE | Gaskets : | EA | 6 | 6 | 8 | NO | 296.2524 | 48255.6607 | CRYOSTAR | 796000714 |  | 01 |  |  | 2CBC | [6 empty] | 2013-05-01 | 2024-08-06 | 2014-11-18 |  |  | -1 | 1
3925 | 29200000TL | 03483 | EG1038007 | S | 58014230 | 58 | EGTL Spares | Mtce | 56 | 56Z | SCREW: 5 X 0.8 MM DIA | 12 MM LG | *OBS*Fastener-BottWa : FOR CRYOGENIC PUMP, HEX HEAD, SS | EA | 16 | 0 | 0 | NO | 1.0001 | 155.25 | CRYOSTAR | 730000811 | 730000811 | 02,21,22 | 1 |  | 2BAB |  | 763127014 |  |  |  |  | 2012-01-06
3926 | 29200000TL | 03483 | EG1038007 | S | 58014231 | 58 | EGTL Spares | Mtce | 56 | 56Z | WASHER: LOCK | 6.1 MM ID, 1.6 MM THK | *OBS*Fastener-BottWa : STEEL | EA | 16 | 0 | 0 | NO | 1.0001 | 155.25 | CRYOSTAR | 730000049 | 730000049 | 01,22 | 1 |  | 2BAB |  | 763127014 |  |  |  |  | 2012-01-06
3927 | 29300000TL | 03483 | EG1038003 | S | 58014232 | 58 | EGTL Spares | Mtce | 54 | 54A | RING:SPACER (BIG), | RULON | Seals : | EA | 13 | 9 | 13 | YES | 102.9 | 39055.68 | CRYOSTAR | 740118248 |  | 01 |  |  | 1CCC | [6 empty] | 2019-11-01 | 2019-12-11 | 2020-09-12
3928 | 29200000TL | 03483 | EG1038007 | S | 58014235 | 58 | EGTL Spares | Mtce | 56 | 56Z | WASHER: PUMP 10.2 MM ID | 17 MM OD, 3 MM THK | *OBS*Fastener-BottWa : CU | EA | 17 | 0 | 0 | NO | 67.09 | 10415.72 | CRYOSTAR | 795041135 | 795041135 | 01,22 | 1 |  | 2BAB |  | 763127014 |  |  |  |  | 2012-01-06
3929 | 29200000TL | 03483 | EG1038007 | S | 58014236 | 58 | EGTL Spares | Mtce | 56 | 56Z | SCREW: CAP 6 MM X 1 MM DIA | 16 MM LG | *OBS*Fastener-BottWa : 16 MM, HEX SOCKET HEAD, SS | EA | 22 | 0 | 0 | NO | 1.0001 | 155.25 | CRYOSTAR | 730000227 | 730000227 | 02,21,22 | 1 |  | 2BAB |  | 763112471 |  |  |  |  | 2012-01-06
3930 | 29200000TL | 03483 | EG1038007 | S | 58014237 | 58 | EGTL Spares | Mtce | 56 | 56Z | NUT: HEX 6 MM DIA | 16 MM, 16 MM HT | *OBS*Fastener-Other : CRYOGENIC PUMP, SS | EA | 22 | 0 | 0 | NO | 5.3912 | 836.98 | CRYOSTAR | 730000812 | 730000812 | 01,21,22 | 1 |  | 2BAB |  | 763112471 |  |  |  |  | 2012-01-06
3931 | 29200000TL | 03483 | EG1038007 | S | 58014238 | 58 | EGTL Spares | Mtce | 56 | 56Z | WASHER: 6.4 MM ID | 12.5 MM OD, 1.6 MM THK | *OBS*Fastener-BottWa : CRYOGENIC PUMP | EA | 22 | 0 | 0 | NO | 1.0037 | 155.8064 | CRYOSTAR | 730000851 | 730000851 | 01,22 | 1 |  | 2BAB |  | 763112471 |  |  |  |  | 2012-01-06
3932 | 29200000TL | 03483 | EG1026007 | S | 58014239 | 58 | EGTL Spares | Mtce | 54 | 54A | GASKET: 360 MM, SS | CRYOGENIC PUMP | Seals : VARISEAL-H | EA | 3 | 0 | 0 | NO | 864.9814 | 134288.37 | CRYOSTAR | 798181018 | 798181018 | 01 | 1 |  | 1BBB |  | 763138541/004 |  |  |  |  | 2012-01-06 | 2017-02-09
3933 | 29200000TL | 03483 | EG1038003 | P | 58014240 | 58 | EGTL Spares | Mtce | 54 | 54A | KIT: FLANGE, KLINGER | FOR CRYOGENIC PUMP | Seals : CONTAINS FLAT GASKET, SCREW, SS HEX HD BOLT, STEEL SPRING WASHER, SS HEX NUT, FLAT RING GASKET, | EA | 6 | 0 | 0 | NO | 111.4173 | 17297.53 | CRYOSTAR | 767112603-18 | 767112603-18 | 01 | 1 |  | 1BBB |  | 763138541/004 |  |  |  |  | 2012-03-07
3934 | 29200000TL | 03483 | EG1038003 | S | 58014241 | 58 | EGTL Spares | Mtce | 54 | 54D | WASHER | SPRING STEEL | Packing / Glands / Stuffing Boxes : | EA | 48 | 100 | 200 | NO | 1 | 155.25 | CRYOSTAR | 730000350 |  | 01 |  |  | 2CBC | [6 empty] | 2013-05-01
3935 | 29200000TL | 03483 | EG1038004 | S | 58014242 | 58 | EGTL Spares | Mtce | 54 | 54A | GASKET:FLAT RING | FOR FLANGES, KLINGER | Gaskets : | EA | 4 | 0 | 0 | NO | 29 | 4502.25 | CRYOSTAR | 791881772 |  | 01 | [9 empty] | 2013-05-01
3936 | 29200000TL | 03483 | EG1038002 | S | 58014243 | 58 | EGTL Spares | Mtce | 54 | 54A | KIT: FLANGE, KLINGER | FOR CRYOGENIC PUMP | Seals : CONTAINS FLAT GASKET, SCREW, SS HEX HD BOLT, STL SPRING WASHER, SS HEX NUT, FLAT RING GASKET | EA | 6 | 0 | 0 | NO | 322.887 | 50126.05 | CRYOSTAR | 767112603-21 | 767112603-21 | 01 | 1 |  | 1BBB |  | 763138541/004 |  |  |  |  | 2012-03-07
3937 | 29200000TL | 03483 | EG1038007 | P | 58014244 | 58 | EGTL Spares | Mtce | 54 | 54A | GASKET:FLAT RING | FOR FLANGES, KLINGER | Gaskets : | EA | 4 | 2 | 4 | NO | 60.5 | 9392.63 | CRYOSTAR | 798134403 |  | 01 | [9 empty] | 2013-05-01
3938 | 29200000TL | 03483 | EG1026007 | P | 58014245 | 58 | EGTL Spares | Mtce | 54 | 54A | GASKET: 326 MM, SS | CRYOGENIC PUMP | Seals : VARISEAL-H | EA | 6 | 0 | 0 | NO | 632.5626 | 98205.34 | CRYOSTAR | 798181017 | 798181017 | 01 | 1 |  | 1BBB |  | 763138544 |  |  |  |  | 2012-01-06
3939 | 29200000TL | 03483 | EG1038007 | S | 58014246 | 58 | EGTL Spares | Mtce | 54 | 54D | O-RING: 304.39 MM ID | 3.53 MM WD | *OBS*GS&P-O-Rings : NITRILE, FOR CRYOGENIC PUMP | EA | 33 | 0 | 1 | NO | 49.1194 | 7625.79 | CRYOSTAR | 798170592 | 798170592 | 01 | 1 |  | 2BAB |  | 763138544 |  |  |  |  | 2012-01-06 | 2017-12-13
3940 | 29200000TL | 03483 | EG1038008 | S | 58014247 | 58 | EGTL Spares | Mtce | 54 | 54D | SLEEVE:SPACER , BRASS | FOR DU | Packing / Glands / Stuffing Boxes : | EA | 16 | 2 | 8 | NO | 612.7347 | 95127.0587 | CRYOSTAR | 740121942 |  | 01 | [9 empty] | 2013-05-01
3941 | 29200000TL | 03483 | EG1025015 | P | 58014249 | 58 | EGTL Spares | Mtce | 54 | 54D | SHIM | BRASS | Packing / Glands / Stuffing Boxes : | EA | 6 | 6 | 8 | NO | 424.5005 | 65903.7038 | CRYOSTAR | 740122000 |  | 00 |  |  | 2CBC | [6 empty] | 2013-05-01
3942 | 29200000TL | 03483 | EG1038002 | S | 58014250 | 58 | EGTL Spares | Mtce | 54 | 54A | GASKET: STRING, 5 MM THK | NITRILE, FLAT | Seals : FOR CRYOGENIC PUMP | EA | 8 | 0 | 0 | NO | 10.1816 | 1580.6 | CRYOSTAR | 72UA86005 | 72UA86005 | 01 | 1 |  | 1BBB |  | 763137714 |  |  |  |  | 2012-01-06
3943 | 29200000TL | 03483 | EG1038004 | S | 58014251 | 58 | EGTL Spares | Mtce | 54 | 54D | RING | LABYRINTH BRASS | Packing / Glands / Stuffing Boxes : | EA | 6 | 6 | 8 | NO | 822.3886 | 127675.8299 | CRYOSTAR | 740121944 |  | 01 |  |  | 2CBC | [6 empty] | 2013-05-01
3944 | 29200000TL | 03483 | EG1038001 | S | 58014252 | 58 | EGTL Spares | Mtce | 54 | 54D | RING | LABYRINTH BRASS | Packing / Glands / Stuffing Boxes : | EA | 6 | 5 | 8 | NO | 854.1937 | 132613.5691 | CRYOSTAR | 740121943 |  | 01 |  |  | 2CBC | [6 empty] | 2013-05-01
3945 | 29200000TL | 03483 | EG1028013 | P | 58014259 | 58 | EGTL Spares | Mtce | 51 | 51D | WIRE: ELECTRICAL,TFFN,18 AWG | CU,STR,600V,GREEN | Electric Components - Wire / Cable : PANEL WIRING, 0.75 SQ.MM, (WORKSHOP TOOL & EQUIPMENT) | FT | 1000 | 0 | 0 | NO | 0.034 | 5.2785 | WHOLE SALE ELECTRIC |  |  | 01,10,22 | 1 | 3CAC | [7 empty] | 2012-01-07
3946 | 29200000TL | 03483 | EG1038006 | S | 58014261 | 58 | EGTL Spares | Mtce | 51 | 51D | WIRE: ELECTRICAL,THHN,18 AWG | CU,STR,600V,GREEN/YELLOW | Electric Components - Wire / Cable : PANEL WIRING, 0.75 SQ.MM (WORKSHOP TOOL & EQUIPMENT) | FT | 1000 | 0 | 0 | NO | 0.5797 | 90.045 | WHOLE SALE ELECTRIC |  |  | 01,10,22 | 1 | 3CAC | [7 empty] | 2012-01-07
3947 | 29200000TL | 03483 | EG1039010 | S | 58014264 | 58 | EGTL Spares | Mtce | 51 | 51D | WIRE: ELECTRICAL,TFFN,16 AWG | CU,STR,600V,GRAY | Electric Components - Wire / Cable : PANEL WIRING, 1 SQ.MM (WORKSHOP TOOL & EQUIPMENT) | FT | 1000 | 0 | 0 | NO | 2.9474 | 457.52 | WHOLE SALE ELECTRIC |  |  | 01,10,22 | 1 | 3CAC | [7 empty] | 2012-01-07 |  | 2014-01-23
3948 | 29200000TL | 03483 | EG1028011 | P | 58014265 | 58 | EGTL Spares | Mtce | 51 | 51D | WIRE: ELECTRICAL,TFFN,18 AWG | CU,STR,600V,RED | Electric Components - Wire / Cable : PANEL WIRING, 0.75 SQ.MM (WORKSHOP TOOL & EQUIPMENT) | FT | 500 | 0 | 0 | NO | 0.0033 | 5.2785 | WHOLE SALE ELECTRIC |  |  | 01,10,22 | 1 | 3CAC | [7 empty] | 2012-01-07 | 2024-09-10 |  |  |  | -500 | 3
3949 | 29200000TL | 03483 | EG1028016 | P | 58014268 | 58 | EGTL Spares | Mtce | 51 | 51D | WIRE: ELECTRICAL,TFFN,16 AWG | CU,STR,600V,WHITE | Electric Components - Wire / Cable : PANEL WIRING, 1 SQ.MM (WORKSHOP TOOL & EQUIPMENT) | FT | 1000 | 0 | 0 | NO | 0.0475 | 7.3744 | WHOLE SALE ELECTRIC |  |  | 01,10,22 | 1 | 3CAC | [7 empty] | 2012-01-07
3950 | 29200000TL | 03483 | EG1055FLR | P | 58014274 | 58 | EGTL Spares | Mtce | 51 | 51D | WIRE: ELECTRICAL,THHN EARTH | 3/0 AWG,CU,STR,600V | Electric Components - Wire / Cable : EARTH WIRE, 95MM, INSULATED DRUM/ROLL, (WORKSHOP TOOL & EQUIPMENT) | FT | 500 | 0 | 0 | NO | 2.1419 | 332.7008 | WHOLE SALE ELECTRIC |  |  | 01,10,22 | 1 | 3CAC | [7 empty] | 2012-01-07
3951 | 29200000TL | 03483 | EG1028016 | P | 58014275 | 58 | EGTL Spares | Mtce | 51 | 51D | WIRE: ELECTRICAL,THHN,14 AWG | CU,STR,600V,GREEN | Electric Components - Wire / Cable : 2.5MM (WORKSHOP TOOL & EQUIPMENT) | FT | 500 | 0 | 0 | NO | 0.0616 | 9.5634 | WHOLE SALE ELECTRIC |  |  | 01,10,22 | 1 | 3CAC | [7 empty] | 2012-01-07 | 2025-04-26 |  | -500 | 1
3952 | 29200000TL | 03483 | EG1028011 | P | 58014276 | 58 | EGTL Spares | Mtce | 51 | 51D | WIRE: ELECTRICAL,THHN,12 AWG | CU,STR,600V,GREEN | Electric Components - Wire / Cable : 2.5MM (WORKSHOP TOOL & EQUIPMENT) | FT | 399 | 0 | 0 | NO | 1.6702 | 511.7198 | WHOLE SALE ELECTRIC |  |  | 01,10,22 | 1 | 3CAC | [7 empty] | 2012-01-07 | 2025-12-17 | 2019-02-01 | 0 | 2
3953 | 29200000TL | 03483 | EG1028016 | S | 58014279 | 58 | EGTL Spares | Mtce | 51 | 51D | WIRE: ELECTRICAL,THHN,14 AWG | CU,STR,600V,WHITE | Electric Components - Wire / Cable : 2.5MM (WORKSHOP TOOL & EQUIPMENT) | FT | 1000 | 0 | 0 | NO | 0.2558 | 73.7352 | WHOLE SALE ELECTRIC |  |  | 01,10,22 | 1 | 3CAC | [7 empty] | 2012-01-07 | 2019-04-08
3954 | 29200000TL | 03483 | EG1028011 | P | 58014283 | 58 | EGTL Spares | Mtce | 51 | 51Z | RECEPTACLE:ELECTRICAL,WETGUARD | 2 POLE,3 WIRE,20AA,250V | Electric-Other : NEMA 6-20R,YELLOW, FEMALE CONNECTOR (WORKSHOP TOOL & EQUIPMENT) | EA | 20 | 0 | 0 | NO | 30.934 | 4804.99 | WOODHEAD | 27W48 |  | 01,10,22 | 1 | 3CAC | [7 empty] | 2012-01-07 | 2019-05-12
3955 | 29200000TL | 03483 | EGC037018 | P | 58014285 | 58 | EGTL Spares | Mtce | 51 | 51Z | RECEPTACLE: ELECTRICAL,HEAVY | DUTY,2 POLE,3 WIRE,15AA,125V | Electric-Other : NEMA 5-15R,BLACK, FEMALE CONNECTOR (WORKSHOP TOOL & EQUIPMENT) | EA | 2 | 0 | 0 | NO | 26.72 | 4148.28 | HUBBELL | HBL5269-C |  | 01,10,22 | 1 | 3CAC | [7 empty] | 2012-01-07 | 2019-09-02
3956 | 29200000TL | 03483 | EGC036002 | P | 58014286 | 58 | EGTL Spares | Mtce | 51 | 51Z | PLUG: ELECTRICAL,HEAVY DUTY | 2 POLE,3 WIRE,15AA,125V | Electric-Other : NEMA 5-15P, MALE (WORKSHOP TOOL & EQUIPMENT) | EA | 40 | 3 | 5 | NO | 16.5 | 5056.425 | HUBBELL | HBL5266-C |  | 01,10,22 |  | 3CAC | [7 empty] | 2012-01-07 | 2019-09-30 | 2019-11-26
3957 | 29200000TL | 03483 | EG6123CON | P | 58014290 | 58 | EGTL Spares | Mtce | 51 | 51D | WIRE: ELECTRICAL,SO,3,10 AWG | 600V,NEOPRENE COVER | Electric Components - Wire / Cable : 6MM (WORKSHOP TOOL & EQUIPMENT) | FT | 1500 | 0 | 0 | NO | 0.7906 | 122.8028 | WHOLE SALE ELECTRIC | 10/3 SO103 |  | 01,10,22 | 1 | 3CAC | [7 empty] | 2012-01-07 | 2019-09-27
3958 | 29200000TL | 03483 | EG1013011 | P | 58014296 | 58 | EGTL Spares | Mtce | 51 | 51Z | RECEPTACLE: ELECTRICAL,HEAVY | DUTY,2 POLE,3 WIRE,20AA,250V | Electric-Other : NEMA 6-20R,BLACK, FEMALE CONNECTOR (WORKSHOP TOOL & EQUIPMENT) | EA | 25 | 0 | 0 | NO | 38.36 | 5955.39 |  | HBL5469-C |  | 01,10,22 |  | 3CAC | [7 empty] | 2012-01-07 | 2018-08-07 | 2013-06-10
3959 | 29200000TL | 03483 | EG1030005 | S | 58014297 | 58 | EGTL Spares | Mtce | 51 | 51Z | PLUG: ELECTRICAL,WETGUARD | 2 POLE,3 WIRE,20AA,250V | Electric-Other : NEMA 6-20P, MALE (WORKSHOP TOOL & EQUIPMENT) | EA | 15 | 0 | 0 | NO | 19.5599 | 3038.24 | WOODHEAD | 26W48 |  | 01,10,22 |  | 3CAC | [7 empty] | 2012-01-07 | 2019-05-12
3960 | 29200000TL | 03483 | EG1013011 | P | 58014298 | 58 | EGTL Spares | Mtce | 51 | 51Z | PLUG: ELECTRICAL,HEAVY DUTY | 2 POLE,3 WIRE,20AA,250V | Electric-Other : NEMA 6-20P, MALE (WORKSHOP TOOL & EQUIPMENT) | EA | 50 | 0 | 0 | NO | 28.36 | 4402.89 | HUBBELL | HBL5466-C |  | 01,10,22 |  | 3CAC | [7 empty] | 2012-01-07 |  | 2013-06-10
3961 | 29200000TL | 03483 | EG1015015 | P | 58014299 | 58 | EGTL Spares | Mtce | 51 | 51Z | RECEPTACLE:ELECTRICAL,WETGUARD | 2 POLE,3 WIRE,15AA,250V | Electric-Other : NEMA 6-15R,YELLOW, FEMALE CONNECTOR (WORKSHOP TOOL & EQUIPMENT) | EA | 50 | 25 | 50 | NO | 42.8125 | 6646.64 | WOODHEAD | 25W49 |  | 01,10,22 |  | 3CAC | [7 empty] | 2012-01-07 |  | 2013-06-04
3962 | 29200000TL | 03483 | EG1013011 | P | 58014300 | 58 | EGTL Spares | Mtce | 51 | 51Z | RECEPTACLE: ELECTRICAL,HEAVY | DUTY,2 POLE,3 WIRE,15AA,250V | Electric-Other : NEMA 6-15R,BLACK, FEMALE CONNECTOR (WORKSHOP TOOL & EQUIPMENT) | EA | 50 | 0 | 0 | NO | 33.36 | 5179.14 | HUBBELL | HBL5669-C |  | 01,10,22 |  | 3CAC | [7 empty] | 2012-01-07 |  | 2013-06-10
3963 | 29200000TL | 03483 | EG1013011 | P | 58014301 | 58 | EGTL Spares | Mtce | 51 | 51Z | PLUG: ELECTRICAL,ANGLE,2 POLE | 3 WIRE,15AA,250V,NEMA 6-15P | Electric-Other : MALE (WORKSHOP TOOL & EQUIPMENT) | EA | 50 | 0 | 0 | NO | 30.86 | 4791.015 | HUBBELL | HBL5666-CA |  | 01,10,22 |  | 3CAC | [7 empty] | 2012-01-07 |  | 2013-06-10
3964 | 29200000TL | 03483 | EG1014020 | P | 58014302 | 58 | EGTL Spares | Mtce | 51 | 51Z | PLUG: ELECTRICAL,WETGUARD | 2 POLE,3 WIRE,15AA,250V | Electric-Other : NEMA 6-15P, MALE (WORKSHOP TOOL & EQUIPMENT) | EA | 50 | 0 | 0 | NO | 20.7671 | 3224.025 | WOODHEAD | 24W49 |  | 01,10,22 |  | 3CAC | [7 empty] | 2012-01-07 |  | 2013-06-04
3965 | 29200000TL | 03483 | EG1013011 | P | 58014303 | 58 | EGTL Spares | Mtce | 51 | 51Z | PLUG: ELECTRICAL,HEAVY DUTY | 2 POLE,3 WIRE,15AA,250V | Electric-Other : NEMA 6-15P, MALE (WORKSHOP TOOL & EQUIPMENT) | EA | 50 | 0 | 0 | NO | 30.86 | 4791.015 | HUBBELL | HBL5666-C |  | 01,10,22 |  | 3CAC | [7 empty] | 2012-01-07 |  | 2013-06-10
3966 | 29200000TL | 03483 | EG1015008 | S | 58014304 | 58 | EGTL Spares | Mtce | 51 | 51Z | RECEPTACLE:ELECTRICAL,WETGUARD | 2 POLE,3 WIRE,20AA,125V | Electric-Other : NEMA 5-20R,YELLOW, FEMALE CONNECTOR (WORKSHOP TOOL & EQUIPMENT) | EA | 25 | 0 | 0 | NO | 34.5638 | 5365.88 | WOODHEAD | 27W47 |  | 01,10,22 |  | 3CAC | [7 empty] | 2012-01-07 | 2019-08-10 | 2013-06-04
3967 | 29200000TL | 03483 | EG1013011 | P | 58014306 | 58 | EGTL Spares | Mtce | 51 | 51Z | PLUG: ELECTRICAL,ANGLE,2 POLE | 3 WIRE,20AA,125V,NEMA 5-20P | Electric-Other : MALE (WORKSHOP TOOL & EQUIPMENT) | EA | 2 | 0 | 0 | NO | 30.86 | 4791.015 | HUBBELL | HBL5366-CA |  | 01,10,22 |  | 3CAC | [7 empty] | 2012-01-07 | 2019-09-02 | 2013-06-10
3968 | 29200000TL | 03483 | EG1040005 | S | 58014307 | 58 | EGTL Spares | Mtce | 51 | 51Z | PLUG: ELECTRICAL,WETGUARD | 2 POLE,3 WIRE,20AA,125V | Electric-Other : NEMA 5-20P, MALE (WORKSHOP TOOL & EQUIPMENT) | EA | 5 | 0 | 0 | NO | 19.5599 | 3038.24 | WOODHEAD | 26W47 |  | 01,10,22 |  | 3CAC | [7 empty] | 2012-01-07 | 2019-08-10
3969 | 29200000TL | 03483 | EG1013011 | P | 58014308 | 58 | EGTL Spares | Mtce | 51 | 51Z | PLUG: ELECTRICAL,HEAVY DUTY | 2 POLE,3 WIRE,20AA,125V | Electric-Other : NEMA 5-20P, MALE (WORKSHOP TOOL & EQUIPMENT) | EA | 30 | 0 | 0 | NO | 28.36 | 4402.89 | HUBBELL | HBL5366-C |  | 01,10,22 |  | 3CAC | [7 empty] | 2012-01-07 | 2019-08-10 | 2013-06-10
3970 | 29200000TL | 03483 | EG1041003 | S | 58014309 | 58 | EGTL Spares | Mtce | 51 | 51Z | RECEPTACLE:ELECTRICAL,WETGUARD | 2 POLE,3 WIRE,15AA,125V | Electric-Other : NEMA 5-15R,YELLOW, FEMALE CONNECTOR (WORKSHOP TOOL & EQUIPMENT) | EA | 30 | 0 | 0 | NO | 18.9902 | 2949.75 | WOODHEAD | 25W47 |  | 01,10,22 |  | 3CAC | [7 empty] | 2012-01-07 | 2019-08-10
3971 | 29200000TL | 03483 | EGC037018 | P | 58014310 | 58 | EGTL Spares | Mtce | 51 | 51Z | PLUG: ELECTRICAL,ANGLE,2 POLE | 3 WIRE,15A,125V,NEMA 5-15P | Electric-Other : MALE (WORKSHOP TOOL & EQUIPMENT) | EA | 22 | 0 | 0 | NO | 26.72 | 4148.28 | HUBBELL | HBL5266-CA |  | 01,10,22 |  | 3CAC | 2BBB | [6 empty] | 2012-01-07 | 2019-09-02
3972 | 29200000TL | 03483 | EG1042004 | S | 58014311 | 58 | EGTL Spares | Mtce | 51 | 51Z | PLUG: ELECTRICAL,WETGUARD | 2 POLE,3 WIRE,15AA,125V | Electric-Other : NEMA 5-15P (WORKSHOP TOOL & EQUIPMENT) | EA | 30 | 25 | 50 | NO | 11.9938 | 1863 | WOODHEAD | 24W47 |  | 01,10,22 |  | 3CAC | [7 empty] | 2012-01-07 | 2019-08-10
3973 | 29200000TL | 03483 | EGC041030 | P | 58014316 | 58 | EGTL Spares | Mtce | 51 | 51E | BOX: ELECTRICAL,EZEE FIT NO. 0 | INSTRUMENTATION,4 GANG | Electric Components - Conduit / Fitting :169.4 MM (L) X 90.2 MM (H),FOUR WAY RIGHT ANGLE,(4) 20 X 1.5P SMALL (XS) DIAMETER UNARMOURED CABLES,PLASTIC, EX E/N IP68/66 SIZE 0 FOUR-WAY RIGHT ANGLE, (BM-000006A) | EA | 10 | 8 | 10 | NO | 18.4105 | 2859.71 | PRATLEY | 56011 |  | 01,10,22 |  | 3CAC | [7 empty] | 2012-01-07
3974 | 29200000TL | 03483 | EGC042022 | P | 58014317 | 58 | EGTL Spares | Mtce | 51 | 51E | BOX: ELECTRICAL,EZEE FIT CABLE | BLACK GANG,32 MM X 1.5 P | Electric Components - Conduit / Fitting :FOUR WAY RIGHT ANGLE, IT IS JUNCTION BOX CONNECTION, ENGINEERING PLASTIC MATERIAL, EX E/N IP68/67 SIZE 2 (BM-000006A) | EA | 10 | 0 | 0 | NO | 37.6806 | 5852.93 | PRATLEY | 56030 |  | 01,10,22 |  | 3CAC | [7 empty] | 2012-01-07
3975 | 29200000TL | 03483 | EG1013003 | P | 58014390 | 58 | EGTL Spares | Mtce | 51 | 51E | CONNECTOR: ELECTRICAL TERMINAL | RECEPTACLE,22-18 AWG COND,COMP | Electric Components - Conduit / Fitting :BRASS CONNECTOR,6.3 MM QD TERMINATION,WITH INSUL,RED, POSITION NO 200 (ELEC FITTINGS-BM-000006A) | PK | 10 | 0 | 0 | NO | 46.0673 | 7151.375 | RS COMPONENTS | 457-5255 |  | 01 |  | 2CAC | [7 empty] | 2012-01-07 |  | 2014-05-08
3976 | 29200000TL | 03483 | EG1013003 | P | 58014393 | 58 | EGTL Spares | Mtce | 51 | 51E | CONNECTOR: ELECTRICAL TERMINAL | SPADE,14-16 AWG COND,COMP | Electric Components - Conduit / Fitting :BRASS CONNECTOR,MALE TERMINATION,PLASTIC INSUL,BLUE (ELEC FITTINGS-BM-000006A) | PK | 10 | 0 | 0 | NO | 18.9993 | 2949.4 | RS COMPONENTS | 267-4445 |  | 01 |  | 2CAC | [7 empty] | 2012-01-07 |  | 2014-07-28
3977 | 29200000TL | 03483 | EG1013003 | P | 58014394 | 58 | EGTL Spares | Mtce | 51 | 51E | CONNECTOR: ELECTRICAL TERMINAL | PIN,22-16 AWG COND,COMP | Electric Components - Conduit / Fitting :&quot;CU CONNECTOR,PIN TERMINATION,WITH INSUL,RED, POSITION NO 205 MATERIAL: RE (ELEC FITTINGS-BM-000006A)&quot; | PK | 10 | 0 | 0 | NO | 15.9969 | 2483.8 | RS COMPONENTS | 452-631A |  | 01 |  | 2CAC | [7 empty] | 2012-01-07 |  | 2014-07-28
3978 | 29200000TL | 03483 | EG1013004 | P | 58014395 | 58 | EGTL Spares | Mtce | 51 | 51E | CONNECTOR: ELECTRICAL TERMINAL | RING,22-16 AWG COND,COMP | Electric Components - Conduit / Fitting :TINNED CU CONNECTOR,2.84 MM STUD TERMINATION,WITH INSUL,RED, POSITION NO 206 (ELEC FITTINGS-BM-000006A) | PK | 10 | 0 | 0 | NO | 25.4959 | 3958.525 | RS COMPONENTS | 431-8844 |  | 01 |  | 2CAC | [7 empty] | 2012-01-07 |  | 2014-07-28
3979 | 29200000TL | 03483 | EG1013003 | P | 58014396 | 58 | EGTL Spares | Mtce | 51 | 51E | CONNECTOR: ELECTRICAL TERMINAL | SPADE,14-16 AWG COND,COMP | Electric Components - Conduit / Fitting :CU CONNECTOR,4.17 MM STUD TERMINATION,WITH INSUL,BLUE, POSITION NO 207 (ELEC FITTINGS-BM-000006A) | PK | 10 | 5 | 10 | NO | 25.2486 | 3919.6125 | RS COMPONENTS | 842-084 |  | 01 |  | 2CAC | [7 empty] | 2012-01-07 |  | 2014-07-28
3980 | 29200000TL | 03483 | EG1013003 | P | 58014397 | 58 | EGTL Spares | Mtce | 51 | 51E | CONNECTOR: ELECTRICAL TERMINAL | SPADE,14-16 AWG COND,COMP | Electric Components - Conduit / Fitting :CU CONNECTOR,3.7 MM STUD TERMINATION,WITH INSUL,BLUE, POSITION NO 208 (ELEC FITTINGS-BM-000006A) | PK | 10 | 0 | 0 | NO | 20.8273 | 3233.595 | RS COMPONENTS | 267-3852 |  | 01 |  | 2CAC | [7 empty] | 2012-01-07 |  | 2014-07-28
3981 | 29200000TL | 03483 | EGC022029 | P | 58014402 | 58 | EGTL Spares | Mtce | 54 | 54A | GASKET: SIGMA 511 FLATE SHEET | 8 IN PIPE, 276.2 X 219 X 4.5MM | Gaskets : SIGMA 511 FILLER 2M X 2M X 0.005M NOTE: END-USER WILL CUT TO SIZE WHEN TO USE IN SERVICE | EA | 6 | 0 | 0 | NO | 140.3629 | 35630.724 | FLEXITALLIC | SIGMA 511 |  | 01 | 1 | 1BBC |  |  | 4292 |  |  |  |  | 2012-01-06 | 2025-09-14 | 2018-01-13 | -1 | 1
3982 | 29200000TL | 03483 | EGC035031 | P | 58014405 | 58 | EGTL Spares | Mtce | 28 | 28B | GLOVES:SIDE SPLIT WELDING | EXTRA LARGE,14 IN LG,COWHIDE | Safety-Personal : BROWN, COMFORT-FIT, 6 PAIR PER PACKAGE (WELDING AND SOLDERING SUPPLIES) | PK | 2 | 0 | 0 | NO | 19.2213 | 2983.91 | PIP | 7015A-XL |  | 01 |  | 2CAC | [6 empty] | HOFN028 | 2012-01-07
3983 | 29300000TL | 03483 | EG1012021 | P | 58014411 | 58 | EGTL Spares | Mtce | 73 | 73A | PLUG:SHEET,1-1/8IN, F316L SS | SA182, AIRCOOLERS | *OBS*HEAT TRANS-PART : | EA | 350 | 49 | 70 | YES | 49.656 | 37645.2067 | BTT | 1600-2610 B01 | 763 | 02,22 | 1 | 2BAB | [5 empty] | 2 FPCA |  | 2019-11-01 |  | 2023-03-13
3984 | 29200000TL | 03483 | EG1038016 | S | 58014412 | 58 | EGTL Spares | Mtce | 73 | 73A | PLUG:SHEET,1-1/8IN, F304L SS | SA182, AIRCOOLERS | *OBS*HEAT TRANS-PART : | EA | 154 | 0 | 0 | NO | 7.894 | 1225.4519 | BTT | 1600-2610 C01 | 764 | 02,22 | 1 | 2BAB | 2BAB |  |  |  |  | 2 FPCA |  | 2013-03-16 | 2016-01-28
3985 | 29200000TL | 03483 | EG1028016 | S | 58014415 | 58 | EGTL Spares | Mtce | 54 | 54A | GASKET:PLUG SHEET 35.5MM X | 29MM X 1.5MM, 304L SS, | FOR AIRCOOLERS | EA | 390 | 0 | 0 | NO | 0.9054 | 140.5611 | BTT | 1600-2611 C01 | 772 | 01,22 | 1 | 2BAB | 1CCC |  |  |  |  | 2 FPCA |  | 2013-03-16 | 2016-09-21
3986 | 29200000TL | 03483 | EG1051013 | P | 58014417 | 58 | EGTL Spares | Mtce | 02 | 02A | BLADE: FAN 15 FT | AIRCOOLER | Heating Ventilation and Air Conditioning Equipnment & Parts : 10.2, AP FAN BLADE, 1600-6510 A01, SPECIALITY, 120-EA-204 | ST | 2 | 1 | 2 | NO | 5399.7891 | 838263.25 | BTT | 1600-6510 A01 | 1600-6510 A01 | 01,22 | 1 | 2BAB |  |  | 1600 A01 6077 |  |  | 2 FPCA |  | 2012-01-06
3987 | 29200000TL | 03483 | EG1051019 | P | 58014418 | 58 | EGTL Spares | Mtce | 02 | 02A | BLADE: FAN 14 FT | AIRCOOLER | Heating Ventilation and Air Conditioning Equipnment & Parts : 10.4, ALUM, SPECIALITY, 130-EA-202, AP FAN BLADE, 1600-6510 B01 | ST | 3 | 1 | 2 | NO | 9652.4736 | 1498450 | BTT | 1600-6510 B01 | 1600-6510 B01 | 01,22 | 1 | 2BAB |  |  | 1600 B01 6077 |  |  | 2 FPCA |  | 2012-01-06 | 2018-03-01
3988 | 29200000TL | 03483 | EG1051002 | P | 58014419 | 58 | EGTL Spares | Mtce | 02 | 02A | BLADE: FAN 8 FT | AIRCOOLER | Heating Ventilation and Air Conditioning Equipnment & Parts : ALUMINUM, AP FAN BLADE, 1600-6510 C01, SPECIALITY | ST | 1 | 0 | 0 | NO | 2971.1914 | 461247.75 | BTT | 1600-6510 C01 | 1600-6510 C01 | 01,22 | 1 | 2BAB |  |  | 1600 C01 6076 |  |  | 2 FPCA |  | 2012-01-06
3989 | 29200000TL | 03483 | EG1051010 | P | 58014420 | 58 | EGTL Spares | Mtce | 02 | 02A | BLADE: FAN 15 FT | AIRCOOLER | Heating Ventilation and Air Conditioning Equipnment & Parts : ALUMINUM, SPECIALITY, AP FAN BLADE, 1600-6510 D01 | ST | 1 | 0 | 0 | NO | 12085.7785 | 1876196.25 | BTT | 1600-6510 D01 | 1600-6510 D01 | 01,22 | 1 | 2BAB |  |  | 1600 D01 6077 |  |  | 2 FPCA |  | 2012-01-06
3990 | 29200000TL | 03483 | EG1051010 | P | 58014421 | 58 | EGTL Spares | Mtce | 02 | 02A | BLADE: FAN 15 FT DIA | AIRCOOLER | Heating Ventilation and Air Conditioning Equipnment & Parts : 7.2 DEG, ALUM, AP FAN BLADE, 1600-6510 E01, SPECIALITY | ST | 1 | 0 | 0 | NO | 6300.4058 | 978075 | BTT | 1600-6510 E01 | 1600-6510 E01 | 01,22 | 1 | 2BAB |  |  | 1600 E01 6076 |  |  | 2 FPCA |  | 2012-01-06
3991 | 29200000TL | 03483 | EG1038006 | S | 58014423 | 58 | EGTL Spares | Mtce | 73 | 73A | PULLEY: DRIVE SHEAVE | 2.125 IN BORE, 55 MM WD | *OBS*HEAT TRANS-PART : 14 MM TOOTH GROOVE, CI, 1600-6711 A/B01 | EA | 2 | 0 | 0 | NO | 153 | 23753.25 | BTT | 1600-6711 B01 | 1600-6711 B01 | 01,22 | 1 | 2BAB | 2BAB |  | 1600 B01 6077 |  |  | 2 FPCA |  | 2012-01-06 | 2025-10-06 |  | -1 | 1
3992 | 29200000TL | 03483 | EG1038006 | S | 58014424 | 58 | EGTL Spares | Mtce | 73 | 73A | PULLEY: DRIVE SHEAVE | 1.625 IN BORE, 40 MM WD | *OBS*HEAT TRANS-PART : 14 MM TOOTH GROOVE, CI, 1600-6711 A/E01 | EA | 1 | 0 | 0 | NO | 169 | 26237.25 | BTT | 1600-6711 C/E01 | 1600-6711 C/E01 | 01,22 | 1 | 2BAB | 2BAB |  | 1600 C/E01 6076 |  |  | 2 FPCA |  | 2012-01-06
3993 | 29200000TL | 03483 | EG1052018 | P | 58014425 | 58 | EGTL Spares | Mtce | 73 | 73A | PULLEY: DRIVE SHEAVE | 65 MM BORE, 55 MM WD | *OBS*HEAT TRANS-PART : 14 MM TOOTH GROOVE, CI, 1600-6712 A/B01 | EA | 7 | 0 | 0 | NO | 650 | 100912.5 | BTT | 1600-6712 A/B01 | 1600-6712 A/B01 | 01,22 | 1 | 2BAB | 2BAB |  | 1600 A/B01 6077 |  |  | 2 FPCA |  | 2012-01-06
3994 | 29200000TL | 03483 | EG1055030 | P | 58014426 | 58 | EGTL Spares | Mtce | 75 | 75F | PULLEY: DRIVE SHEAVE | 65 MM BORE, 40 MM WD | Material Handling - Lifting Equipment and Accessories : AIR COOLED HEAT EXCHANGER 14 MM TOOTH GROOVE, CI, 1600-6712 A/E01, CODE X43000, BUSH 3020. | EA | 2 | 0 | 0 | NO | 1358 | 210830.0457 | AIR PRODUCT | 192-14M-40-T | 1600-6712 C/E01 | 01,22 | 1 | 2BAB |  |  | 1600 C/E01 6076 |  |  | 100214 |  | 2012-01-06 |  | 2013-11-28
3995 | 29200000TL | 03483 | EG3001014 | P | 58014427 | 58 | EGTL Spares | Mtce | 75 | 75F | PULLEY: DRIVE SHEAVE | 65 MM BORE, 55 MM WD | Material Handling - Lifting Equipment and Accessories : 14 MM TOOTH GROOVE, CI, 1600-6712 A/D01 BUSH 3535 | EA | 2 | 0 | 0 | NO | 1833 | 284574.1116 | AIR PRODUCT | 264-14M-55T | 1600-6712 D01 | 01,22 | 1 | 2BAB |  |  | 1600 D01 6077 |  |  |  |  | 2012-01-06 |  | 2013-11-28
3996 | 29200000TL | 03483 | EG1060WAL | P | 58014430 | 58 | EGTL Spares | Mtce | 86 | 86Z | BELT: TIMING HTD,14 MM PITCH | AIRCOOLERS | Automotive - Parts and Accessories: TOOTHED BELT, SYNTHETIC, HTD, 40MM width. | EA | 4 | 0 | 0 | NO | 321.83 | 98312.1686 | BTT | 1600-6713 D01 | 780 | 01,22 | 1 | 2BAB | [5 empty] | 2 FPCA |  | 2013-03-16 | 2024-12-25 | 2017-06-02 |  |  | -1 | 1
3997 | 29200000TL | 03483 | EG1057010 | P | 58014431 | 58 | EGTL Spares | Mtce | 54 | 54D | BEARING:BALL SPHERICAL,SGL ROW | 74MM ID,6740 SERIES AIRCOOLERS | Packing / Glands / Stuffing Boxes : UPPER BEARING, SPECIALITY, 172-EA-006, 135-EA-007, 130-EA-102, 130-EA-202, 120-EA-104, 120-EA-204, | EA | 28 | 2 | 4 | NO | 136.866 | 21247.0721 | BTT | 1600-6740 | 781 | 01,21,22 | 1 | 2BAB | [5 empty] | 2 FPCA |  | 2013-03-16
3998 | 29200000TL | 03483 | EG1059015 | P | 58014432 | 58 | EGTL Spares | Mtce | 54 | 54D | BEARING: ROLLER GEA BTT LOWER | BEARING, DBL ROW, 65MM ID | Packing / Glands / Stuffing Boxes : &quot;SPECIALITY, 172-EA-006, 135-EA-007, 130-EA-102, 130-EA-202, 120-EA-104, 120-EA-204 ROLLING ELEMENT: ROLLER, (FOR AIRCOOLERS)&quot; | EA | 28 | 0 | 0 | NO | 214.0138 | 33223.5007 | BTT | 1600-6750 | 1-561-76-183 | 01,21,22 | 1 | 2BAB | [5 empty] | 2 FPCA |  | 2013-03-16
3999 | 29200000TL | 03483 | EG1053023 | P | 58014433 | 58 | EGTL Spares | Mtce | 73 | 73A | SHAFT:FAN 1047MM LG.,STL | AIRCOOLERS | *OBS*HEAT TRANS-PART : AP FAN SHAFT, LG1047, SPECIALITY, 120-EA-204, | EA | 3 | 0 | 0 | NO | 1119.0721 | 173724.75 | BTT | 1600-6771 A01 | 899-00-201-01 | 22 | 1 | 2BAB | [5 empty] | 2 FPCA |  | 2013-03-16
4000 | 29200000TL | 03483 | EG1053023 | P | 58014434 | 58 | EGTL Spares | Mtce | 73 | 73B | SHAFT:FAN 1043MM LG.,STL, | AIRCOOLERS | *OBS*HEAT TRANS-PART : AP FAN SHAFT, LG 1043, SPECIALITY, 130-EA-202, | EA | 6 | 0 | 0 | NO | 932.5601 | 144770.6252 | BTT | 1600-6771 B01 | 1-307-15-292 | 22 | 1 | 2BAB | [5 empty] | 2 FPCA |  | 2013-03-16
4001 | 29200000TL | 03483 | EG1053023 | P | 58014435 | 58 | EGTL Spares | Mtce | 73 | 73A | SHAFT: FAN 912MM LG | AIRCOOLER | *OBS*HEAT TRANS-PART : STEEL, AP FAN SHAFT 1600-6771 C01, SPECIALITY | EA | 1 | 0 | 0 | NO | 1005.9063 | 156166.95 | BTT | 1600-6771 C01 | 1600-6771 C01 | 22 | 1 | 2BAB | 2BAB |  | 1600 C01 6076 |  |  | 2 FPCA |  | 2012-01-06
4002 | 29200000TL | 03483 | EG1053023 | S | 58014436 | 58 | EGTL Spares | Mtce | 73 | 73B | SHAFT:FAN 1072MM LG.,STL | AIRCOOLERS | *OBS*HEAT TRANS-PART : AP FAN SHAFT , LG 1072, SPECIALITY, | EA | 2 | 0 | 0 | NO | 840.0068 | 130411.0578 | BTT | 1600-6771 D01 | 8A-5-463-0-V | 22 | 1 | 2BAB | [5 empty] | 2 FPCA |  | 2013-02-23
4003 | 29200000TL | 03483 | EG1053023 | P | 58014437 | 58 | EGTL Spares | Mtce | 73 | 73A | SHAFT: FAN 929MM LG | AIRCOOLER | *OBS*HEAT TRANS-PART : STEEL, AP FAN SHAFT 1600-6771 E01, SPECIALITY | EA | 1 | 0 | 0 | NO | 1005.9063 | 156166.95 | BTT | 1600-6771 E01 | 1600-6771 E01 | 22 | 1 | 2BAB | 2BAB |  | 1600 E01 6076 |  |  | 2 FPCA |  | 2012-01-06
4004 | 29200000TL | 03483 | EG1012013 | P | 58014488 | 58 | EGTL Spares | Mtce | 50 | 50Z | KIT: BEARINGS SET | MOTOR 200 HP | Bearings & Accessories - All :FOR MOTOR 200 HP, FOR MOTOR DRIVE END AND OPP DRIVE END, CONTAINS BEARING DRIVE END: AFBMA 110RU02M30X, BEARING OPP DRIVE END: AFBMA 90BCO3J30X, | ST | 1 | 0 | 0 | NO | 3605.2322 | 559676.25 | RELIANCE | 447T/841XL F1 - 01 | 447T/841XL F1 - 01 | 01 | 1 | 2CBB |  |  | EGTL1-BTT-MEC-DD-73-0324 |  |  |  |  | 2012-01-06
4005 | 29200000TL | 03483 | EG3FLR200 | P | 58014495 | 58 | EGTL Spares | Mtce | 54 | 54A | SHAFT: LOW SPEED OUPUT | FLENDER GEARBOX | Gearbox low speed output shaft, IDENT/FFA:000001327017. FLENDER GEAR BOX B3NV09. 173-EA-002A/B/C, part 0200. Parts list number - EL 4233600-040 DE/EN, Drawing number - ez4233600. Equipment tags:- 173-EA-002A-F01,173-EA-002A-F02,173-EA-002A-F03,173-EA-002A | PC | 2 | 1 | 2 | NO | 10368.3957 | 2248029.5 | SIEMENS | 000001327017 |  | 00 | 1 | 2CBB | 1BBB |  | 173-EA-002A-F01 |  |  |  |  | 2012-01-06 |  | 2018-12-03
4006 | 29200000TL | 03483 | EGC033027 | P | 58014502 | 58 | EGTL Spares | Mtce | 87 | 87B | RING: PISTON | DESUPERHEATER | Engines - Parts : ASTM A439, SP-60-002 | EA | 2 | 0 | 0 | NO | 1178.6831 | 182931.62 | SPX | 328264 | 328264 | 01,22 | 1 | 1BBC |  |  | D-393616/7, REV 1 |  |  |  |  | 2012-03-07
4007 | 29200000TL | 03483 | EGC033027 | P | 58014503 | 58 | EGTL Spares | Mtce | 87 | 87B | RING | PISTON | (SPX FLOW CONTROL COPES-VULCAN, 351855) | EA | 2 | 0 | 0 | NO | 500.0322 | 77630 |  |  |  | 01 |  |  | 1CCC | [6 empty] | 2013-12-15
4008 | 29200000TL | 03483 | EGC033027 | P | 58014505 | 58 | EGTL Spares | Mtce | 66 | 66F | HEAD: NOZZLE, 316 SS | DESUPERHEATER | Valve - Parts & Accessories :ASSY, SP-60-002 | EA | 2 | 0 | 0 | NO | 5882.4092 | 912949.91 | SPX | 393663 | 393663 | 22 | 1 | 1BBC |  |  | D-393616/7, REV 1 |  |  |  |  | 2012-03-07
4009 | 29200000TL | 03483 | EG1056005 | P | 58014532 | 58 | EGTL Spares | Mtce | 56 | 56Z | STUD BOLT: ALL-THREAD | 2-1/2 IN DIA 420MM LG | *OBS*Fastener-Stud B : 8 UN, CS, ASME SA193, GR 4, 120-VD-206 | PC | 36 | 1 | 24 | NO | 840.3019 | 130456.87 | LARSEN & TOUBRO |  | 8453 | 02,21,22 | 1 |  | 2BAB |  | 1P-3503-2 R3 |  |  |  |  | 2012-01-06
4010 | 29200000TL | 03483 | EG1054005 | S | 58014533 | 58 | EGTL Spares | Mtce | 56 | 56Z | STUD BOLT: ALL-THREAD | 1-1/2 IN DIA, 165MM LG | Fasteners / Hardware : 8 UN, CS, ASME SA193, GR B16, 120-ES-202 | PC | 26 | 45 | 46 | NO | 1539.1037 | 238946.6847 | LARSEN & TOUBRO |  | 8454 | 02,21,22 | 1 |  |  |  | 1P-3502-1 R 2 |  |  |  |  | 2012-01-06 |  | 2013-12-04
4011 | 29200000TL | 03483 | EGC044004 | P | 58014545 | 58 | EGTL Spares | Mtce | 54 | 54A | GASKET: RING JOINT | 6 IN PIPE, 300 LB | Gaskets : API R-45, STEEL, ASTM A182 GR F5, OCTAGONAL, 235 MM OD X 189 MM ID X 18 MM THK, 120-ES-202 | PC | 19 | 0 | 0 | NO | 386.3685 | 60008.8681 | LARSEN & TOUBRO |  | 8355 | 01 | 1 |  |  |  | 1P-3502-1 R 2 |  |  |  |  | 2012-03-07 | 2014-11-23 | 2013-06-15
4012 | 29200000TL | 03483 | EGC027018 | P | 58014552 | 58 | EGTL Spares | Mtce | 54 | 54A | GASKET: RING JOINT 10 IN PIPE | 1500 LB | Gaskets : API R54,321 SS, ASME B16.20, OVAL, TAIL GAS FLG,120-VR-205 | EA | 10 | 0 | 0 | NO | 102.3531 | 26535.0008 | HTAS |  |  | 01 | 1 |  | 1BBB |  | 1258657 |  |  |  |  | 2012-03-07 | 2019-08-15 | 2015-10-21
4013 | 29200000TL | 03483 | EGC013006 | P | 58014655 | 58 | EGTL Spares | Mtce | 54 | 54A | GASKET: FLANGE NON-SPIRAL | 18 IN PIPE,150LB,KLINGERSIL | Gaskets : C4430-3XA,BS7531 GRADE X,18 IN ID,25 IN OD,2.5 MM THK, ITEM 287 A 7213 58 WEIGHT: 8 KG 110-EA-130/230 SIZE: 18 IN X 2.5 THK, (FOR AIR COOLED CONDENSER) | EA | 16 | 4 | 12 | NO | 231.0737 | 35869.5659 | UPRUCH | 2687 - 7213 - 58 | 3J-45-0124-00 | 01,22 | 1 | [8 empty] | 2013-08-28
4014 | 29300000TL | 03483 | EGC016018 | P | 58014670 | 58 | EGTL Spares | Mtce | 76 | 76Z | COUPLING: 3 PIECE DESIGN | 3.375 IN BORE | Pumps-Other : TYPE A N-EUPEX A225 COMPOSITECOMPLETE COUPLING SET FOR GEAR BOX FLENDER H2NV109"SIZE A 225, SPEED 3000nmax1/minPART NUMBER 4525150 20PRODUCT CODE ME0585. | EA | 2 | 1 | 2 | YES | 1860.38 | 811348.9256 | SIEMENS / FLENDER | 4525150-20 | 2687 - 6780 - 00 | 01,22 | 1 |  |  |  | 2684 A00 6045 |  |  |  | 3T3383 | 2019-11-01 |  | 2022-05-02
4015 | 29200000TL | 03483 | EGC017022 | P | 58014683 | 58 | EGTL Spares | Mtce | 51 | 51Z | HEATER: SPACE | AIR COOLED CONDENSER |  | EA | 1 | 0 | 0 | NO | 1145.3217 | 177811.19 | RELIANCE | 2687-6610-05 | 2687-6610-05 | 22 | 1 | 3CAC |  |  | 2687 A01 6083 |  |  |  |  | 2012-01-06
4016 | 29200000TL | 03483 | EG6001016 | P | 58014687 | 58 | EGTL Spares | Mtce | 14 | 14Z | TRANSMITTER: PRESSURE | 250 TO -250 IN WC INPUT |  | EA | 2 | 0 | 0 | NO | 921.2 | 143016.3 | ROSEMOUNT | 3051CD2A02A2AH2L4P2Q4 | 3051CD2A02A2AH2L4P2Q4Q8 | 05,22 | 1 | 2CAA | [7 empty] | 2012-03-07 | 2025-05-05 |  | -1 | 1
4017 | 29200000TL | 03483 | EG1008002 | P | 58014700 | 58 | EGTL Spares | Mtce | 76 | 76Z | COUPLING: SHAFT 2 IN BORE | 5-5/8 IN OD, 2.51 IN LG |  | EA | 1 | 0 | 0 | NO | 274 | 42538.5 | CHEMINEER | N62000-011A | N62000-011A | 01,22 | 1 | 2CAC |  |  | Z-98428-AS1 ITEM 6 |  |  |  |  | 2012-01-06
4018 | 29200000TL | 03483 | EGC043009 | P | 58014721 | 58 | EGTL Spares | Mtce | 76 | 76Z | COUPLING | DRIVE, METAL | Pumps-Other : MOV GATE VALVES | EA | 2 | 0 | 0 | NO | 536 | 83214 | ROTORK | MODEL 2C (IQ20C) | MODEL 2C (IQ20C) | 01,22 | 1 | 2BAC | 2CBC |  | EGTL1-LWI-INS-DS-101028 |  |  |  |  | 2012-03-07
4019 | 29200000TL | 03483 | EGC043009 | P | 58014722 | 58 | EGTL Spares | Mtce | 76 | 76Z | COUPLING: DRIVE, METAL | GATE VALVE | Pumps-Other : 120-HV-1031, 120-HV-2031, 135-XXV-0022A | EA | 2 | 0 | 0 | NO | 1074 | 166738.5 | ROTORK | MODEL 2C (IQ70) | MODEL 2C (IQ70) | 01,22 | 1 | 2BAC |  |  | EGTL1-LWI-INS-DS-101028 |  |  |  |  | 2012-01-06
4020 | 29200000TL | 03483 | EGC043009 | P | 58014723 | 58 | EGTL Spares | Mtce | 76 | 76Z | COUPLING: DRIVE, METAL | GATE VALVE | Pumps-Other : 105-HV-0001 | EA | 2 | 0 | 0 | NO | 1074 | 166738.5 | ROTORK | MODEL 2C (IQ90A) | MODEL 2C (IQ90A) | 01,22 | 1 |  |  |  | EGTL1-LWI-INS-DS-101028 |  |  |  |  | 2012-01-06
4021 | 29200000TL | 03483 | EGC007023 | P | 58014724 | 58 | EGTL Spares | Mtce | 51 | 51Z | TRANSFORMER: PULSE, 0.045KVA | 480-208V, 120V, 50/60HZ, 3PH | Electric-Other : CUTLER HAMMER EPT TYPE, 80 DEG. C RISE, TAPS 2 @+2.5% & 4 @ -2.5%, SAND AND RESIN ENCAPSULATED, NON-VENTILATED NEMA 3R ENCLOSED, UL LABEL, COPPER WINDINGS Y48M28B45CU | EA | 2 | 0 | 0 | NO | 5123.2971 | 795596.8 | CUTLER-HAMMER | 11061-01EL-1 | 11061-01EL-1 | 01,10,22 | 1 | 3CAC |  |  | SEE ADDITIONAL INFO |  |  |  |  | 2012-03-07
4022 | 29200000TL | 03483 | EG3003077 | P | 58014748 | 58 | EGTL Spares | Mtce | 51 | 51C | MOTOR: ELECTRIC 20 HP 1760 RPM | 460VAC, 3PH, 60HZ, 0.8A | Electric Components - Motor / Generator :18W, 256T FRAME, TEFC SEVERE DUTY ENCLOSURE,1.0 SERVICE FACTOR, 1-1/8 IN DIA X 2 IN LG SHAFT, 15 FT LB TORQUE BRAKE, FACE MOUNT, 10 IN LG, 2-HVAC-01, CROSS REF DWG: EGTL1-POW-ARC-DD-00 | EA | 2 | 0 | 0 | NO | 3777.4309 | 586597.25 | GE | M7884/M9914 | M7884/M9914 | 01,011,19,22, | 1 | 3CAC |  |  | SEE ADDITIONAL INFO |  |  |  |  | 2012-03-07
4023 | 29200000TL | 03483 | EG1060019 | S | 58014763 | 58 | EGTL Spares | Mtce | 51 | 51C | ELECTRIC MOTOR, 575V, | 1800 RPM, FRAME 143T | Electric Components - Motor / Generator :1/0.75KW, 143T FRAME, TEFC SEVERE DUTY ENCLOSURE, 1.0 SERVICE FACTOR, RPM 1800, VOLT 575V HORIZONTAL MOUNT, FLA 1.1 | EA | 1 | 0 | 0 | NO | 1014.8367 | 184254.504 | GE | 5KS143STE204 | 5KS143STE204 | 01,011,19,22, | 1 | 3CAC |  |  | SEE ADDITIONAL INFO |  |  | M7523 |  | 2012-03-07 | 2015-09-24 | 2015-11-11
4024 | 29200000TL | 03483 | EG1013003 | P | 58014775 | 58 | EGTL Spares | Mtce | 51 | 51Z | RELAY: FAN, 10/7A | 120/240VAC | Electric-Other : 10/7A, 1NO-1NC, FORM C CONTACT, SPDT, 110/120VAC COIL, SCREW TERMINAL, REAR MOUNT, GENERAL PURPOSE ENCLOSURE, 2-RIB-02, 2-RIB-03, CROSS REF DWG: EGTL1-POW-ELE-BM-003001 | EA | 3 | 0 | 0 | NO | 876.44 | 267358.022 | MARMION AIR SYSTEMS | 50190 | 50190 | 01,10,22 | 1 | 3CAC |  |  | SEE ADDITIONAL INFO |  |  |  |  | 2012-03-07 | 2017-05-27 | 2017-08-04
4025 | 29200000TL | 03483 | EGC043004 | P | 58014915 | 58 | EGTL Spares | Mtce | 66 | 66Z | KIT | REPAIR, GATE VALVE | Valve-Other : CONTAINS O-RING,SEAL,SCREW, 105-HV-0017, 105-HV-0019 | EA | 3 | 0 | 0 | NO | 1690 | 262372.5 | ROTORK | MOD 11A (IQ10/12) | MOD 11A (IQ10/12) | 01,22 | 1 | 2BAC | 2CBC |  | EGTL1-LWI-INS-DS-101028 |  |  |  |  | 2012-01-06
4026 | 29200000TL | 03483 | EGC046012 | P | 58014937 | 58 | EGTL Spares | Mtce | 53 | 53Z | TEE: PIPE,MALE NPT,1/2 IN,THD | 6000 LB,316 SS,ASTM A182 | Fittings - Tube :ANSI B-16.11,GR B-16.11, (INSTRUMENTATION BULK MATL) | EA | 10 | 0 | 0 | NO | 62.0884 | 9639.7132 | SWAGELOK | SS-8-MT |  | 02,22 | 1 | 3CBC | 1BBB | [6 empty] | 2012-01-07 | 2013-06-06 | 2013-09-17
4027 | 29200000TL | 03483 | EGC032018 | P | 58015020 | 58 | EGTL Spares | Mtce | 14 | 14Z | SWITCH:FLOW 1/4 NPT | 175 VAC/VDC .25A,30 SCCM TO 20 | Instruments - Other & Parts : &quot;SLPM,SPDT,EXPLOSION PROOF ENCLOSURE,316SS, OMNI 120-AX-1123, 120-AX-1124, 120-AX-1125, 120-AX-1126, 130-AX-1001, 130-AX-2001, 130 AX-1004, 130-AX-2004, 130-AX-1005, 130-AX-2005, 18 (FOR ANALYZER)&quot; | EA | 12 | 0 | 0 | NO | 670.3885 | 104044.3 | AUTOFLOW | FS6204CV-1M | 200384354 | 01,10,22 | 1 | 1BCB | [7 empty] | 2012-12-07 | 2025-04-08 |  | -1 | 1
4028 | 29200000TL | 03483 | EGC046018 | P | 58015037 | 58 | EGTL Spares | Mtce | 66 | 66Z | STRAINER: PIPING Y,1/2 IN,FNPT | 400 PSIG MX @150F,250PSIG | Valve-Other : MAX STEAM,SS, 200 MESH, 172-AX-0012, 150-AX-0010, 150-AX-0011, 171-AX-0201, 171-AX-0202, 120-AX-1104, 130-AX-1003, 130-AX-2003, 172-AX-0001, 172-AX-0002, 172-AX-0005, 120-AX-21 (FOR ANALYZER) | EA | 8 | 0 | 0 | NO | 462.2679 | 71743.98 | ARMSTRONG | 1/2&QUOT; E39SC | 10544175 | 22 | 1 | 1BCB | [7 empty] | 2012-12-07 | 2014-05-23
4029 | 29200000TL | 03483 | EGC001010 | P | 58015038 | 58 | EGTL Spares | Mtce | 73 | 73A | TUBING: SEAMLESS, MONEL | 3/8 IN - O.035. | HEAT EXCHANGER:TUBE IN SHELL MONEL TUBE, ANALYZER | EA | 8 | 0 | 0 | NO | 7824.7018 | 1214628.4667 | SIEMENS | FLF-6483* | 10544326 | 22 | 1 | 1BCB | [7 empty] | 2012-10-28 | 2019-03-28
4030 | 29200000TL | 03483 | EGC002035 | P | 58015051 | 58 | EGTL Spares | Mtce | 66 | 66Z | VALVE:DBL BLK & B/D | 3 IN L × 1.5 IN W × 2.56 IN H | Valve-Other : DOUBLE BLOCK AND BLEED DIAPHRAGM 8000 PSIG(552 BARG) BURST PRESSURE,1/8 IN FNPT,316 SS BODY,ACTUATED OPERATED,-40° F TO +212° F -40° C TO +100° C,VITON,PCTFE,2 BLOCKS,2 POSITION, EGTL1-SE (FOR ANALYZER) | EA | 10 | 0 | 0 | NO | 2210.0114 | 356680.526 | CIRCOR | DBB-1F2HD002 | 10544906 | 02,22 | 1 | 1BCB | [7 empty] | 2012-12-07 | 2014-04-20 | 2014-10-13
4031 | 29200000TL | 03483 | EGC046016 | P | 58015062 | 58 | EGTL Spares | Mtce | 14 | 14Z | GAUGE: COMBINATION 0-60 PSI | RANGE-A,0-4 BAR RANGE-B | *OBS*Gage&Parts-Pres : 2.5 IN DIAL,1/4 MNPT,MONEL CASE,MONEL TUBE,MONEL,BOTTOM,STEM MOUNT,NON FILLED, PRESSURE, (FOR ANALYZER) | EA | 4 | 0 | 0 | NO | 139.0806 | 21585.31 | MCDANIEL | KCBM-GF | 10544916 | 05,22 | 1 | 1BCB | 1BCB | [6 empty] | 2012-12-07 | 2016-07-24
4032 | 29200000TL | 03483 | EGC046017 | P | 58015063 | 58 | EGTL Spares | Mtce | 72 | 72Z | FILTER:ANALYZER,1/4 IN, 316 SS | ELEMENT,7 MICRON,MONEL HSG | *OBS*Filtration-Elem : TF | EA | 15 | 0 | 0 | NO | 1623.2577 | 355564.6727 | SWAGELOK | M-4TF-7 | 10544917 | 01,22 | 1 | 1BCB | [7 empty] | 2012-10-28 | 2018-05-26 | 2019-04-25
4033 | 29200000TL | 03483 | EGC015012 | P | 58015066 | 58 | EGTL Spares | Mtce | 14 | 14C | FLOWMETER:ANALYZER,3/8 IN FNPT | 0.9-9 LPM RANGE, MONEL/VITON | Flow Measuring Instruments : WITH VALVE | EA | 4 | 0 | 0 | NO | 7434.9308 | 1227957.2605 | KING | 7453P14369-09 | 10544936 | 22 | 1 | 1BCB | 1BBB | [6 empty] | 2012-12-07 | 2019-01-22 | 2014-12-01
4034 | 29200000TL | 03483 | EGC046016 | P | 58015070 | 58 | EGTL Spares | Mtce | 14 | 14H | GAUGE: COMBINATION 0-30 PSI | RANGE-A,0-2 BAR RANGE-B, | Pressure measuring and control Instruments : 2.5 IN DIAL,1/4 IN MNPT,MONEL CASE,MONEL TUBE,MONEL,BOTTOM,STEM MOUNT,NON FILLED, PRESSURE (FOR ANALYZER) | EA | 3 | 0 | 0 | NO | 130.4137 | 20703.84 | MCDANIEL | KBBM-GF | 10544518 | 05,22 | 1 | 1BCB | [7 empty] | 2012-12-07 |  | 2014-10-29
4035 | 29200000TL | 03483 | EGC017018 | P | 58015073 | 58 | EGTL Spares | Mtce | 66 | 66P | REGULATOR: PRESSURE CONSTANTLY | CONTROLLED REDUCED PRESSURES | Valve-Regulators : 250 PSIG INLET,0-125 PSIG (0-8.6 BARG) OUTLET,1/4 IN FNPT,SS BODY, FILTER, 187AX-0008, 120-AX-0001, 120-AX-0011, 178-AX-001B, EGTL1-SEA-INS-SC-780951EGTL1-SEA-INS-SC-871151, (FOR ANALYZER) | EA | 11 | 0 | 0 | NO | 1146.2953 | 177962.34 | FISHER | FS67CFS-226 | 10544535 | 01,10,22 | 1 | 1BCB | 1BBB | [6 empty] | 2012-12-07 | 2015-01-24
4036 | 29200000TL | 03483 | EG1006020 | P | 58015091 | 58 | EGTL Spares | Mtce | 51 | 51Z | CELL: PHOTOELECTRIC ANALYZER, | 120VAC,400W,20 FT RANGE, | Electric-Other : IN DS COVER ALUM, DIV 2, 120-AH-203, 130-AH-143, 130-AH-243, 172-AH-015, 150-AH-001, 174-AH-001, IN DS COVER ALUM, DIV 2, 120-AH-203, 130-AH-143, 130-AH-243, 172-AH-015, 150-AH-00 | EA | 6 | 0 | 0 | NO | 190.1102 | 29505.1002 | CROUSE-HINDS | D2S20 | 10545170 | 01,10,22 | 1 | 1BCB | [7 empty] | 2012-12-07
4037 | 29200000TL | 03483 | EGC003026 | P | 58015092 | 58 | EGTL Spares | Mtce | 51 | 51B | LIGHT: HIGH PRESSURE SODIUM | OUTDOOR LUMINAIRE,120/208/240/ | Electric Components - Lighting : 277VAC,70W,7A,MULTI-TAP BALLAST,WALL MOUNT,CLEAR REFRACTOR, DIV 2, 120-AH-203, 130-AH-143, 130-AH-243, 172-AH-015, 150-AH-001, 174-AH-001, (FOR ANALYZER) | EA | 40 | 0 | 0 | NO | 799.079 | 244853.7872 | CROUSE-HINDS | LMVS2TWO70GP | 10545162 | 01,10,22 | 1 | 1BCB | 2BBB | [6 empty] | 2012-12-07 | 2019-05-17 | 2019-06-13
4038 | 29200000TL | 03483 | EGC032010 | P | 58015100 | 58 | EGTL Spares | Mtce | 72 | 72Z | HOUSING:FILTER,1/2 IN NPT SS | ANALYZER | Filtration - Filters/ Other : 250 PSIG | EA | 14 | 0 | 0 | NO | 434.2517 | 67395.8601 | HEADLINE | 820SS3VMP3 | 10545176 | 22 | 1 | 1BCB | [7 empty] | 2012-12-07
4039 | 29200000TL | 03483 | EGC032004 | P | 58015102 | 58 | EGTL Spares | Mtce | 53 | 53A | DRAIN:LIQUID 1/2 IN FNPT X | 3/4 IN FNPT,SS, ANALYZER | Fittings - Pipe - Carbon Steel :DRAIN:LIQUID,1/2 IN FNPT X 3/4 IN FNPT,SS, 120-AH-203, 130-AH-143, 130-AH-243, 172-AH-015, 150-AH-001, 174-AH-001, | EA | 23 | 0 | 0 | NO | 400.232 | 62116 | ARMSTRONG | LD-11 | 10545136 | 22 | 1 | 1BCB | [7 empty] | 2012-12-07 | 2015-07-03
4040 | 29200000TL | 03483 | EG5012007 | P | 58015105 | 58 | EGTL Spares | Mtce | 14 | 14C | SWITCH:TEMPERATURE 15A 125/250 | /480VAC,30-250 DEG,TWO SPDT, | Flow Measuring Instruments : DIV 1, GRB, G (2) SPDT, 3/4 IN NPT, 120-AH-203, 130-AH-143, 130-AH-243, 172-AH-015, 150-AH-001, 174-AH-001, (2) SPDT, DIV 1, GRB, G (2) SPDT, 3/4 IN NPT, (FOR ANALYZER) | EA | 11 | 0 | 0 | NO | 581.3369 | 90223.4936 | UNITED ELECTRIC | E122-2BSB | 10545146 | 01,10,22 | 1 | 1BCB | [7 empty] | 2012-12-07
4041 | 29200000TL | 03483 | EG1009018 | P | 58015148 | 58 | EGTL Spares | Mtce | 51 | 51Z | SOCKET: ELECTRICAL | 300 V, 10 AMPW | Electric-Other : RELAY, 8 BLADE, 8 CONTACT, POLYPHEN - DIN / SCREW MOUNT, 10A, 145-RP-002 | EA | 2 | 0 | 0 | NO | 6.9004 | 1071.225 | DAYTON | 2A582M |  | 01,10,22 | 1 | 1CAB |  |  | EGTL1-TDS-HVC-WD-450001 |  |  |  |  | 2012-03-07
4042 | 29200000TL | 03483 | EG1009005 | P | 58015174 | 58 | EGTL Spares | Mtce | 51 | 51C | STARTER: ELECTRIC MOTOR NEMA | SIZE 00,3 POLE, 200-575 VAC | Electric Components - Motor / Generator :&quot;24V COIL,NEMA ENCLOSURE, 1.3-1, PHENOLIC 145-RP-002, (FOR HVAC)&quot; | EA | 2 | 0 | 0 | NO | 415.9668 | 64574.685 | ABB | A9N00S-81G |  | 01,10,22 | 1 | 1CAB | [7 empty] | 2013-03-11
4043 | 29200000TL | 03483 | EG1050005 | P | 58015178 | 58 | EGTL Spares | Mtce | 56 | 56Z | COUPLING: COLD / WARM BOX | LANTERN POS 126 | Fasteners / Hardware : UNIT 10 CENTRIFUGAL PUMP TYPE VP 5/ 270/6 -3,4C/0 CB WB SERIAL NUMBER F6218-01/02 REFERENCE DRAWING EGTL1-CRY-MEC-DD-100004 VENDOR LIST PART NUMBER 763137714 POS 126 MANUFACTURER PART NUMBER 740113566 | EA | 1 | 2 | 4 | NO | 5186.8067 | 1589283.204 | CRYOSTAR | 740113566 |  | 01 |  |  | 1BBB | [6 empty] | 2013-05-01 | 2025-07-27 | 2019-06-06 | -2 | 2
4044 | 29200000TL | 03483 | EG1013019 | P | 58015216 | 58 | EGTL Spares | Mtce | 50 | 50Z | BEARING:PB LINK H SEAL,1IN | SPRING LOCKING BALL BEARING | &quot;200 SERIES,STL, ONE SET (2) #P3U216-H 145-CB-002, (FOR HVAC)&quot; | ST | 2 | 0 | 0 | NO | 193.7625 | 30079.6875 | REXNORD | P3U216H |  | 01,21,22 | 1 | 1CAB | 1CCC | [6 empty] | 2013-03-11
4045 | 29200000TL | 03483 | EG1006021 | P | 58015224 | 58 | EGTL Spares | Mtce | 11 | 11Z | BOARD: PRINTED CIRCUIT | INTERFACE MODULE | Computer Hardware - Peripherals : 3500 RACK WITH 10 BASE T NETWORK CONNECTOR, 3500/22 I/O MODULE 10/100 BASE T; 110-CCM-105/205 MMS.PRESERVATION REQUIRED. | EA | 2 | 0 | 0 | NO | 1090.535 | 333476.1656 | BENTLY NEVADA | 146031-02 | 146031-02 | 01,22 | 1 | 1AXX | 1BBB |  | 6UK386-BA87 |  |  |  |  | 2012-03-07 | 2017-04-17 | 2018-10-24
4046 | 29200000TL | 03483 | EG1007020 | P | 58015225 | 58 | EGTL Spares | Mtce | 11 | 11Z | BOARD: PRINTED CIRCUIT | FOUR CHANNEL RELAY CONTROLLER | Computer Hardware - Peripherals : CARD, 3500, 110-CCM-105/205 MMS, 3500/32 FOUR CHANNEL RELAY MODULE PRESERVATION REQUIRED. | EA | 2 | 0 | 0 | NO | 1304.1293 | 353428.875 | BENTLY NEVADA | 125712-01 | 125712-01 | 01,22 | 1 | 2AAB |  |  | 6UK386-BA87 |  |  |  |  | 2012-03-07 |  | 2018-11-26
4047 | 29200000TL | 03483 | EG1022004 | P | 58015237 | 58 | EGTL Spares | Mtce | 50 | 50Z | BEARING: ROLLER 2 ROW | 74 MM ID | Bearings & Accessories - All :UPPER BEARING 1600-6740 ALL ITEM WITH GUARD, COMPLETE BEARING BLOCK INCLUDING BEARING AND GASKETS | AS | 3 | 0 | 0 | NO | 352 | 54648 | BTT | 1600-6740 ALL ITEM |  | 01,21,22 | 1 | 2BAB |  |  | 1600 F/G/H/J01 6077 |  |  |  |  | 2012-01-06
4048 | 29200000TL | 03483 | EG1053023 | P | 58015239 | 58 | EGTL Spares | Mtce | 64 | 64B | SHAFT: FAN, 1071MM LG | STEEL | *OBS*PwrTransEquip-O : 1600-6771 F01, LG 1071, AP FAN SHAFT | EA | 1 | 0 | 0 | NO | 783 | 121560.75 | BTT | 1600-6771 F01 |  | 22 | 1 | 2BAB | 2BAB |  | 1600 F01 6077 |  |  |  |  | 2012-03-07
4049 | 29200000TL | 03483 | EG1053023 | P | 58015240 | 58 | EGTL Spares | Mtce | 64 | 64B | SHAFT: FAN, 1027MM LG | STEEL | *OBS*PwrTransEquip-O : 1600-6771 G01; LG 1027 | EA | 1 | 0 | 0 | NO | 783 | 121560.75 | BTT | 1600-6771 G01 |  | 22 | 1 | 1AXX | 2BAB |  | 1600 G01 6077 |  |  |  |  | 2012-03-07
4050 | 29200000TL | 03483 | EG1053023 | P | 58015241 | 58 | EGTL Spares | Mtce | 64 | 64B | SHAFT: 1051MM LG, FOR FAN | AIRCOOLER | *OBS*PwrTransEquip-O : STEEL; 1600-6771 H01; LG 1051 | EA | 1 | 0 | 0 | NO | 783 | 121560.75 | BTT | 1600-6771 H01 |  | 22 |  |  | 2BAB |  | 1600 H01 6077 |  |  |  |  | 2012-01-06
4051 | 29200000TL | 03483 | EG1053023 | P | 58015242 | 58 | EGTL Spares | Mtce | 64 | 64B | SHAFT: 805MM LG, FOR FAN | AIRCOOLER | *OBS*PwrTransEquip-O : STEEL, 1600-6771 J01, LG 805 | EA | 1 | 0 | 0 | NO | 783 | 121560.75 | BTT | 1600-6771 J01 |  | 22 |  |  | 2BAB |  | 1600 J01 6076 |  |  |  |  | 2012-01-06
4052 | 29200000TL | 03483 | EGC016006 | P | 58015244 | 58 | EGTL Spares | Mtce | 51 | 51C | CAPACITOR: | DWG 59-970-800-402 | Electric Components - Motor / Generator :&quot;ITEM: 2 135-CS-001-M EGTL1-MUP-ELE-DD-350214 PART 2, FOR REFRIGERATION PACKAGE&quot; | EA | 1 | 0 | 0 | NO | 3123 | 484845.75 | SIEMENS |  | PG-862-0215; ITEM: 2 | 01,10,22 | 1 | 1BAB |  |  | PG-862-0215 |  |  |  |  | 2012-01-06
4053 | 29200000TL | 03483 | EGC037008 | P | 58015245 | 58 | EGTL Spares | Mtce | 51 | 51Z | ARRESTER: | DWG: 59-970-800-402 | Electric-Other : &quot;ITEM: 3 135-CS-001-M SEE DRAWING EGTL1-MUP-ELE-DD-350214, FOR REFRIGERATION PACKAGE&quot; | EA | 3 | 0 | 0 | NO | 1354 | 210208.5 | SIEMENS |  | PG-862-0215; ITEM: 3 | 22 | 1 | 1BAB |  |  | PG-862-0215 |  |  |  |  | 2012-01-06
4054 | 29200000TL | 03483 | EGC034009 | P | 58015246 | 58 | EGTL Spares | Mtce | 51 | 51C | TRANSFORMER: INSTRUMENT | CURRENT METERING | Electric Components - Motor / Generator :&quot;METERING, DWG 59-970-800-402 ITEM: 12& 14, SUPPL PART NO PG-862-0215, ITEM 12 & 14 SEE DWG EGTL1-MUP-ELE-DD-350214 135-CS-001 M&quot; | EA | 1 | 0 | 0 | NO | 687 | 106656.75 | SIEMENS |  | SEE ADDITIONAL INFO | 01,02,10,22 | 1 | 1BAB |  |  | PG-862-0215 |  |  |  |  | 2012-01-06
4055 | 29200000TL | 03483 | EGC035012 | P | 58015247 | 58 | EGTL Spares | Mtce | 51 | 51C | TRANSFORMER: INSTRUMENT | CURRENT, REFRIGERATION PACKAGE | Electric Components - Motor / Generator :&quot;DWG 59-970-800-402 ITEM: 12& 14, SUPPL PART NO PG-862-0215, ITEM: 12 & 14, C20 (100/5) SEE DWG EGTL1-MUP-ELE-DD-350214 135-CS-001 M&quot; | EA | 3 | 0 | 0 | NO | 975 | 151368.75 | SIEMENS |  | SEE ADDITIONAL INFO | 01,02,10,22 | 1 | 1BAB |  |  | PG-862-0215 |  |  |  |  | 2012-01-06
4056 | 29200000TL | 03483 | EG1017006 | P | 58015248 | 58 | EGTL Spares | Mtce | 50 | 50Z | BEARING:DE/NDE 25 MM ID X | 52 MM OD X 15 MM WID,6205,STL | Bearings & Accessories - All :&quot;DE/NDE BEARING, RELIANCE, 135-PX-003A-M/B-M BEARING PART NO MAY BE WRONG, SHOULD BE 6205 NOT 625POWER: 1 HPELECTRICAL RATING: 460VAC 4P 60HZ FRAME: 143TC, DE/NDE (FOR REFRIGERATION PACKAGE)&quot; | EA | 7 | 0 | 0 | NO | 6.1046 | 947.6791 | RELIANCE | FRAME:143TC. BRG: 6250 |  | 01,21,22 |  | 1BAB | [7 empty] | 2013-03-16 | 2014-10-10
4057 | 29200000TL | 03483 | EGC037022 | P | 58015252 | 58 | EGTL Spares | Mtce | 51 | 51C | MOTOR: ELECTRIC AC, 100 HP | 460VAC, 3PH, 60HZ 1.4 | Electric Components - Motor / Generator :GE POVER SAFE VERTICAL ELECTRIC MOTOR MODEL NUMBER 5KS405XT5711 MTR WT 1480, SERIAL NUMBER XYG47877B, 750W, FRAME L40LP16, PHASE 3, NEMA B TEFC, CODE G TYPE KS, AMP 109.0, VOLTS 460, RPM 3565, HP 100, SEEVICE FACT | EA | 1 | 0 | 0 | NO | 1010 | 156802.5 | GE MOTOR FORT WAYNE IDIAN | 5KS405XT5711 MTR WT 1480 |  | 01,011,02,19,22 | 1 | 2BAB |  |  | EGTL1-MGN-MEC-DS-720052 |  |  | 5KS405XT5711 |  | 2012-01-06
4058 | 29200000TL | 03483 | EG1057009 | P | 58015256 | 58 | EGTL Spares | Mtce | 50 | 50Z | KIT:BEARING, FOR AGITATOR | 130-XA-008,CONTAINS BEARING | Bearings & Accessories - All :"SETS: (2) Z03200-077A,(1) Z03200-080A,(1) Z03200-116A,(1) Z03200-206A,(1) Z03200-254A, UPPER AND LOWER BEARING SETS, MISCCHEMINEER- K00100-02. CATALYST SLURRY MLTNG DRM AGIT" | KT | 5 | 1 | 2 | NO | 4265.3054 | 808512.445 | CHEMINEER | J55585-999L |  | 01,22 | 1 |  |  |  | Z-86985-AS1 |  |  |  |  | 2012-01-06 | 2017-08-24 | 2014-11-27
4059 | 29200000TL | 03483 | EG1023010 | P | 58015263 | 58 | EGTL Spares | Mtce | 14 | 14D | SWITCH: LEVEL 5A 120VAC | 250VAC/28VDC,1500PSI 250DEG F | Level Measuring Instruments : 1510 Side Mounted Level Switch Ranges:vac to 5000 psi, vac to 345 bar; -40° to 400°F, -40° to 204°C | EA | 3 | 0 | 0 | NO | 1746.3333 | 271118.25 | SORINC MEASURMENT AND CON | 091201623 | J86985-101L | 01,10,22 | 1 | 3CCC |  |  | Z-86985-AS1 |  |  | 1510C-G5A-C-WI-ES |  | 2012-01-06 |  | 2014-01-02
4060 | 29200000TL | 03483 | EG1023010 | P | 58015267 | 58 | EGTL Spares | Mtce | 56 | 56Z | COUPLING: SHAFT DRIVE,1/2 IN | BORE,2.11 IN OD,2.51 IN LG | Fasteners / Hardware : &quot;SINTERED IRON SHAFT COUPLER BODY,LOVEJOY-JAW TYPE 130-XA-008 LOVEJOY J86985-104L L095 SIZE&quot; | EA | 2 | 1 | 2 | NO | 112.5 | 17466.325 | LOVEJOY | J86985-104L | J86985-104L | 01,22 | 1 | 3CCC |  |  | Z-86985-AS1 |  |  |  |  | 2012-01-06 |  | 2013-06-20
4061 | 29200000TL | 03483 | EG1028002 | S | 58015269 | 58 | EGTL Spares | Mtce | 56 | 56Z | COUPLING: SHAFT DRIVE,1-1/8 IN | MAX. BORE,2.12IN OD,0.44 IN LG | Fasteners / Hardware : &quot;ELASTOMER, LOVEJOY- SPIDER TYPE 130-XA-008 LOVEJOY - J86985-106L&quot; | EA | 2 | 1 | 2 | NO | 102 | 15836.2 | LOVEJOY | J86985-106L | J86985-106L | 01,22 | 1 | 3CCC |  |  | Z-86985-AS1 |  |  |  |  | 2012-01-06 |  | 2013-06-20
4062 | 29200000TL | 03483 | EGC033011 | P | 58015276 | 58 | EGTL Spares | Mtce | 14 | 14Z | SWITCH: PRESSURE,1A,1/8 IN-27 | MNPT,BOTTOM,SPDT,NEMA 4,4X | Instruments - Other & Parts : IP65 ENCLOSURE, ANALYZER,SN 5079880024, 130-AT-2001, SN 5079880087, 187-AT-0001 | EA | 2 | 0 | 0 | NO | 172.0997 | 26709.88 | SIEMENS | 1605001-007 | 1605001-007 | 01,10,22 | 1 | 1BCB |  |  | EGTL1-SEA-INS-SC-300352 |  |  |  |  | 2012-01-06
4063 | 29200000TL | 03483 | EGC033011 | P | 58015279 | 58 | EGTL Spares | Mtce | 66 | 66F | VALVE: DIAPHRAGM MAXUM II GC | VERIFLOW | Valve - Parts & Accessories :VERIFLOW AIR ACTUATED DIAPHRAGM VALVE FOR SAMPLE OFF ON MAXUM II GC TAG: 130-AT-1001, 130-AT-2001 AND 187-AT-0001 MANUFACTURER: SIEMENS, 7101 HOLLISTER ROAD, HOUSTON, TX 77040, USA. | EA | 2 | 0 | 0 | NO | 409.2372 | 63513.61 | SIEMENS | 1671004-103 | 1671004-103 | 02,22 | 1 | 1BCB |  |  | EGTL1-SEA-INS-SC-300352 |  |  |  |  | 2012-01-06
4064 | 29200000TL | 03483 | EG1006009 | P | 58015281 | 58 | EGTL Spares | Mtce | 51 | 51Z | BOARD: PCB MAXUM II GC | DO/DI | Electric-Other : 4 CHANNEL DO/DI PRINTED CIRCUIT BOARD FOR MAXUM II GC TAG: 130-AT-1001, 130-AT-2001 AND 187-AT-0001 MANUFACTURER: SIEMENS, 7101 HOLLISTER ROAD, HOUSTON, TX 77040, USA | EA | 2 | 0 | 0 | NO | 1560.9046 | 242252.4 | SIEMENS, HOUSTON, TEXAS, | 2017519-803 |  | 01,22 | 1 | 1BCB |  |  | EGTL1-SEA-INS-SC-300352 |  |  |  |  | 2012-01-06
4065 | 29200000TL | 03483 | EG1006009 | P | 58015287 | 58 | EGTL Spares | Mtce | 66 | 66V | MODULE SOLENOID VALVE | MAXUM II GC | Process Control System :SOLENOID VALVE CONTROL MODULE WITH O-RINGS (NO ELECTRONICS) FOR MAXUM II GC TAG: 130-AT-1001, 130-AT-2001 AND 187-AT-0001 MANUFACTURER: SIEMENS, 7101 HOLLISTER ROAD, HOUSTON,TX 77040, USA | EA | 2 | 0 | 0 | NO | 15536.0041 | 2411187.83 | SIEMENS, HOUSTON, TEXAS, | 2020166-001 | 2020166-001 | 01,22 | 1 | 1BCB |  |  | EGTL1-SEA-INS-SC-300352 |  |  |  |  | 2012-01-06
4066 | 29200000TL | 03483 | EGC032013 | P | 58015289 | 58 | EGTL Spares | Mtce | 51 | 51Z | HEATER ASSEMBLY MAXUM II GC | P/N 2021284-002 | Electric-Other : AIR BATH HEATER ASSEMBLY LOW POWER 650 WATT FOR MAXUM II GC TAG: 130-AT-1001, 130-AT-2001 AND 187-AT-0001 MANUFACTURER: SIEMENS, 7101 HOLLISTER ROAD, HOUSTON, TX 77040, USA | EA | 2 | 0 | 0 | NO | 976.8172 | 151660.64 | SIEMENS, HOUSTON, TEXAS, | 2021284-002 |  | 22 | 1 | 1BCB | 2CBC |  | EGTL1-SEA-INS-SC-300352 |  |  |  |  | 2012-01-06
4067 | 29200000TL | 03483 | EGC033011 | P | 58015291 | 58 | EGTL Spares | Mtce | 66 | 66P | REGULATOR 0-30 PSI MAXUM II GC | P/N 2021637-001 | Valve-Regulators : MAXUM II GC. | EA | 2 | 0 | 0 | NO | 263.2202 | 40867.57 | SIEMENS, HOUSTON, TEXAS, | 2021637-001 |  | 01,22 | 1 | 1BCB | 1BBB |  | EGTL1-SEA-INS-SC-300352 |  |  |  |  | 2012-01-06
4068 | 29200000TL | 03483 | EGC033011 | P | 58015295 | 58 | EGTL Spares | Mtce | 66 | 66Z | KIT METERING VALVE MAXUM II GC | P/N 2022001-001 | Valve-Other : SS KIT FOR MAXUM II GC. | EA | 2 | 0 | 0 | NO | 232.1943 | 36050.48 | SIEMENS, HOUSTON, TEXAS, | 2022001-001 |  | 01,22 | 1 | 1BCB | 2CBC |  | EGTL1-SEA-INS-SC-300352 |  |  |  |  | 2012-01-06
4069 | 29200000TL | 03483 | EGC046011 | P | 58015302 | 58 | EGTL Spares | Mtce | 56 | 56Z | NUT: FITTING IN MAXUM II GC | VALCO | Fasteners / Hardware : 1/16 IN T SST NUT FITTING VALCO LDV (ZN1) FOR MAXUM II GC TAG: 130-AT-1001, 130-AT-2001 AND 187-AT-0001 MANUFACTURER: SIEMENS, 7101 HOLLISTER ROAD, HOUSTON, TX 77040, USA | EA | 2 | 1 | 2 | NO | 381.5 | 59231.69 | SIEMENS, HOUSTON, TEXAS, | 1291509-003 | 1291509-003 | 01,21,22 | 1 | 1BCB |  |  | EGTL1-SEA-INS-SC-300352 |  |  |  |  | 2012-01-06 | 2012-12-24 | 2013-06-20
4070 | 29200000TL | 03483 | EGC046017 | P | 58015303 | 58 | EGTL Spares | Mtce | 53 | 53Z | FITTING: FERRULE MAXUM II GC | VALCO | Fittings - Tube :1/16 IN T SST VALCO FERRULE FITTING LDV (ZF1) FOR MAXUM II GC TAG: 130-AT-1001, 130-AT-2001 AND 187-AT-0001 MANUFACTURER: SIEMENS, 7101 HOLLISTER ROAD, HOUSTON, TX 77040, USA | EA | 4 | 0 | 0 | NO | 144.5838 | 43172.0502 | SIEMENS, HOUSTON, TEXAS, | 1291510-005 | 1291510-005 | 01,22 | 1 | 1BCB | 1BBB |  | EGTL1-SEA-INS-SC-300352 |  |  |  |  | 2012-01-06 | 2012-12-22 | 2019-03-05
4071 | 29200000TL | 03483 | EGC036017 | P | 58015305 | 58 | EGTL Spares | Mtce | 14 | 14Z | SWITCH PRESSURE MAXUM II GC | RANGE,EP ENCLOSURE | Instruments - Other & Parts : PRESSURE SWITCH ADJUST TO 80 PSIG EXPROOF FOR MAXUM II GC TAG: 130-AT-1001, 130-AT-2001 AND 187-AT-0001 MANUFACTURER: SIEMENS, 7101 HOLLISTER ROAD, HOUSTON, TX 77040, USA | EA | 2 | 0 | 0 | NO | 1540.893 | 239146.6 | SIEMENS, HOUSTON, TEXAS, | 1605000-020 | 1605000-020 | 01,10,22 | 1 | 1BCB |  |  | EGTL1-SEA-INS-SC-300352 |  |  |  |  | 2012-01-06
4072 | 29200000TL | 03483 | EGC046017 | P | 58015306 | 58 | EGTL Spares | Mtce | 11 | 11Z | BUS: TERMINATION CAN | MAXUM II GC | Computer Hardware - Peripherals : TERMINATION CAN BUS FOR MAXUM II GC TAG: 130-AT-1001, 130-AT-2001 AND 187-AT-0001 MANUFACTURER: SIEMENS, 7101 HOLLISTER ROAD, HOUSTON, TX 77040, USA | EA | 2 | 0 | 0 | NO | 47.0394 | 7303.33 | SIEMENS, HOUSTON, TEXAS, | 1700149-001 | 1700149-001 | 01,22 | 1 | 1BCB |  |  | EGTL1-SEA-INS-SC-300352 |  |  |  |  | 2012-01-06
4073 | 29200000TL | 03483 | EGC046017 | P | 58015312 | 58 | EGTL Spares | Mtce | 66 | 66H | VALVE | CAP SAMPLE | Valve-Safety Relief : MODEL 11; CAP LDV EXTERNAL LOOP 316 SST FOR MAXUM II GC TAG: 130-AT-1001, 130-AT-2001 AND 187-AT-0001 | EA | 2 | 1 | 2 | NO | 596.499 | 92612.44 | SIEMENS, HOUSTON, TEXAS, | 2015546-001 | 2015546-001 | 01,22 | 1 | 1BCB | 2CBC |  | EGTL1-SEA-INS-SC-300352 |  |  |  |  | 2012-01-06
4074 | 29200000TL | 03483 | EGC046011 | P | 58015317 | 58 | EGTL Spares | Mtce | 53 | 53A | PLUG | HEATER MAXUM II GC | Fittings - Pipe - Carbon Steel :HEATER TERMINATION PLUG FOR MAXUM II GC TAG: 130-AT-1001, 130-AT-2001 AND 187-AT-0001 MANUFACTURER: SIEMENS, 7101 HOLLISTER ROAD, HOUSTON, TX 77040, USA | EA | 2 | 1 | 2 | NO | 24.0201 | 3729.36 | SIEMENS | 2017959-001 | 2017959-001 | 01,22 | 1 | 1BCB | 2CBC |  | EGTL1-SEA-INS-SC-300352 |  |  |  |  | 2012-01-06
4075 | 29200000TL | 03483 | EGC046020 | P | 58015320 | 58 | EGTL Spares | Mtce | 28 | 28E | ARRESTER: FLAME FPD | WITH WASHER | Fire and Gas Control Systems : FOR MAXUM II GC TAG: 130-AT-1001, 130-AT-2001 AND 187-AT-0001 | EA | 3 | 0 | 0 | NO | 341.2855 | 52987.99 | SIEMENS, HOUSTON, TEXAS, | 2020127-701 | 2020127-701 | 22 | 1 | 1BCB |  |  | EGTL1-SEA-INS-SC-300352 |  |  |  |  | 2012-01-06
4076 | 29200000TL | 03483 | EGC046011 | P | 58015326 | 58 | EGTL Spares | Mtce | 51 | 51D | KIT: ETHERNET CABLE | INTERNAL | Electric Components - Wire / Cable : KIT FOR MAXUM II GC TAG: 130-AT-1001, 130-AT-2001 AND 187-AT-0001 | KI | 2 | 0 | 0 | NO | 381.319 | 59203.59 | SIEMENS, HOUSTON, TEXAS, | 2020158-001 | 2020158-001 | 01,22 | 1 | 1BCB |  |  | EGTL1-SEA-INS-SC-300352 |  |  |  |  | 2012-01-06
4077 | 29200000TL | 03483 | EGC033012 | P | 58015327 | 58 | EGTL Spares | Mtce | 66 | 66Z | KIT: VALVE SOLENOID | TUBING MANIFOLD | Valve-Other : REPLACEMENT KIT FOR MAXUM II GC TAG: 130-AT-1001, 130-AT-2001 AND 187-AT-0001 | KI | 2 | 1 | 2 | NO | 1112.9311 | 172793.68 | SIEMENS, HOUSTON, TEXAS, | 2020174-001 | 2020174-001 | 01,22 | 1 | 1BCB |  |  | EGTL1-SEA-INS-SC-300352 |  |  |  |  | 2012-01-06
4078 | 29200000TL | 03483 | EGC033018 | P | 58015330 | 58 | EGTL Spares | Mtce | 51 | 51Z | RESTRICTOR FLOW MAXUM II GC | P/N 2021240-001 | Electric-Other : FLOW RESTRICTOR #1 FOR MAXUM II GC TAG: 130-AT-1001, 130-AT-2001 AND 187-AT-0001 MANUFACTURER: SIEMENS, 7101 HOLLISTER ROAD, HOUSTON, TX 77040, USA | EA | 2 | 0 | 0 | NO | 65.0544 | 10100.35 | SIEMENS | 2021240-001 |  | 22 | 1 | 1BCB | 2CBC |  | EGTL1-SEA-INS-SC-300352 |  |  |  |  | 2012-01-06
4079 | 29200000TL | 03483 | EG1007018 | P | 58015334 | 58 | EGTL Spares | Mtce | 28 | 28E | DETECTOR | FLAME PHOTOMETRIC | Fire and Gas Control Systems : ASSEMBLY WITHOUT HEATER AND COVERS FOR MAXUM II GC | EA | 2 | 0 | 0 | NO | 10848.0756 | 1684272.21 | SIEMENS, HOUSTON, TEXAS, | 2021655-001 | 2021655-001 | 22 | 1 | 1BCB | 2CBC |  | EGTL1-SEA-INS-SC-300352 |  |  |  |  | 2012-01-06
4080 | 29200000TL | 03483 | EGC046011 | P | 58015336 | 58 | EGTL Spares | Mtce | 51 | 51D | CABLE | IGNITION MAXUM II GC | Electric Components - Wire / Cable : FOR MAXUM II GC TAG: 130-AT-1001, 130-AT-2001 AND 187-AT-0001 | EA | 2 | 0 | 0 | NO | 48.0402 | 7458.72 | SIEMENS | 2021689-001 |  | 01,10,22 | 1 | 1BCB | 2CBC |  | EGTL1-SEA-INS-SC-300352 |  |  |  |  | 2012-01-06
4081 | 29200000TL | 03483 | EGC046002 | P | 58015340 | 58 | EGTL Spares | Mtce | 51 | 51D | CABLE | HEATER MAXUM II GC | Electric Components - Wire / Cable : MAXUM II GC TAG: 130-AT-1001, 130-AT-2001 AND 187-AT-0001 | EA | 2 | 0 | 0 | NO | 24.0046 | 3726.96 | SIEMENS | 2021759-003 |  | 01,10,22 | 1 | 1BCB | 2CBC |  | EGTL1-SEA-INS-SC-300352 |  |  |  |  | 2012-01-06
4082 | 29200000TL | 03483 | EGC046020 | P | 58015344 | 58 | EGTL Spares | Mtce | 51 | 51Z | CAP | SAMPLE VALVE | Electric-Other : MODEL 11 SAMPLE VALVE CAP EXTERNAL LOOP 316 SST FOR MAXUM II GC | EA | 2 | 1 | 2 | NO | 596.1152 | 92552.84 | SIEMENS, HOUSTON, TEXAS, | C04200 | C04200 | 01,22 | 1 | 1BCB | 2CBC |  | EGTL1-SEA-INS-SC-300352 |  |  |  |  | 2012-01-06
4083 | 29200000TL | 03483 | EGC036017 | P | 58015345 | 58 | EGTL Spares | Mtce | 72 | 72Z | FILTER:INLINE,1/8 IN,7 MICRON | 316 SS ELEMENT& HSG,NUPRO | *OBS*Filtration-Elem : T X T CONNECTIONS, SS-2F-7, SN 5079880024, 130-AT-2001, SN 5079880087, 187-AT-0001 | EA | 2 | 0 | 0 | NO | 218.1264 | 33853.22 | SIEMENS | F10035 | F10035 | 01,22 | 1 | 1BCB | 1BCB |  | EGTL1-SEA-INS-SC-300352 |  |  |  |  | 2012-01-06
4084 | 29200000TL | 03483 | EGC046020 | P | 58015346 | 58 | EGTL Spares | Mtce | 72 | 72Z | ELEMENT | FILTER 7 MICRON | *OBS*Filtration-Elem : NUPRO FOR MAXUM II GC * SS-2F-K4-7 * IS THE SWAGELOK PART NUMBER | EA | 2 | 0 | 0 | NO | 218.0421 | 33853.22 | SIEMENS, HOUSTON, TEXAS, | F10044 | F10044 | 01,22 | 1 | 1BCB | 1BCB |  | EGTL1-SEA-INS-SC-300352 |  |  |  |  | 2012-01-06
4085 | 29200000TL | 03483 | EG1017001 | P | 58015348 | 58 | EGTL Spares | Mtce | 51 | 51Z | KIT TOOL MAXUM II GC | 130-AT-1001 | Electric-Other : TOOL AND TEST KIT FOR MAXUM II GC TAG: 130-AT-1001, 130-AT-2001 AND 187-AT-0001 MANUFACTURER: SIEMENS, 7101 HOLLISTER ROAD, HOUSTON, TX 77040, USA | KI | 2 | 0 | 0 | NO | 8639.68 | 1341315.2826 | SIEMENS, HOUSTON, TEXAS, | K21041 | K21041 | 01,22 | 1 | 1BCB |  |  | EGTL1-SEA-INS-SC-300352 |  |  |  |  | 2012-01-06 |  | 2014-02-19
4086 | 29200000TL | 03483 | EGC033010 | P | 58015349 | 58 | EGTL Spares | Mtce | 14 | 14Z | SWITCH PRESSURE MAXUM II GC | LOW CARRIER | Instruments - Other & Parts : LOW CARRIER PRESSURE FOR MAXUM II GC. | EA | 2 | 0 | 0 | NO | 176.034 | 27331.04 | SIEMENS, HOUSTON, TEXAS, | S81804 |  | 01,10,22 | 1 | 1BCB |  |  | EGTL1-SEA-INS-SC-300352 |  |  |  |  | 2012-01-06
4087 | 29200000TL | 03483 | EGC033002 | P | 58015350 | 58 | EGTL Spares | Mtce | 14 | 14Z | SWITCH PRESSURE AIR MAXUM II | LOW AIR | Instruments - Other & Parts : N/0 SPST LOW AIR PRESSURE FOR MAXUM II GC. | EA | 2 | 0 | 0 | NO | 117.0226 | 18168.93 | SIEMENS, HOUSTON, TEXAS, | S81805 |  | 01,10,22 | 1 | 1BCB |  |  | EGTL1-SEA-INS-SC-300352 |  |  |  |  | 2012-01-06
4088 | 29200000TL | 03483 | EGC033002 | P | 58015360 | 58 | EGTL Spares | Mtce | 54 | 54D | O-RING: ANALYZER, 1.78MM ID | 3.68MM OD, VITON | *OBS*GS&P-O-Rings : | EA | 10 | 5 | 10 | NO | 8.0015 | 1242.32 | SIEMENS | 1900521-001 | 1900521-001 | 01,22 | 1 | 1BCB | 1BCB |  | EGTL1-SEA-INS-SC-603851 |  |  |  |  | 2012-03-07
4089 | 29200000TL | 03483 | EGC033002 | P | 58015362 | 58 | EGTL Spares | Mtce | 54 | 54D | O-RING | ANALYZER, 80 x 2.5MM ID | *OBS*GS&P-O-Rings : &quot;Nitrile dureté 70, C75121Z101C1 ; SERIAL #7MB2121-1AU60-0AA1; SERIAL #7MB2121-1DU60-0AA1; SERIAL #7MB2124-1BG60-0DN1; SERIAL #7MB2124-1BG60-0DN1&quot; | EA | 10 | 0 | 0 | NO | 8.0015 | 1242.32 | SIEMENS | 1900581-001 | 1900581-001 | 01,22 | 1 | 1BCB | 1BCB |  | EGTL1-SEA-INS-SC-603851 |  |  |  |  | 2012-03-07
4090 | 29200000TL | 03483 | EGC033002 | P | 58015365 | 58 | EGTL Spares | Mtce | 54 | 54D | O-RING | ANALYZER, 28 x 2MM ID | *OBS*GS&P-O-Rings : Nitrile dureté 70, C75121Z101C4; SERIAL #7MB2121-1AU60-0AA1; SERIAL #7MB2121-1DU60-0AA1; SERIAL #7MB2124-1BG60-0DN1; SERIAL #7MB2124-1BG60-0DN1 | EA | 10 | 0 | 0 | NO | 7.0014 | 1087.03 | SIEMENS | 1900584-001 | 1900584-001 | 01,22 | 1 | 1BCB | 1BCB |  | EGTL1-SEA-INS-SC-603851 |  |  |  |  | 2012-03-07
4091 | 29200000TL | 03483 | EGC033002 | P | 58015366 | 58 | EGTL Spares | Mtce | 54 | 54D | O-RING | ANALYZER,26.7 x 1.78 MM | *OBS*GS&P-O-Rings : &quot;Fluorocarbone dureté 70, WINDOW 2-023VT75 ; SERIAL #7MB2121-1AU60-0AA1; SERIAL #7MB2121-1DU60-0AA1; SIEMENS ULTRAMAT 6E CONTINUOUS GAS ANALYZER&quot; | EA | 10 | 0 | 0 | NO | 14.0027 | 2174.06 | SIEMENS | 1900606-001 | 1900606-001 | 01,22 | 1 | 1BCB | 1BCB |  | EGTL1-SEA-INS-SC-603851 |  |  |  |  | 2012-03-07
4092 | 29200000TL | 03483 | EGC032025 | P | 58015370 | 58 | EGTL Spares | Mtce | 34 | 34A | WHEEL | CHOPPER | Laboratory - Analytical Instruments : Siemens Part No. C79451A3462B501; SERIAL #7MB2121-1AU60-0AA1; SERIAL #7MB2121-1DU60-0AA1; SERIAL #7MB2124-1BG60-0DN1; SERIAL #7MB2124-1BG60-0DN1 | EA | 4 | 2 | 4 | NO | 950.1836 | 147525.5 | SIEMENS | 1901089-001 | 1901089-001 | 01,22 | 1 | 1BCB | 2CBC |  | EGTL1-SEA-INS-SC-603851 |  |  |  |  | 2012-03-07
4093 | 29200000TL | 03483 | EGC033011 | P | 58015376 | 58 | EGTL Spares | Mtce | 11 | 11Z | STUB | TUBE 1/4 IN, 316SS | Computer Hardware - Peripherals : | EA | 2 | 1 | 2 | NO | 16.0031 | 2484.64 | SIEMENS | 1901139-001 | 1901139-001 | 22 | 1 | 1BCB | 2CBC |  | EGTL1-SEA-INS-SC-603851 |  |  |  |  | 2012-03-07
4094 | 29200000TL | 03483 | EGC033002 | P | 58015380 | 58 | EGTL Spares | Mtce | 51 | 51E | SOCKET: ELECTRICAL | 250VAC, 3 PIN; TWO FUSE HOLDER | Electric Components - Conduit / Fitting :&quot;POWER IEC INLET FILTER, NORTH AMERICA SOCKET CONTACT, SNAP IN WITH SOLDER BLADES ON BACK, WITH FILTER; W75041-E5602-K2; SERIAL #7MB2121-1AU60-0AA1 | EA | 2 | 0 | 0 | NO | 124.024 | 19255.96 | SIEMENS | 1901220-001 | 1901220-001 | 01,10,22 | 1 | 1BCB |  |  | EGTL1-SEA-INS-SC-603851 |  |  |  |  | 2012-03-07
4095 | 29200000TL | 03483 | EGC033011 | P | 58015381 | 58 | EGTL Spares | Mtce | 51 | 51C | FUSE: SLOW BLOW, 1A, 250V | 35A@ 250VAC IR | Electric Components - Motor / Generator :&quot;AXIAL LEAD, NBK120802-E10480 A&C (Time Lag Glass Body Cartridge Fuse ),5×20 mm, PKG 10 PCS; W79054L1011T100; SERIAL #7MB2121-1AU60-0AA1 SERIAL #7MB2121-1DU60-0AA1; SERIAL #7MB2124-1BG60-0DN1&quot; | EA | 1 | 1 | 2 | NO | 40.0077 | 6211.6 | SIEMENS | 1901256-001 | 1901256-001 | 01,22 | 1 | 1BCB |  |  | EGTL1-SEA-INS-SC-603851 |  |  |  |  | 2012-03-07 | 2017-12-22
4096 | 29200000TL | 03483 | EGC033002 | P | 58015402 | 58 | EGTL Spares | Mtce | 54 | 54D | SEAL:BONDED | .81IN OD X .54 IN ID X .08IN T | FOR SG900 SARASOTA SPECIFIC GRAVITY ANALYZER TAG: 150-AT-0005 | EA | 1 | 0 | 1 | NO | 104.0201 | 16150.16 | THERMO ELECTRON CORPORATI | 2V25-3002 | 2V25-3002 | 01,22 | 1 | 1BCB | 1BCB |  | EGTL1-SEA-INS-SC-502151 |  |  |  |  | 2012-01-06
4097 | 29200000TL | 03483 | EGC002023 | P | 58015403 | 58 | EGTL Spares | Mtce | 14 | 14C | METER | DENSITY | DENSITY METER ASSEMBLY FOR SG900 SARASOTA SPECIFIC GRAVITY ANALYZER TAG: 150-AT-0005 MANUFACTURER: THERMO ELECTRON CORPORATION, 1410 GILLINGHAM LANE, SUGAR LAND, TX 77478, USA | EA | 1 | 0 | 0 | NO | 13209.5519 | 2050915.03 | THERMO ELECTRON CORPORATI | FD792FABYCI | FD792FABYCI | 22 | 1 | 1BCB | 2CBC |  | EGTL1-SEA-INS-SC-502151 |  |  |  |  | 2012-01-06
4098 | 29200000TL | 03483 | EGC033004 | P | 58015404 | 58 | EGTL Spares | Mtce | 72 | 72Z | FILTER | ELEMENT | FILTERS FOR SG900 SARASOTA SPECIFIC GRAVITY ANALYZER TAG: 150-AT-0005 | EA | 2 | 0 | 0 | NO | 134.0259 | 20808.86 | THERMO ELECTRON CORPORATI | ZF10-0030 | ZF10-0030 | 01,22 | 1 | 1BCB | 1BCB |  | EGTL1-SEA-INS-SC-502151 |  |  |  |  | 2012-01-06
4099 | 29200000TL | 03483 | EGC033009 | P | 58015406 | 58 | EGTL Spares | Mtce | 79 | 79A | SEPARATOR | AUTO | FOR SG900 SARASOTA SPECIFIC GRAVITY ANALYZER TAG: 150-AT-0005 | EA | 1 | 0 | 0 | NO | 2567.496 | 398629.43 | THERMO ELECTRON CORPORATI | ZF01-2021B | ZF01-2021B | 22 | 1 | 1BCB | 2CBC |  | EGTL1-SEA-INS-SC-502151 |  |  |  |  | 2012-01-06
4100 | 29200000TL | 03483 | EGC033002 | P | 58015407 | 58 | EGTL Spares | Mtce | 66 | 66P | VALVE | CONTROL | FOR SG900 SARASOTA SPECIFIC GRAVITY ANALYZER TAG: 150-AT-0005 | EA | 1 | 0 | 0 | NO | 830.1604 | 128890.7 | THERMO ELECTRON CORPORATI | ZV25-0010 | ZV25-0010 | 02,22 | 1 | 1BCB | 2CBC |  | EGTL1-SEA-INS-SC-502151 |  |  |  |  | 2012-01-06
4101 | 29200000TL | 03483 | EGC033009 | P | 58015410 | 58 | EGTL Spares | Mtce | 51 | 51C | THERMOSTAT | ANALYZER | FOR SG900 SARASOTA SPECIFIC GRAVITY ANALYZER TAG: 150-AT-0005 | EA | 2 | 0 | 0 | NO | 1182.2284 | 183552.78 | THERMO ELECTRON CORPORATI | ZV90-0030 | ZV90-0030 | 22 | 1 | 1BCB | 2CBC |  | EGTL1-SEA-INS-SC-502151 |  |  |  |  | 2012-01-06
4102 | 29200000TL | 03483 | EGC033005 | P | 58015413 | 58 | EGTL Spares | Mtce | 66 | 66H | VALVE | PRESSURE SAFETY | FOR SG900 SARASOTA SPECIFIC GRAVITY ANALYZER TAG: 150-AT-0005 | EA | 1 | 0 | 0 | NO | 788.1523 | 122368.52 | SARASOTA |  | ZC80-0005B | 02,22 | 1 | 1BCB | 2CBC |  | EGTL1-SEA-INS-SC-502151 |  |  |  |  | 2012-01-06
4103 | 29200000TL | 03483 | EGC033002 | P | 58015414 | 58 | EGTL Spares | Mtce | 54 | 54D | O-RING:ANALYZER,7/8 IN ID | 3/4IN OD,1/16IN WD,VITON,FOR F | *OBS*GS&P-O-Rings : | EA | 18 | 0 | 0 | NO | 77.9014 | 12094.255 | PRECISION SCIENTIFIC | 232126 | 232126 | 01,22 | 1 | 1BCB | 1BCB |  | EGTL1-SEA-INS-SC-500653 |  |  |  |  | 2012-01-06 | 2025-12-23 |  | -2 | 1
4104 | 29200000TL | 03483 | EGC033016 | P | 58015415 | 58 | EGTL Spares | Mtce | 51 | 51Z | HEATER: STRIP,1-1/2 IN WD X | 6 IN LG,115VAC,150W | Electric-Other : | EA | 4 | 0 | 0 | NO | 330.0306 | 51238.82 | PRECISION SCIENTIFIC | 247184 | 247184 | 22 | 1 | 1BCB |  |  | EGTL1-SEA-INS-SC-500653 |  |  |  |  | 2012-01-06
4105 | 29200000TL | 03483 | EGC033002 | P | 58015417 | 58 | EGTL Spares | Mtce | 53 | 53Z | FERRULE | FRONT,1/8 IN, TEFLON | Fittings - Tube :FOR FLASH POINT ANALYZER. TAG: 150 AT 0010 P/N 260932 MANUFRACTURER: PAC, 2340 S ARLINGTON HEIGHTS ROAD, SIUTE 512, ARLINTON HEIGHTS, ILLINOIS, 60005, USA | EA | 5 | 0 | 0 | NO | 30.0058 | 4658.7 | PRECISION SCIENTIFIC | 260932 | 260932 | 01,22 | 1 | 1BCB | 1BBB |  | EGTL1-SEA-INS-SC-500653 |  |  |  |  | 2012-01-06
4106 | 29200000TL | 03483 | EGC033005 | P | 58015420 | 58 | EGTL Spares | Mtce | 57 | 57A | CLAMP:ANALYZER,1 1/2 IN CLAMP | 304SS, ANALYZER | *OBS*Hoses&Parts-Oth : | EA | 1 | 0 | 0 | NO | 372.0719 | 57767.88 | PRECISION SCIENTIFIC | 321499 | 321499 | 01,22 | 1 | 1BCB | 1BCB |  | EGTL1-SEA-INS-SC-500653 |  |  |  |  | 2012-01-06
4107 | 29200000TL | 03483 | EGC033002 | P | 58015421 | 58 | EGTL Spares | Mtce | 67 | 67B | ELECTRODE | FIXED ASSY | Welding - Supplies : FOR FLASH POINT ANALYZER. TAG: 150 AT 0010 P/N 534309 MANUFRACTURER: PAC, 2340 S ARLINGTON HEIGHTS ROAD, SUITE 512, ARLINGTON HEIGHTS, ILLINOIS, 60005, USA | EA | 4 | 0 | 0 | NO | 741.5644 | 115135.3683 | PRECISION SCIENTIFIC | 534309 | 534309 | 22 | 1 | 1BCB | 2CBC |  | EGTL1-SEA-INS-SC-500653 |  |  |  |  | 2012-01-06 |  | 2013-06-17
4108 | 29200000TL | 03483 | EGC033002 | P | 58015422 | 58 | EGTL Spares | Mtce | 67 | 67B | ELECTRODE | GLASS WITH FERRULES | Welding - Supplies : FOR FLASH POINT ANALYZER. TAG: 150 AT 0010 P/N 536272. MANUFRACTURER: PAC, 2340 S ARLINGTON HEIGHTS ROAD, SUITE 512, ARLINGTON HEIGHTS, ILLINOIS, 60005, USA | EA | 1 | 0 | 0 | NO | 1258.2431 | 195354.82 | PRECISION SCIENTIFIC | 536272 | 536272 | 22 | 1 | 1BCB | 2CBC |  | EGTL1-SEA-INS-SC-500653 |  |  |  |  | 2012-01-06 | 2025-05-19 |  | -1 | 1
4109 | 29200000TL | 03483 | EGC033016 | P | 58015423 | 58 | EGTL Spares | Mtce | 51 | 51Z | LEAD:COIL,.125 IN PIN DIA,4 IN | 9.48 CR STEEL, + TEFLON NUT | Electric-Other : 172-AT-0012 | AS | 1 | 0 | 0 | NO | 120.0232 | 18634.8 | PRECISION SCIENTIFIC | 541215 | 541215 | 22 | 1 | 1BCB |  |  | EGTL1-SEA-INS-SC-500653 |  |  |  |  | 2012-01-06
4110 | 29200000TL | 03483 | EGC033002 | P | 58015427 | 58 | EGTL Spares | Mtce | 51 | 51Z | THERMOSTAT: HEATER STRIP | 115/230 VAC | Electric-Other : FOR FLASH POINT ANALYZER. TAG: 150 AT 0010 P/N 239056 MANUFRACTURER: PAC, 2340 S ARLINGTON HEIGHTS ROAD, SUITE 512, ARLINGTON HEIGHTS, ILLINOIS, 60005, USA | EA | 2 | 0 | 0 | NO | 698.1349 | 108392.42 | PRECISION SCIENTIFIC | 239056 | 239056 | 22 | 1 | 1BCB |  |  | EGTL1-SEA-INS-SC-500653 |  |  |  |  | 2012-01-06
4111 | 29200000TL | 03483 | EGC033002 | P | 58015450 | 58 | EGTL Spares | Mtce | 53 | 53Z | FERRULE:REAR,1/8 IN,TEFLON | ANALYZER | Fittings - Tube :SEE SYM NO 58015418 | EA | 10 | 0 | 0 | NO | 16.0093 | 2484.64 | PRECISION SCIENTIFIC | 260960 | 260960 | 01,22 | 1 | 1BCB | 1BBB |  | EGTL1-SEA-INS-SC-500653 |  |  |  |  | 2012-01-06
4112 | 29200000TL | 03483 | EGC033011 | P | 58015454 | 58 | EGTL Spares | Mtce | 14 | 14I | THERMOSTAT:STRIP HEATER | 115/230VAC | Temperature and heat measuring instruments : | EA | 8 | 0 | 0 | NO | 226.9782 | 44365.0735 | PRECISION SCIENTIFIC | 239130 | 239130 | 22 | 1 | 1BCB |  |  | EGTL1-SEA-INS-SC-500653 |  |  |  |  | 2012-01-06 |  | 2015-06-14
4113 | 29200000TL | 03483 | EGC033002 | P | 58015457 | 58 | EGTL Spares | Mtce | 54 | 54C | FILTER: O-RING CFPP | CFPP O-RING 12.42 X 1.78 | *OBS*GS&P-O-Rings : FOR COLD FILTER PLUG POINT ANALYZER. TAG: 150 AT 0011 | EA | 10 | 0 | 0 | NO | 14.0081 | 2174.06 | PRECISION SCIENTIFIC | 121-07 | 121-07 | 01,22 | 1 | 1BCB |  |  | EGTL1-SEA-INS-SC-500653 |  |  |  |  | 2012-01-06
4114 | 29200000TL | 03483 | EGC033016 | P | 58015460 | 58 | EGTL Spares | Mtce | 72 | 72A | HEATER: SAMPLE CFPP | CARTRIDGE HEATER 50 WATT | *OBS*Filtration-Elem : FOR COLD FILTER PLUG POINT ANALYZER, TAG: 150 AT 0011 | EA | 2 | 0 | 0 | NO | 332.1925 | 51556.28 | PRECISION SCIENTIFIC | 297005 | 297005 | 22 | 1 | 1BCB |  |  | EGTL1-SEA-INS-SC-500653 |  |  |  |  | 2012-01-06
4115 | 29200000TL | 03483 | EGC033011 | P | 58015461 | 58 | EGTL Spares | Mtce | 72 | 72A | FILTER: 45 MICRON MESH SCREEN | FILTER SIEVE 45 MICRON CFPP | *OBS*Filtration-Elem : FOR COLD FILTER PLUG POINT ANALYZER. TAG: 150 AT 0011 | EA | 2 | 0 | 0 | NO | 108.0626 | 16771.32 | PRECISION SCIENTIFIC | 301-20 | 301-20 | 01,22 | 1 | 1BCB |  |  | EGTL1-SEA-INS-SC-500653 |  |  |  |  | 2012-01-06
4116 | 29200000TL | 03483 | EGC033016 | P | 58015464 | 58 | EGTL Spares | Mtce | 57 | 57A | HOSE: BACK CFPP | 110-32 YGRW | Hoses & Parts :FOR COLD FILTER PLUG POINT ANALYZER. TAG: 150 AT 0011 | EA | 2 | 0 | 0 | NO | 18.1497 | 2817.4349 | PRECISION SCIENTIFIC | 412-67 | 412-67 | 01,22 | 1 | 1BCB |  |  | EGTL1-SEA-INS-SC-500653 |  |  |  |  | 2012-01-06 |  | 2013-06-17
4117 | 29200000TL | 03483 | EGC032016 | P | 58015468 | 58 | EGTL Spares | Mtce | 14 | 14C | RTD: GLASS SAMPLE CFPP | RESISTANCE THERMOMETER | Flow Measuring Instruments : FOR COLD FILTER PLUG POINT ANALYZER. TAG: 150 AT 0011 | EA | 1 | 0 | 0 | NO | 876.5877 | 136076.0563 | PRECISION SCIENTIFIC | 636-50 | 636-50 | 22 | 1 | 1BCB |  |  | EGTL1-SEA-INS-SC-500653 |  |  |  |  | 2012-01-06 | 2014-07-02 | 2013-06-17
4118 | 29200000TL | 03483 | EGC033011 | P | 58015472 | 58 | EGTL Spares | Mtce | 14 | 14Z | SWITCH: TEMPERATURE ASSY CFPP | FOR COLD FILTER PLUG POINT | Instruments - Other & Parts : ANALYZER. TAG: 150 AT 0011 | AS | 2 | 0 | 0 | NO | 982.1897 | 152494.78 | PRECISION SCIENTIFIC | 542212 | 542212 | 01,10,22 | 1 | 1BCB |  |  | EGTL1-SEA-INS-SC-500653 |  |  |  |  | 2012-01-06
4119 | 29200000TL | 03483 | EGC046016 | P | 58015479 | 58 | EGTL Spares | Mtce | 51 | 51F | FUSE: SLOWBLOW 1.6AMP | BOX OF 5 | Electric Components - Circuit Protection:FOR H2O IN HYDROCARBONS ANALYZER. TAG: 183 AT 0001 & 183 AT 0002 (OLD PN:H0-0125) | EA | 10 | 0 | 0 | NO | 218.98 | 43029.57 | AGAR CORPORATION INC. | H0-0132 | H0-0132 | 01,22 | 1 | 1BCB |  |  | EGTL1-SEA-INS-SC-834051 |  |  |  |  | 2012-01-06 | 2014-07-21 | 2015-06-05
4120 | 29200000TL | 03483 | EGC033011 | P | 58015480 | 58 | EGTL Spares | Mtce | 51 | 51F | FUSE: FASTBLOW 0.5AMP | AGAR ANAL (BOX OF 5) | Electric Components - Circuit Protection:FOR H2O IN HYDROCARBONS ANALYZER. 1/BOX (OF 5 FUSES) OLD PART NUMBER H0-0132 ? NEW PART NUMBER 201200 | EA | 6 | 0 | 0 | NO | 218.98 | 43029.57 | AGAR CORPORATION INC. | 201200 |  | 01,22 | 1 | 1BCB |  |  | EGTL1-SEA-INS-SC-834051 |  |  |  |  | 2012-01-06 | 2014-07-21 | 2015-06-05
4121 | 29200000TL | 03483 | EGC033011 | P | 58015481 | 58 | EGTL Spares | Mtce | 51 | 51C | FUSE: FASTBLOW 2.5AMP | AGAR ANAL (BOX OF 5) | Electric Components - Motor / Generator :FOR H2O IN HYDROCARBONS ANALYZER. TAG: 183 AT 0001 & 183 AT 0002 | EA | 10 | 0 | 0 | NO | 70.0135 | 10870.3 | AGAR CORPORATION INC | H0-0198 | H0-0198 | 01,22 | 1 | 1BCB |  |  | EGTL1-SEA-INS-SC-834051 |  |  |  |  | 2012-01-06
4122 | 29200000TL | 03483 | EGC033011 | P | 58015488 | 58 | EGTL Spares | Mtce | 72 | 72Z | FILTER | OUTLET 90 MICRON | FOR SOLARTRON 3098 SPECIFIC GRAVITY ANALYZER. TAG: 120-AT-0001, 120-AT-0011, 130-AT-1004 AND 130-AT-2004 | EA | 9 | 0 | 0 | NO | 64.0124 | 9938.56 | EMERSON MICRO MOTION INC, | 450600270 | 450600270 | 01,22 | 1 | 1BCB | 1BCB |  | EGTL1-SEA-INS-SC-300354 |  |  |  |  | 2012-01-06 | 2014-10-19
4123 | 29200000TL | 03483 | EGC032025 | P | 58015490 | 58 | EGTL Spares | Mtce | 72 | 72Z | ELEMENT | FILTER | BALSTON 050-11-BQ ELEMENT USED WITH BALSTON85 FOR SOLARTRON 3098 SPECIFIC GRAVITY ANALYZER TAG: 120-AT-0001, 120-AT-0011, 130-AT-1004 AND 130-AT-2004 MANUFACTURER: EMERSON MICRO MOTION INC, 7070 WINCHESTER CIRCLE, BOULDER CO 80301, USA | EA | 4 | 0 | 0 | NO | 670.1295 | 104044.3 | EMERSON MICRO MOTION INC, | BD020 | BD020 | 01,22 | 1 | 1BCB | 1BCB |  | EGTL1-SEA-INS-SC-300354 |  |  |  |  | 2012-01-06 | 2014-10-19
4124 | 29200000TL | 03483 | EGC033002 | P | 58015496 | 58 | EGTL Spares | Mtce | 14 | 14Z | ORIFICE | OUTPUT | FOR SOLARTRON 3098 SPCIFIC GRAVITY ANALYZER TAG: 120-AT-0001, 120-AT-0011, 130-AT-1004 AND 130-AT-2004 | EA | 4 | 0 | 0 | NO | 154.0298 | 23914.66 | EMERSON MICRO MOTION INC, | 30980204A | 30980204A | 22 | 1 | 1BCB | 2CBC |  | EGTL1-SEA-INS-SC-300354 |  |  |  |  | 2012-01-06
4125 | 29200000TL | 03483 | EGC033002 | P | 58015499 | 58 | EGTL Spares | Mtce | 34 | 34A | KIT | ACCESSORIES | CONSISTING OF PLUG 1/2 IN NPT EEXD,HEX WRENCH 5MM X 158MM,HEX WRENCH 2.5MM A/F,POLYTHENE BAG FOR SOLARTRON 3098 SPECIFIC GRAVITY ANALYZER TAG: 120-AT-0001, 120-AT-0011, 130-AT-1004 AND 130-AT-2004 | EA | 4 | 0 | 0 | NO | 370.0715 | 57457.3 | EMERSON MICRO MOTION INC, | 78120206A | 78120206A | 01,22 | 1 | 1BCB | 2CBC |  | EGTL1-SEA-INS-SC-300354 |  |  |  |  | 2012-01-06
4126 | 29200000TL | 03483 | EG1016002 | P | 58015501 | 58 | EGTL Spares | Mtce | 14 | 14Z | SPOOL | BODY | FOR SOLARTRON 3098 SPECIFIC GRAVITY ANALYZER TAG: 120-AT-0001, 120-AT-0011, 130-AT-1004 AND 130-AT-2004 | EA | 4 | 0 | 0 | NO | 4219.381 | 655078.61 | EMERSON MICRO MOTION INC, | 78120204AVV | 78120204AVV | 22 | 1 | 1BCB | 2CBC |  | EGTL1-SEA-INS-SC-300354 |  |  |  |  | 2012-01-06 | 2013-03-25 | 2013-10-07
4127 | 29200000TL | 03483 | EGC033004 | P | 58015502 | 58 | EGTL Spares | Mtce | 34 | 34Z | CYLINDER | CALIBRATED | FOR SOLARTRON 3098 SPECIFIC GRAVITY ANALYZER TAG: 120-AT-0001, 120-AT-0011, 130-AT-1004 AND 130-AT-2004 | EA | 4 | 0 | 0 | NO | 3267.6313 | 507332.43 | EMERSON MICRO MOTION | 781220035VV | 781220035VV | 22 | 1 | 1BCB | 2CBC |  | EGTL1-SEA-INS-SC-300354 |  |  |  |  | 2012-01-06 | 2016-04-06
4128 | 29200000TL | 03483 | EGC033010 | P | 58015503 | 58 | EGTL Spares | Mtce | 66 | 66Z | VALVE | NEEDLE | FOR SOLARTRON 3098 SPECIFIC GRAVITY ANALYZER TAG: 120-AT-0001, 120-AT-0011, 130-AT-1004 AND 130-AT-2004 | EA | 4 | 0 | 0 | NO | 268.0518 | 41617.72 | EMERSON MICRO MOTION INC, | 450600120 | 450600120 | 02,22 | 1 | 1BCB | 2CBC |  | EGTL1-SEA-INS-SC-300354 |  |  |  |  | 2012-01-06
4129 | 29200000TL | 03483 | EGC033011 | P | 58015505 | 58 | EGTL Spares | Mtce | 56 | 56Z | BOLT | CYLINDER HOUSING | FOR SOLARTRON 3098 SPECIFIC GRAVITY ANALYZER TAG: 120-AT-0001, 120-AT-0011, 130-AT-1004 AND 30-AT-2004 | EA | 24 | 0 | 0 | NO | 12.0023 | 1863.48 | EMERSON MICRO MOTION INC, | 406303161 | 406303161 | 02,22 | 1 | 1BCB | 1BCB |  | EGTL1-SEA-INS-SC-300354 |  |  |  |  | 2012-01-06
4130 | 29200000TL | 03483 | EGC033011 | P | 58015506 | 58 | EGTL Spares | Mtce | 56 | 56Z | BOLT | MOUNTING HOUSING | FOR SOLARTRON 3098 SPECIFIC GRAVITY ANALYZER. TAG: 120-AT-0001, 120-AT-0011, 130-AT-1004 AND 130-AT-2004 | EA | 24 | 0 | 0 | NO | 46.0089 | 7143.34 | EMERSON MICRO MOTION INC, | 406306250 | 406306250 | 02,22 | 1 | 1BCB | 1BCB |  | EGTL1-SEA-INS-SC-300354 |  |  |  |  | 2012-01-06
4131 | 29200000TL | 03483 | EGC033011 | P | 58015507 | 58 | EGTL Spares | Mtce | 56 | 56Z | BOLT: TOP PLATE | 20MM LG,HEXAGON HD,HIGH | FOR SOLARTRON 3098 SPECIFIC GRAVITY ANALYZER. TAG: 120-AT-0001, 120-AT-0011, 130-AT-1004 AND 130-AT-2004 | EA | 16 | 0 | 0 | NO | 12.0023 | 1863.48 | EMERSON MICRO MOTION INC, | 406308200 | 406308200 | 02,22 | 1 | 1BCB | 1BCB |  | EGTL1-SEA-INS-SC-300354 |  |  |  |  | 2012-01-06
4132 | 29200000TL | 03483 | EG1006020 | P | 58015517 | 58 | EGTL Spares | Mtce | 51 | 51B | LAMP | UV WITH TEFLON NUT | Electric Components - Lighting : FOR TELEDYNE 6700 ANALYZER. Serial Number:264591. | EA | 2 | 0 | 0 | NO | 8332.5424 | 2008574.6285 | TELEDYNE | L348 | L00348 | 01,10,22 | 1 | 1BCB | 2CBC |  | EGTL1-SEA-INS-SC-740753 |  |  |  |  | 2012-01-06 | 2016-02-16 | 2017-10-26
4133 | 29200000TL | 03483 | EGC032011 | P | 58015520 | 58 | EGTL Spares | Mtce | 60 | 60B | TUBING | 1/8 IN PFA 25 FT ROLL | Line Pipe - Non-Metal :FOR TOC ANALYZER. TAG: 172-AT-0006 & 174-AT-0001. | EA | 2 | 0 | 0 | NO | 1020.3992 | 184669.2225 | TELEDYNE | T1516 |  | 22 | 1 | 1BCB | 2CBC |  | EGTL1-SEA-INS-SC-740753 |  |  |  |  | 2012-01-06 | 2015-11-12 | 2016-01-06
4134 | 29200000TL | 03483 | EGC033010 | P | 58015521 | 58 | EGTL Spares | Mtce | 56 | 56Z | NUT | FLANGELESS 1/8 IN PEEK | *OBS*Fastener-Other : FOR TOC ANALYZER. | EA | 2 | 0 | 0 | NO | 508.0982 | 78887.32 | TELEDYNE | CP2618 | CP02618 | 01,21,22 | 1 | 2 | 2BAB |  | EGTL1-SEA-INS-SC-740753 |  |  |  |  | 2012-01-06
4135 | 29200000TL | 03483 | EGC033004 | P | 58015522 | 58 | EGTL Spares | Mtce | 53 | 53Z | FERRULE | 1/8 IN FLANGELESS | Fittings - Tube :FOR TOC ANALYZER. | EA | 20 | 0 | 0 | NO | 45.9347 | 7131.4 | TELEDYNE | CP2617 | CP02617 | 01,22 | 1 | 1BCB | 1BBB |  | EGTL1-SEA-INS-SC-740753 |  |  |  |  | 2012-01-06 |  | 2014-01-02
4136 | 29200000TL | 03483 | EGC035029 | P | 58015537 | 58 | EGTL Spares | Mtce | 34 | 34A | KIT: REPAIR CALORIMETER | WOBBE CALORIMETER | Laboratory - Analytical Instruments : FOR WOBBE ANALYZER CONSISTS OF 1100 DISC,(1) ISOPLAN 1100 RING,(4) SPRING,(7) O-RING,(1) PRESSURE SWITCH-3 IN WC,(1) PRESSURE SWITCH-0.4-1.6 IN WC,(1) 110-120V SOLENOID VALVE OPER,(2) DIAPHRAGM,(1) TRANSMITTER,(1) CO | KI | 2 | 0 | 0 | NO | 6392.9546 | 1418801.6498 | THERMO ELECTRON CORPORATI | 97-1608-1 | 97-1608-1 | 01,22 | 1 | 1BCB |  |  | EGTL1-SEA-INS-SC-780951 |  |  |  |  | 2012-01-06 | 2016-02-01 | 2016-06-23
4137 | 29200000TL | 03483 | EGC032004 | P | 58015538 | 58 | EGTL Spares | Mtce | 14 | 14C | FLOWMETER: ROTOMETER STD H2S | WITH ADJUSTABLE KNOB | Flow Measuring Instruments : FOR STANDARD H2S RANGE 0-6 BLACK ANODIZED FORGED ALUMINUM BODY WITH WRAPAROUND WINDOW FOR FULL 180 DEGREE VISIBILITY METERING TUBE FROM BOROSILICATE GLASS. | EA | 4 | 0 | 0 | NO | 503.6601 | 113271.29 | GALVANIC APPLIED SCIENCES | BA0071 |  | 22 | 1 | 1BCB |  |  | EGTL1-SEA-INS-SC-200151 |  |  |  |  | 2012-01-06 | 2016-02-27 | 2016-03-24
4138 | 29200000TL | 03483 | EGC033003 | P | 58015544 | 58 | EGTL Spares | Mtce | 14 | 14C | SENSOR | LOW TAPE | Flow Measuring Instruments : &quot;130-AT-2005 PICTURE OF PART AVAILABLE AT HTTP://WWW.GALVANIC.COM/PARTS/SA0432&quot; | EA | 3 | 0 | 0 | NO | 134.0777 | 20808.86 | GALVANIC APPLIED SCIENCES | SA0432 |  | 01,22 | 1 | 1BCB | 2CBC |  | EGTL1-SEA-INS-SC-200151 |  |  |  |  | 2012-01-06 | 2014-02-02
4139 | 29200000TL | 03483 | EGC033005 | P | 58015547 | 58 | EGTL Spares | Mtce | 45 | 45F | CHAMBER | SAMPLE ASSEMBLY | Containers & Accessories - other containers & packaging tools : FOR SULFUR ANALYZER AT 2005 PICTURE OF PART AVAILABLE AT HTTP://WWW.GALVANIC.COM/PARTS/SA0452, ASSY" | EA | 3 | 0 | 0 | NO | 1734.005 | 269117.57 | GALVANIC APPLIED SCIENCES | SA0452 |  | 22 | 1 | 1BCB | 2CBC |  | EGTL1-SEA-INS-SC-200151 |  |  |  |  | 2012-01-06 | 2016-02-27
4140 | 29200000TL | 03483 | EGC033002 | P | 58015553 | 58 | EGTL Spares | Mtce | 56 | 56Z | CLAMP | SUPPORTING SENSOR | *OBS*Fastener-Other : FOR SULFUR ANALYZER | EA | 4 | 0 | 0 | NO | 58.0112 | 9006.82 | GALVANIC APPLIED SCIENCES | AF0917 |  | 01,22 | 1 | 1BCB | 1BCB |  | EGTL1-SEA-INS-SC-200151 |  |  |  |  | 2012-01-06
4141 | 29200000TL | 03483 | EGC033002 | P | 58015562 | 58 | EGTL Spares | Mtce | 65 | 65A | PIN GUIDE H2S ANALYZER | GUIDE PINS H2S ANALYZER | Tools - Hand / Power :FOR SULFUR (H2S) ANALYZER | EA | 4 | 0 | 0 | NO | 21.0041 | 3261.09 | GALVANIC APPLIED SCIENCES | FS0188 | FS0188 | 22 | 1 | 1BCB |  |  | EGTL1-SEA-INS-SC-200151 |  |  |  |  | 2012-01-06
4142 | 29200000TL | 03483 | EGC033002 | P | 58015563 | 58 | EGTL Spares | Mtce | 75 | 75F | ROLLER H2S ANALYZER | MC2526 | Material Handling - Lifting Equipment and Accessories : | EA | 4 | 0 | 0 | NO | 22.0043 | 3416.38 | GALVANIC APPLIED SCIENCES | MC2526 | MC2526 | 22 | 1 | 1BCB | 2CBC |  | EGTL1-SEA-INS-SC-200151 |  |  |  |  | 2012-01-06
4143 | 29200000TL | 03483 | EGC046019 | P | 58015585 | 58 | EGTL Spares | Mtce | 14 | 14Z | VALVE:SOLENOID,120V 60HZ,BODY | 3-WAY,100PSI,55JJ8XGM ANALYZER | Instruments - Other & Parts : FOR USE ON PERMEATION SYSTEM | EA | 3 | 0 | 0 | NO | 509.03 | 100020.6481 | KIN-TEK | 37-1030 | 37-1030 | 02,22 | 1 | 1BCB |  |  | EGTL1-SEA-INS-SC-200151 |  |  |  |  | 2012-01-06 | 2024-12-07 | 2015-12-24 |  |  | -1 | 1
4144 | 29200000TL | 03483 | EG1013017 | P | 58015587 | 58 | EGTL Spares | Mtce | 34 | 34A | CONTROLLER: MASS FLOW | 5000 SCCM | Laboratory - Analytical Instruments : FOR USE ON THE KIN-TEK PERMEATION SYSTEM | EA | 4 | 0 | 0 | NO | 4746.6941 | 736924.259 | KIN-TEK | 34-062 | 34-062 | 01,11,22 | 1 | 1BCB |  |  | EGTL1-SEA-INS-SC-200151 |  |  |  |  | 2012-01-06 | 2025-04-08 | 2013-06-12 | -1 | 1
4145 | 29200000TL | 03483 | EGC046019 | P | 58015589 | 58 | EGTL Spares | Mtce | 66 | 66H | VALVE: CHECK | ADJUSTABLE SULFUR ANALYZER | Valve-Safety Relief : FOR USE ON PERMEATION SYSTEM | EA | 4 | 0 | 0 | NO | 130.0251 | 20187.7 | KIN-TEK | 37-3090 | 37-3090 | 02,22 | 1 | 1BCB |  |  | EGTL1-SEA-INS-SC-200151 |  |  |  |  | 2012-01-06
4146 | 29200000TL | 03483 | EGC046019 | P | 58015590 | 58 | EGTL Spares | Mtce | 11 | 11Z | OVEN FLOW ADJUST KIN-TEK | CONDYNE SULFUR ANALYZER | Computer Hardware - Peripherals : FOR PERMEATION SYSTEM. TAG 120-AT-1126, 2126, 130-AT-1005, 2005 MANUFACTURER KIN-TEK, 504 LAUREL ST, LA MARQUE, TX, 77568, USA. | EA | 4 | 0 | 0 | NO | 1208.2334 | 187590.32 | KIN-TEK,LAUREL ST, TX,USA | 34-040 |  | 22 | 1 | 1BCB |  |  | EGTL1-SEA-INS-SC-200151 |  |  |  |  | 2012-01-06
4147 | 29200000TL | 03483 | EGC046019 | P | 58015591 | 58 | EGTL Spares | Mtce | 11 | 11Z | FLOW ADJUST PRIMARY KIN-TEK | CONDYNE SULFUR ANALYZER | Computer Hardware - Peripherals : FOR PERMEATION SYSTEM TAG 120-AT-1126, 2126, 130-AT-1005, 2005, | EA | 4 | 0 | 0 | NO | 1208.2334 | 187590.32 | KIN-TEK,LAUREL ST, TX,USA | 34-010 |  | 22 | 1 | 1BCB |  |  | EGTL1-SEA-INS-SC-200151 |  |  |  |  | 2012-01-06
4148 | 29200000TL | 03483 | EG1006012 | P | 58015599 | 58 | EGTL Spares | Mtce | 51 | 51Z | MODULE:16 CHANNEL DC OUTPUT | PROTECTED DC OUTPT,24VDC OUTPT | Electric-Other : ELECTRONICALLY, BACKPLANE 24VDC POWER, SOURCING | EA | 3 | 0 | 0 | NO | 710.1372 | 110255.9 | ALLEN BRADLEY | 1746-0B16E | 1746-0B16E | 01,22 | 1 | 1BCB |  |  | EGTL1-SEA-ELE-WD-200170 |  |  |  |  | 2012-01-06
4149 | 29200000TL | 03483 | EGC032013 | P | 58015602 | 58 | EGTL Spares | Mtce | 11 | 11G | TERMINAL:20-POINT FEED-THROUGH | DIGITAL IFM DIN RAIL MOUNT | Computer Hardware - EPOS : | EA | 7 | 0 | 0 | NO | 138.0267 | 21430.02 | ALLEN BRADLEY | 1492-IFM20FN | 1492-IFM20FN | 22 | 1 | 1BCB |  |  | EGTL1-SEA-ELE-WD-200170 |  |  |  |  | 2012-01-07
4150 | 29200000TL | 03483 | EGC032012 | P | 58015604 | 58 | EGTL Spares | Mtce | 51 | 51D | CABLE:DIGITAL INPUT/OUTPUT MR | LEN:2.5M,CONDUCTOR: (40)22 AWG | Electric Components - Wire / Cable : MODULE READY, CONNECTORS: 1746-N3 CONNECTOR | EA | 3 | 0 | 0 | NO | 287.0555 | 44568.23 | ALLEN BRADLEY | 1492-CABLE025N3 | 1492-CABLE025N3 | 01,10,22 | 1 | 1BCB |  |  | EGTL1-SEA-ELE-WD-200170 |  |  |  |  | 2012-01-07
4151 | 29200000TL | 03483 | EGC032013 | P | 58015606 | 58 | EGTL Spares | Mtce | 11 | 11G | BLOCK: TERMINAL, 400V NOMINAL | 16A SYSTEM/ 8A BRANCH NOMINALA | Computer Hardware - EPOS : 3 CONNECTIONS CIRCUIT,SCREW TERMINAL,24 TO 12 AWG WIRE,6.2 X 76.5 X (68.5 -76)MM,PLASTIC BLOCK, KNIFE DISCONNECT, WITH DBL CONNECTION ON ONE SIDE | EA | 180 | 0 | 0 | NO | 8.0046 | 1242.32 | PHOENIX CONTACT | 3101126 | 3101126 | 01,22 | 1 | 1AXX |  |  | EGTL1-SEA-ELE-WD-200170 |  |  |  |  | 2012-01-07 | 2015-12-30
4152 | 29200000TL | 03483 | EGC032012 | P | 58015607 | 58 | EGTL Spares | Mtce | 51 | 51B | LIGHT: INDICATING,24VDC,RED | THREADED 3/4 IN -14 NPSM MOUNT | Electric Components - Lighting : PILOT HAZARDOUS LOCATION, SCREW, UL LISTED DIV 1, BCD | EA | 7 | 0 | 0 | NO | 308.0626 | 47817.32 | KILLARK | GOL3R-24VDC | GOL3R-24VDC | 01,10,22 | 1 | 1BCB |  |  | EGTL1-SEA-ELE-WD-200170 |  |  |  |  | 2012-01-07 | 2013-12-16 | 2014-06-05
4153 | 29200000TL | 03483 | EGC033003 | P | 58015608 | 58 | EGTL Spares | Mtce | 51 | 51B | SWITCH: PUSHBUTTON,1NO,BLACK | 30MM, 120-AH-103 120-AH- | Electric Components - Lighting : &quot;203 | EA | 7 | 0 | 0 | NO | 44.0255 | 6832.76 | C3 | PBO-FCBK-LRNO | PBO-FCBK-LRNO | 01,10,22 | 1 | 1BCB |  |  | EGTL1-SEA-ELE-WD-200170 |  |  |  |  | 2012-01-07
4154 | 29200000TL | 03483 | EGC033005 | P | 58015609 | 58 | EGTL Spares | Mtce | 51 | 51B | LIGHT:INDICATING,LED,24VDC,RED | PILOT,30MM MOUNT | Electric Components - Lighting : | EA | 7 | 0 | 0 | NO | 94.0545 | 14597.26 | C3 | HFVLU24LWPLLRD | HFVLU24LWPLLRD | 01,10,22 | 1 | 1BCB |  |  | EGTL1-SEA-ELE-WD-200170 |  |  |  |  | 2012-01-07
4155 | 29200000TL | 03483 | EG1026015 | P | 58015674 | 58 | EGTL Spares | Mtce | 51 | 51Z | COIL: ELECTRICAL SOLENOID,110V | INLET AIR FILTERS | ELECTRIC COMPONENT, 110-XF-201, MAN PART NO: GT06-5450 (REPLACED BY 4236500) | EA | 25 | 0 | 0 | NO | 3.452 | 535.885 | DONALDSON |  |  | 01,10,22 | 1 | 3CCA | 1CCC | [6 empty] | 2013-03-16 | 2018-07-26
4156 | 29200000TL | 03483 | EG1026011 | P | 58015675 | 58 | EGTL Spares | Mtce | 66 | 66Z | SOLENOID | VALVE, 110V COIL | Valve-Other : ELECTRIC COMPONENT; 110-XF-201; EQUIPMENT: INLET AIR FILTERS; MAN PART NO: GT06-6917 (OR T066917), | EA | 22 | 0 | 0 | NO | 24706.9084 | 4839972.3 | DONALDSON | T066917 | T066917 | 01,10,22 | 1 | 3CCA | 2CBC |  | GT06-6917 |  |  |  |  | 2012-03-07 | 2018-07-26
4157 | 29200000TL | 03483 | EG1026009 | P | 58015683 | 58 | EGTL Spares | Mtce | 66 | 66F | DIAPHRAGM: VALVE:12 CM X 12 CM | X 10 CM,-40 °C - +80°C,RBR | Valve - Parts & Accessories :110-XF-201, MAN PART NO: T066869 | EA | 25 | 0 | 0 | NO | 608.4102 | 94455.68 | DONALDSON | T066869 | T066869 | 22 | 1 | 3CCA |  |  | GT06-6869 |  |  |  |  | 2012-01-06
4158 | 29200000TL | 03483 | EG1026011 | P | 58015696 | 58 | EGTL Spares | Mtce | 51 | 51E | TERMINAL:FUSE 16M²,5 MM X 20MM | INLET AIR FILTERS | Electric Components - Conduit / Fitting :&quot;110-XF-201, 110-XS-100, 110-XS-200 MAN PART NO: 3EA-AE17685-01/F03&quot; | EA | 2 | 0 | 0 | NO | 2459.0871 | 381773.27 | PHOENIX CONTACT | 3EA-AE17685-01/F03 | PHO.UK10DREHSILA250(SX20) | 01,10,22 | 1 | 3CCA |  |  | 3EA-AE17685-01 |  |  |  |  | 2012-01-06
4159 | 29200000TL | 03483 | EG1023009 | P | 58015715 | 58 | EGTL Spares | Mtce | 50 | 50Z | BEARING: BALL,1 ROW,74 MM ID | GEA BTT UPPER BEARING,6740 S | Bearings & Accessories - All :SPECIALITY, 1629-6740-00-A01 | EA | 1 | 0 | 0 | NO | 352 | 54648 | BTT | 1629-6740-00-A01 |  | 01,02,21,22 | 1 | 2BAB |  |  | 1629 A01 6077 |  |  |  |  | 2012-01-06
4160 | 29200000TL | 03483 | EG1060014 | P | 58015716 | 58 | EGTL Spares | Mtce | 50 | 50Z | BEARING: ROLLER,2 ROW,65 MM ID | GEA BTTLOWER BEARING,1629-6750 | Bearings & Accessories - All :AIRCOOLERS | EA | 1 | 0 | 0 | NO | 550 | 85387.5 | BTT | 1629-6750-00-A01 |  | 01,02,21,22 | 1 | 2BAB |  |  | 1629 A01 6077 |  |  |  |  | 2012-01-06
4161 | 29200000TL | 03483 | EG1053023 | P | 58015717 | 58 | EGTL Spares | Mtce | 64 | 64B | SHAFT:AP FAN,1071MM LG.,STL | AP FAN SHAFT 1629-6771-00-A01 | *OBS*PwrTransEquip-O : SPECIALITY, AIRCOOLERS | EA | 1 | 0 | 0 | NO | 783 | 121560.75 | BTT | 1629-6771-00-A01 | 1629-6771-00-A01 | 02,22 | 1 | 2BAB | 2BAB |  | 1629 A01 6077 |  |  |  |  | 2012-01-06
4162 | 29200000TL | 03483 | EG3001070 | P | 58015720 | 58 | EGTL Spares | Mtce | 65 | 65A | KIT:FAN DRIVE MOTOR TOOL | FOR GEA BTT, AIRCOOLERS | Tools - Hand / Power :HANDLING FOR MOTOR, 1600-9900, | EA | 2 | 0 | 0 | NO | 1120 | 173880 | BTT | 990007 | IRIS 600 | 01,22 | 1 | 2BAB | [7 empty] | 2013-03-02
4163 | 29200000TL | 03483 | EGC038021 | P | 58015735 | 58 | EGTL Spares | Mtce | 54 | 54D | O-RING:SEAL,EPDM 180 | API CENTRIFUGAL PUMPS | *OBS*GS&P-O-Rings : &quot;172-PC-001 A/B/C EGTL1-SLZ-MEC-DD-720050 PART 41207, &quot; | PC | 5 | 0 | 0 | NO | 363.0047 | 56356.48 | SULZER | 104943089670 | B02015A01 1203 | 01,22 | 1 | 2CAC | 2CAC | [6 empty] | 2012-12-07 | 2019-10-25
4164 | 29200000TL | 03483 | EGC038031 | P | 58015737 | 58 | EGTL Spares | Mtce | 54 | 54D | O-RING:SEAL,EPDM 180 | API CENTRIFUGAL PUMPS | *OBS*GS&P-O-Rings : &quot;172-PC-001 A/B/C EGTL1-SLZ-MEC-DD-720050 PART 41209&quot; | PC | 5 | 0 | 0 | NO | 348.6283 | 54124.54 | SULZER | 104943031870 | B02015A01 1203 | 01,22 | 1 | 2CAC | 2CAC | [6 empty] | 2012-12-07 | 2019-10-25
4165 | 29200000TL | 03483 | EGC038004 | P | 58015738 | 58 | EGTL Spares | Mtce | 54 | 54D | O-RING:SEAL,EPDM 180 | API CENTRIFUGAL PUMPS | *OBS*GS&P-O-Rings : &quot;172-PC-001 A/B/C EGTL1-SLZ-MEC-DD-720050 PART 41215&quot; | EA | 5 | 0 | 0 | NO | 594.2254 | 92253.5 | SULZER | 104943043870 | 8050-20760 | 01,22 | 1 | 3 | 2BAB | [6 empty] | 2012-12-07 | 2019-10-25
4166 | 29200000TL | 03483 | EGC038024 | P | 58015739 | 58 | EGTL Spares | Mtce | 54 | 54D | O-RING:SEAL,EPDM 180 | API CENTRIFUGAL PUMPS | *OBS*GS&P-O-Rings : &quot;172-PC-001 A/B/C EGTL1-SLZ-MEC-DD-720050 PART 41236, &quot; | PC | 4 | 0 | 0 | NO | 815.862 | 126662.57 | SULZER | 104943056370 | C02323A02 5108 | 01,22 | 1 | 3 | 2BAB | [6 empty] | 2012-12-07 | 2019-10-25
4167 | 29200000TL | 03483 | EGC038012 | P | 58015741 | 58 | EGTL Spares | Mtce | 54 | 54A | GASKET:API CENTRIFUGAL PUMP | WS 3822, FLAT | Gaskets : &quot;172-PC-001 EGTL1-SLZ-MEC-DD-720050 PART 40002, &quot; | PC | 7 | 0 | 0 | NO | 134.9576 | 20952.1763 | SULZER | 104943287821 | B01041A 5130 | 01,22 | 1 | 2CAC | [7 empty] | 2012-12-07 | 2019-10-25 | 2014-10-31
4168 | 29200000TL | 03483 | EGC038019 | P | 58015742 | 58 | EGTL Spares | Mtce | 54 | 54A | GASKET:API CENTRIFUGAL PUMP | WS 3822, FLAT | Seals : &quot;172-PC-001 EGTL1-SLZ-MEC-DD-720050 PART 40003&quot; | EA | 5 | 0 | 0 | NO | 253.9834 | 39430.93 | SULZER | 104943272323 | C02495A2205304 | 01,22 | 1 | 2CAC | 1BBB | [6 empty] | 2012-12-07 | 2019-10-25
4169 | 29200000TL | 03483 | EGC039025 | P | 58015743 | 58 | EGTL Spares | Mtce | 54 | 54A | GASKET:API CENTRIFUGAL PUMP | WS3822, FLAT | Seals : &quot;172-PC-001 EGTL1-SLZ-MEC-DD-720050 PART 40004&quot; | EA | 5 | 0 | 0 | NO | 104.0938 | 16160.56 | SULZER | 204648619001 | C02495A33 5304 | 01,22 | 1 | 2CAC | 1BBB | [6 empty] | 2012-12-07 | 2019-10-25
4170 | 29200000TL | 03483 | EGC038019 | P | 58015744 | 58 | EGTL Spares | Mtce | 54 | 54A | GASKET:API CENTRIFUGAL PUMP | WS3822, FLAT | Seals : &quot;172-PC-001 EGTL1-SLZ-MEC-DD-720050 PART 40005&quot; | EA | 5 | 6 | 8 | NO | 91.0507 | 14135.62 | SULZER | 104943249823 | C02495A1285304 | 01,22 | 1 | 2CAC | 1BBB | [6 empty] | 2012-12-07 | 2019-10-25
4171 | 29200000TL | 03483 | EGC038018 | P | 58015745 | 58 | EGTL Spares | Mtce | 54 | 54A | GASKET:API CENTRIFUGAL PUMP | 1.4541/GRAPHITE -SA276 | Seals : &quot; TYPE 321,SPIRAL WOUND, 172-PC-001 EGTL1-SLZ-MEC-DD-720050 PART 40007&quot; | EA | 5 | 6 | 8 | NO | 815.862 | 126662.57 | SULZER | 104943266266 | C02495A32 5304 | 01,22 | 1 | 2CAC | 1BBB | [6 empty] | 2012-12-07 | 2019-10-25
4172 | 29200000TL | 03483 | EGC038018 | P | 58015746 | 58 | EGTL Spares | Mtce | 54 | 54A | GASKET:API CENTRIFUGAL PUMP | .4541/GRAPHITE B- SA276 | Seals : &quot;TYPE 321,SPIRAL WOUND, 172-PC-001 EGTL1-SLZ-MEC-DD-720050 PART 40012&quot; | EA | 5 | 0 | 0 | NO | 560.6805 | 87045.65 | SULZER | 104943266066 | R8057 3 1229 | 01,22 | 1 | 2CAC | 1BBB | [6 empty] | 2012-12-07 | 2019-10-25
4173 | 29200000TL | 03483 | EGC038011 | P | 58015747 | 58 | EGTL Spares | Mtce | 54 | 54A | GASKET:API CENTRIFUGAL PUMP | WS3822,FLAT | Seals : &quot;172-PC-001 EGTL1-SLZ-MEC-DD-720050 PART 40023, &quot; | EA | 13 | 2 | 8 | NO | 167.725 | 26039.3 | SULZER | 204648597001 | R8057 3 1229 | 01,22 | 1 | 2CAC | 1BBB | [6 empty] | 2012-12-07 | 2019-10-25
4174 | 29200000TL | 03483 | EGC038012 | P | 58015748 | 58 | EGTL Spares | Mtce | 54 | 54A | GASKET:API CENTRIFUGAL PUMP | 1.4541/GRAPHITE SA276-321 +AT/ | Seals : &quot;GPHT, SPIRAL WOUND, 172-PC-001 EGTL1-SLZ-MEC-DD-720050 PART 40024&quot; | EA | 20 | 0 | 0 | NO | 408.53 | 63424.28 | SULZER | 104943274466 | C03311A 1226 | 01,22 | 1 | 2CAC | 1BBB | [6 empty] | 2012-12-07 | 2019-10-25
4175 | 29200000TL | 03483 | EGC038018 | P | 58015750 | 58 | EGTL Spares | Mtce | 54 | 54D | SEAL:PROFILE,REINGRAFIT | API CENTRIFUGAL PUMPS | *OBS*GS&P-Other : &quot;172-PC-001 A/B/C EGTL1-SLZ-MEC-DD-720050 PART 41010&quot; | PC | 5 | 0 | 0 | NO | 2495.5074 | 387427.52 | SULZER | 204648712001 | A03189A04 5127 | 01,22 | 1 | 2CAC | 2CAC | [6 empty] | 2012-12-07 | 2019-10-25
4176 | 29200000TL | 03483 | EGC038024 | P | 58015753 | 58 | EGTL Spares | Mtce | 54 | 54A | O-RING:SEAL,EPDM 180 | API CENTRIFUGAL PUMPS | *OBS*GS&P-O-Rings : &quot;172-PC-002 EGTL1-SLZ-MEC-DD-720051 PART 41201&quot; | EA | 18 | 0 | 0 | NO | 357.9953 | 55576.5857 | SULZER | 104943091870 | 8060-32312 | 01,22 | 1 | 2CAC | 1BBB | [6 empty] | 2012-12-07 | 2013-03-29
4177 | 29200000TL | 03483 | EGC038021 | P | 58015755 | 58 | EGTL Spares | Mtce | 54 | 54D | O-RING:SEAL,EPDM 180 | API CENTRIFUGAL PUMPS | *OBS*GS&P-O-Rings : &quot;O-RING:SEAL,EPDM 180, 172-PC-002 EGTL1-SLZ-MEC-DD-720051 PART 41207&quot; | PC | 3 | 0 | 0 | NO | 269.5579 | 41848.87 | SULZER | 104943088970 | C02495A2715304 | 01,22 | 1 | 2CAC | 2CAC | [6 empty] | 2012-12-07
4178 | 29200000TL | 03483 | EGC038021 | P | 58015756 | 58 | EGTL Spares | Mtce | 54 | 54D | O-RING:SEAL,EPDM 180 | API CENTRIFUGAL PUMPS | *OBS*GS&P-O-Rings : &quot;172-PC-002 EGTL1-SLZ-MEC-DD-720051 PART 41208&quot; | PC | 3 | 0 | 0 | NO | 225.2306 | 34967.05 | SULZER | 104943022870 | C02495A2585302 | 01,22 | 1 | 2CAC | 2CAC | [6 empty] | 2012-12-07
4179 | 29200000TL | 03483 | EGC026027 | P | 58015762 | 58 | EGTL Spares | Mtce | 54 | 54D | GASKET:API CENTRIFUGAL PUMP | 316 SS,SPIRAL WOUND, | *OBS*GS&P-Other : &quot;172-PC-011 A/B EGTL1-SLZ-MEC-DD-720052 PART 400.115&quot; | PC | 36 | 0 | 0 | NO | 394.1536 | 61192.34 | SULZER | 18113065 | 8049-30904 | 01,22 | 1 | 2CAC | 2CAC | [6 empty] | 2012-12-07
4180 | 29200000TL | 03483 | EGC038011 | P | 58015763 | 58 | EGTL Spares | Mtce | 54 | 54A | GASKET:API CENTRIFUGAL PUMP | 316 SS,SPIRAL WOUND | Seals : &quot;172-PC-011 A/B EGTL1-SLZ-MEC-DD-720052 PART 400.115&quot; | EA | 20 | 0 | 0 | NO | 1156.104 | 179485.14 | SULZER | 7502643-400116 | 73705X 2230 | 01,22 | 1 | 2CAC | 1BBB | [6 empty] | 2012-12-07
4181 | 29200000TL | 03483 | EGC038033 | P | 58015764 | 58 | EGTL Spares | Mtce | 54 | 54A | O-RING:API CENTRIFUGAL PUMP | BUNA N, | Seals : &quot;172-PC-011 A/B/C EGTL1-SLZ-MEC-DD-720052 PART 412.116&quot; | EA | 24 | 0 | 0 | NO | 232.4188 | 36083.02 | SULZER | 7502643-412116 | 73705X 2230 | 01,22 | 1 | 2CAC | 1BBB | [6 empty] | 2012-12-07
4182 | 29200000TL | 03483 | EGC039025 | P | 58015773 | 58 | EGTL Spares | Mtce | 54 | 54A | O-RING:API CENTRIFUGAL PUMP | VITON | *OBS*GS&P-O-Rings : &quot;130-PC-005 A/B 130-PC-010 A/B 135-PC-008 A/B 172-PC-012 A/B EGTL1-SLZ-MEC-DD-300431 PART 412.05&quot; | EA | 14 | 0 | 0 | NO | 134.18 | 20831.44 | SULZER | 21702015005 | SEE ADDITIONAL INFO | 01,22 | 1 | 2CAC | 1BBB | [6 empty] | 2012-12-07 | 2019-08-19
4183 | 29200000TL | 03483 | EGC038017 | P | 58015776 | 58 | EGTL Spares | Mtce | 54 | 54A | O-RING:API CENTRIFUGAL PUMP | VITON | Seals : &quot;130-PC-006 135-PC-002A/B 172-PC-005 181-PC-001A/B 172-PC-006A/B EGTL1-SLZ-MEC-DD-350436 PART 412.05&quot; | EA | 8 | 2 | 8 | NO | 61.0998 | 9485.74 | SULZER | 21702015005 |  | 01,22 | 1 | 2CAC | 1BBB | [6 empty] | 2012-12-07
4184 | 29200000TL | 03483 | EGC038004 | P | 58015784 | 58 | EGTL Spares | Mtce | 54 | 54A | O-RING:API CENTRIFUGAL PUMP | EPR | *OBS*GS&P-O-Rings : &quot;130-PC-108/208 A/B/C EGTL1-SLZ-MEC-DD-300435 PART 412.01&quot; | EA | 3 | 6 | 8 | NO | 667.3056 | 103599.2 | SULZER | 21501043009 | JDE58018373 | 01,22 | 1 | 2CAC | 1BBB | [6 empty] | 2012-12-07 | 2025-07-01 |  | -2 | 2
4185 | 29200000TL | 03483 | EG1015015 | P | 58015802 | 58 | EGTL Spares | Mtce | 28 | 28E | SIREN:POWER 115V,2000KG | STL, 2000 KG,140-XX-014 | Fire and Gas Control Systems : ENERGYLEC IS SUPPLIER, OVERHEAD CRANE | EA | 1 | 0 | 0 | NO | 3382.0324 | 664569.36 | KONECRANES | 52342646 |  | 01,10,22 | 1 | 3XAC |  |  | EGTL1-KCL-MEC-OM-451613 |  |  |  |  | 2012-01-06 | 2016-06-21
4186 | 29200000TL | 03483 | EG1013001 | P | 58015803 | 58 | EGTL Spares | Mtce | 28 | 28C | LIGHT:FLASHING,ORANGE | 2000 KG,145-XX-014,CASE: STL | *OBS*Safety-Other : | EA | 1 | 0 | 0 | NO | 2900.9 | 450364.73 | KONECRANES | FLSH LGHT ORANGE |  | 01,10,22 | 1 | 3XAC | 3XAC |  | EGTL1-KCL-MEC-OM-451614 |  |  |  |  | 2012-01-06
4187 | 29200000TL | 03483 | EG1051025 | P | 58015804 | 58 | EGTL Spares | Mtce | 51 | 51D | CABLE: ELECTRICAL PENDANT,24 | 16GAUGE, 2000 KG,SIZE: 19 M | Electric Components - Wire / Cable : &quot;MATERIAL: PLASTIC 145-XX-014&quot; | EA | 1 | 0 | 0 | NO | 414.96 | 64422.54 | KONECRANES | 1103192 (19M) |  | 01,10,22 | 1 | 3XAC |  |  | EGTL1-KCL-MEC-OM-451615 |  |  |  |  | 2012-01-06
4188 | 29200000TL | 03483 | EG1051056 | P | 58015820 | 58 | EGTL Spares | Mtce | 51 | 51Z | HEATER: IMMERSION,2.25 IN DIA | 32.5 IN LG,480VAC,4000W,12A | Electric-Other : &quot;WATLOW, BHSS32J5W-39, 15 WATTS/IN, 2 IN CS SCREW PLUG, NEMA4 ENCLOSURE, PILOT DUTY SPST THERMOSTAT, 60-160 F ADJUSTABLE 110-EH-124/224, CROSS REF DWG: EGTL1-APC-MEC-BM-10000,COMPANDER&quot; | EA | 1 | 0 | 0 | NO | 2625 | 407531.25 | WATLOW | BHSS32J5W-39 |  | 22 | 1 | 2CAC |  |  | SEE ITEM NOTE |  |  |  |  | 2012-01-06
4189 | 29200000TL | 03483 | EGC038018 | P | 58015860 | 58 | EGTL Spares | Mtce | 76 | 76Z | RING:LUBRICATING,LUYTEX C321 | API CENTRIFUGAL PUMPS | Pumps-Other : &quot;172-PC-002 EGTL1-SLZ-MEC-DD-720051 PART 64401&quot; | PC | 2 | 0 | 0 | NO | 808.6738 | 125546.6 | SULZER | 18021020236 | 18021020236 | 01,22 | 1 | 2CAC |  |  | E0-S.4610.085-X |  |  |  |  | 2012-01-06
4190 | 29200000TL | 03483 | EGC038006 | P | 58015861 | 58 | EGTL Spares | Mtce | 76 | 76Z | BUSHING:PUMP,ASTM A743 GR CA40 | MULTI STAGE,172-PC-001 A/B/C | Pumps-Other : &quot; EGTL1-SLZ-MEC-DD-720050 PART 54003&quot; | PC | 2 | 1 | 3 | NO | 2938.7804 | 456245.66 | SULZER | 104087807002 | 104087807002 | 01,22 | 1 | 2CAC |  |  | E9-S.4620.017-X |  |  |  |  | 2012-01-06 | 2019-10-25
4191 | 29200000TL | 03483 | EGC038018 | P | 58015862 | 58 | EGTL Spares | Mtce | 87 | 87B | RING: WEAR,ASTM A743 GR CA6NM | IMPELLER, 172-PC-001 A/B/C | Engines - Parts : EGTL1-SLZ-MEC-DD-720050 PART 50302,API CENTRIFUGAL PUMPS | PC | 1 | 0 | 0 | NO | 2235.5337 | 347066.61 | SULZER | 104089559003 | 104089559003 | 01,22 | 1 | 2CAC |  |  | E9-S.4620.017-X |  |  |  |  | 2012-01-06 | 2019-10-25
4192 | 29200000TL | 03483 | EGC039013 | P | 58015864 | 58 | EGTL Spares | Mtce | 76 | 76Z | SLEEVE:SPACER,A276T420/ | U4021QT700, 172-PC-002 | Pumps-Other : &quot;130-PC-007 135-PC-005 A/B 130-PC-004 A/B EGTL1-SLZ-MEC-DD-720051 PART 52504&quot; | PC | 5 | 0 | 0 | NO | 1273.5114 | 197712.65 | SULZER | 104089734001 | 104089734001 | 01,22 | 1 | 2CAC |  |  | E0-S.4610.085-X |  |  |  |  | 2012-01-06 | 2024-09-14 |  |  |  | -1 | 1
4193 | 29200000TL | 03483 | EGC038012 | P | 58015868 | 58 | EGTL Spares | Mtce | 87 | 87B | RING: WEAR,ASTM A743 GR CA6NM | IMPELLER, 130-PC-004 A/B | Engines - Parts : EGTL1-SLZ-MEC-DD-300200 PART 50302 | PC | 2 | 0 | 0 | NO | 1967.1738 | 305403.74 | SULZER | 104520371004 | 104520371004 | 01,22 | 1 | 2CAC |  |  | E0-S.4610.091-X |  |  |  |  | 2012-01-06 | 2022-04-20
4194 | 292000TLDE | 03483 | EG1057003 | P | 58015869 | 58 | EGTL Spares | Mtce | 50 | 50Z | BEARING:THRUST,C15/ | TEGOSTAR738 | Bearings & Accessories - All :EGTL1-SLZ-MEC-DD-720050 PART 31401 | PC | 3 | 0 | 0 | YES | 2534.1099 | 3794297.35 | SULZER | 104914503007 | 104914503007 | 01,21,22 | 1 | 3 |  |  | E9-S.4620.017-X |  |  |  |  | 2016-04-12 |  |  | 3 | 1
4195 | 29200000TL | 03483 | EG1014010 | P | 58015870 | 58 | EGTL Spares | Mtce | 50 | 50Z | BEARING:ANTI-FRICTION | 31312 SERIES,STL,172-PC-002 | Bearings & Accessories - All :BEARING SERIES SHOWN ABOVE IS NOT SHOWN ON DRAWING"SKF 31312 J2/DF for Sulzer Pump model GSG 100-300("EGTL1-SLZ-MEC-DD-720051 PART 32001 OR 32003). | PC | 3 | 0 | 0 | NO | 167.9413 | 26071.21 | SKF | 31312 J2/Q |  | 01,21,22 | 1 | 2CAC |  |  | E0-S.4610.085-X |  |  | 31312 J2/DF |  | 2012-01-06 | 2014-10-01 | 2014-07-26
4196 | 29200000TL | 03483 | EGC038019 | P | 58015875 | 58 | EGTL Spares | Mtce | 76 | 76Z | SEAL:LABYRINTH,BRONZE/ VITON | RING, 172-PC-001 A/B/C | Pumps-Other : &quot;EGTL1-SLZ-MEC-DD-720050 PART 42311 SHAFT DIAMETER: PROPRIETARY WIDTH: PROPRIETARY HOUSING BORE: PROPRIETARY STATIONARY ELEMENT MATERIAL: BRZ ROTATING ELEMENT MATERI&quot; | PC | 2 | 0 | 0 | NO | 3474.3022 | 539385.41 | SULZER | 104932051931 | 104932051931 | 01,22 | 1 | 2CAC |  |  | E9-S.4620.017-X |  |  |  |  | 2012-01-06 | 2019-10-25
4197 | 29200000TL | 03483 | EGC038011 | P | 58015876 | 58 | EGTL Spares | Mtce | 76 | 76Z | SEAL:LABYRINTH,BRONZE/ VITON | RING, 172-PC-001 A/B | Pumps-Other : &quot;EGTL1-SLZ-MEC-DD-720050 PART 42310 SHAFT DIAMETER: PROPRIETARY WIDTH: PROPRIETARY HOUSING BORE: PROPRIETARY STATIONARY ELEMENT MATERIAL: BRZ ROTATING ELEMENT MATERIAL: PRO&quot; | PC | 4 | 0 | 0 | NO | 4346.4718 | 674789.74 | SULZER | 104932051961 | 104932051961 | 01,22 | 1 | 2CAC |  |  | E9-S.4620.017-X |  |  |  |  | 2012-01-06 | 2019-10-29
4198 | 29200000TL | 03483 | EGC038006 | P | 58015877 | 58 | EGTL Spares | Mtce | 54 | 54A | O-RING:SEAL,FFKM,135-PC-005A/B | API CENTRIFUGAL PUMPS | Gaskets : EGTL1-SLZ-MEC-DD-350202 PART 41201 | PC | 7 | 0 | 0 | NO | 6809.5731 | 1277870.6786 | SULZER | 104943091816 | 104943091816 | 01,22 | 1 | 2CAC |  |  | E0-S-4610-092-X |  |  |  |  | 2012-01-06 | 2015-07-25 | 2015-08-16
4199 | 29200000TL | 03483 | EGC038017 | P | 58015878 | 58 | EGTL Spares | Mtce | 56 | 56Z | NUT:SHAFT,STL | 172-PC-001 A/B/C | *OBS*Fastener-Other : EGTL1-SLZ-MEC-DD-720050 PART 92016 | PC | 2 | 0 | 0 | NO | 449.2632 | 69748.11 | SULZER | 104946205008 | 104946205008 | 01,21,22 | 1 | 2CAC | 2CAC |  | E9-S.4620.017-X |  |  |  |  | 2012-01-06
4200 | 29200000TL | 03483 | EGC038034 | P | 58015883 | 58 | EGTL Spares | Mtce | 56 | 56Z | NUT:SHAFT,BS 970 080 M40 40 CS | SA194 GR 7, 172-PC-001 A/B/C | *OBS*Fastener-Other : EGTL1-SLZ-MEC-DD-720050 PART 92034 | PC | 3 | 0 | 0 | NO | 1383.7307 | 214824.19 | SULZER | 204209907008 | 204209907008 | 01,21,22 | 1 | 2CAC | 2CAC |  | E9-S.4620.017-X |  |  |  |  | 2012-01-06
4201 | 29200000TL | 03483 | EGC038017 | P | 58015884 | 58 | EGTL Spares | Mtce | 56 | 56Z | NUT:SHAFT,BS 970 080 M40 40 CS | 172-PC-002, 130-PC-007 | *OBS*Fastener-Other : &quot;135-PC-005 A/B 130-PC-004 A/B EGTL-SLZ-MEC-DD-720051 PART 92034&quot; | PC | 4 | 0 | 0 | NO | 909.3087 | 141170.18 | SULZER | 204209907014 | 204209907014 | 01,21,22 | 1 | 2CAC | 2CAC |  | E0-S.4610.085-X |  |  |  |  | 2012-01-06 | 2017-08-23
4202 | 29200000TL | 03483 | EGC004017 | P | 58015886 | 58 | EGTL Spares | Mtce | 76 | 76Z | LINER:BALANCE DRUM,CA40 | ASTM A743 GR, | Pumps-Other : &quot; EGTL1-SLZ-MEC-DD-720050 PART 60501 &quot; | PC | 2 | 0 | 0 | NO | 38771.9767 | 7595254.93 | SULZER | 204643589002 | 204643589002 | 22 | 1 | 3 |  |  | E9-S.4620.017-X |  |  |  |  | 2012-01-06 | 2019-10-25
4203 | 29200000TL | 03483 | EGC038020 | P | 58015894 | 58 | EGTL Spares | Mtce | 76 | 76Z | SLEEVE:SPACER,A276T420/ | U4021QT700, 172-PC-002 | Pumps-Other : &quot;130-PC-007 130-PC-004 A/B EGTL1-SLZ-MEC-DD-720051 PART 52501&quot; | PC | 3 | 0 | 0 | NO | 434.8868 | 67516.17 | SULZER | 204646045001 | 204646045001 | 01,22 | 1 | 2CAC |  |  | E0-S.4610.085-X |  |  |  |  | 2012-01-06 | 2024-09-14 |  |  |  | -1 | 1
4204 | 29200000TL | 03483 | EGC039018 | P | 58015896 | 58 | EGTL Spares | Mtce | 87 | 87B | RING: WEAR, ASTM A743 GR CA6NM | IMPELLER, 172-PC-001 A/B/C | Engines - Parts : EGTL1-SLZ-MEC-DD-720050 PART 50303 | PC | 4 | 0 | 0 | NO | 1950.6526 | 302799.81 | SULZER | 204646491002 | 204646491002 | 01,22 | 1 | 2CAC |  |  | E9-S.4620.017-X |  |  |  |  | 2012-01-06 | 2019-10-25
4205 | 29200000TL | 03483 | EGC038025 | P | 58015897 | 58 | EGTL Spares | Mtce | 87 | 87B | RING: WEAR,ASTM A743 GR CA40 | NITRIDED, STATIONARY | Engines - Parts : &quot; 172-PC-001 A/B/C EGTL1-SLZ-MEC-DD-720050 PART 50207&quot; | PC | 4 | 1 | 4 | NO | 2615.3109 | 406027.02 | SULZER | 204646498001 | 204646498001 | 01,22 | 1 | 2CAC |  |  | E9-S.4620.017-X |  |  |  |  | 2012-01-06 | 2019-10-25
4206 | 29200000TL | 03483 | EGC038004 | P | 58015898 | 58 | EGTL Spares | Mtce | 87 | 87B | RING: WEAR,ASTM A743 GR CA40 | NITRIDED, STATIONARY | Engines - Parts : &quot; 172-PC-001 A/B/CEGTL1-SLZ-MEC-DD-720050 PART 50206 &quot; | PC | 6 | 0 | 0 | NO | 3529.4118 | 547941.18 | SULZER | 204646509001 | 204646509001 | 01,22 | 1 | 2CAC |  |  | E9-S.4620.017-X |  |  |  |  | 2012-01-06 | 2019-10-25
4207 | 29200000TL | 03483 | EGC038018 | P | 58015901 | 58 | EGTL Spares | Mtce | 76 | 76Z | BUSHING: PUMP,INTERSTAGE,CA40 | MULTI STAGE PUMP,ASTM A743 GR | Pumps-Other : &quot;172-PC-001 A/B/C EGTL1-SLZ-MEC-DD-720050 PART 54101&quot; | PC | 4 | 0 | 0 | NO | 1552.6537 | 241049.48 | SULZER | 204647126001 | 204647126001 | 01,22 | 1 | 2CAC |  |  | E9-S.4620.017-X |  |  |  |  | 2012-01-06 | 2019-10-25
4208 | 29200000TL | 03483 | EGC038033 | P | 58015903 | 58 | EGTL Spares | Mtce | 76 | 76Z | SLEEVE:SPACER,ASTM A743 GR | CA6NM, 130-PC-007 | Pumps-Other : EGTL1-SLZ-MEC-DD-300201 PART 52503 | PC | 1 | 0 | 0 | NO | 4225.4702 | 656004.25 | SULZER | 204647200001 | 204647200001 | 01,22 | 1 | 2CAC |  |  | E0-S.4610.090-X |  |  |  |  | 2012-01-06
4209 | 29200000TL | 03483 | EGC039026 | P | 58015904 | 58 | EGTL Spares | Mtce | 76 | 76Z | BUSHING: PUMP,ASTM A743 CA6NM | GR,MULTI STAGE PUMP | Pumps-Other : &quot;130-PC-007 130-PC-004 A/B EGTL1-SLZ-MEC-DD-300201 PART 54002&quot; | PC | 4 | 1 | 3 | NO | 4518.9889 | 701573.02 | SULZER | 204647202001 | 204647202001 | 01,22 | 1 | 2CAC |  |  | E0-S.4610.090-X |  |  |  |  | 2012-01-06
4210 | 29200000TL | 03483 | EGC038033 | P | 58015905 | 58 | EGTL Spares | Mtce | 76 | 76Z | SLEEVE:SPACER,ASTM A743 GR | CA6NM,130-PC-004 A/B | Pumps-Other : &quot; EGTL1-SLZ-MEC-DD-300200 PART 52512&quot; | PC | 2 | 0 | 0 | NO | 3356.8947 | 521157.9 | SULZER | 204647207001 | 204647207001 | 01,22 | 1 | 2CAC |  |  | E0-S.4610.091-X |  |  |  |  | 2012-01-06
4211 | 29200000TL | 03483 | EGC039033 | P | 58015906 | 58 | EGTL Spares | Mtce | 87 | 87B | RING: WEAR,ASTM A743 GR CA40 | TYPE: STATIONARY, 172-PC-002 | Engines - Parts : &quot;172-PC-002 EGTL1-SLZ-MEC-DD-720051 PART 50206&quot; | PC | 5 | 0 | 0 | NO | 2163.6516 | 335906.91 | SULZER | 204647213001 | 204647213001 | 01,22 | 1 | 2CAC |  |  | E0-S.4610.085-X |  |  |  |  | 2012-01-06
4212 | 29200000TL | 03483 | EGC039019 | P | 58015907 | 58 | EGTL Spares | Mtce | 87 | 87B | RING:WEAR,ASTM A743 GR CA40 | STATIONARY, 130-PC-007 | Engines - Parts : &quot;EGTL1-SLZ-MEC-DD-300201 PART 50206 &quot; | PC | 6 | 4 | 5 | NO | 2163.6516 | 335906.91 | SULZER | 204647213002 | 204647213002 | 01,22 | 1 | 2CAC |  |  | E0-S.4610.090-X |  |  |  |  | 2012-01-06 | 2014-01-30
4213 | 29200000TL | 03483 | EGC038003 | P | 58015908 | 58 | EGTL Spares | Mtce | 87 | 87B | RING: WEAR,ASTM A890 GR 3A | STATIONARY, 135-PC-005 A/B | Engines - Parts : &quot;EGTL1-SLZ-MEC-DD-350202 PART 50206 &quot; | PC | 12 | 0 | 0 | NO | 2132.5027 | 331071.04 | SULZER | 204647213003 | 204647213003 | 01,22 | 1 | 2CAC |  |  | E0-S-4610-092-X |  |  |  |  | 2012-01-06
4214 | 29200000TL | 03483 | EGC038011 | P | 58015909 | 58 | EGTL Spares | Mtce | 87 | 87B | RING: WEAR,ASTM A743 GR CA40 | STATIONARY, 172-PC-002 | Engines - Parts : &quot;EGTL1-SLZ-MEC-DD-720051 PART 50207 &quot; | PC | 1 | 0 | 0 | NO | 2356.5353 | 365852.1 | SULZER | 204647214001 | 204647214001 | 01,22 | 1 | 2CAC |  |  | E0-S.4610.085-X |  |  |  |  | 2012-01-06
4215 | 29200000TL | 03483 | EGC038033 | P | 58015911 | 58 | EGTL Spares | Mtce | 76 | 76Z | SLEEVE:SPACER,ASTM A743 GR | CA6NM, 130-PC-004 A/B | Pumps-Other : EGTL1-SLZ-MEC-DD-300200 PART 52503 | PC | 1 | 0 | 0 | NO | 5750.0724 | 1088898.0784 | SULZER | 204647223001 | 204647223001 | 01,22 | 1 | 2CAC |  |  | E0-S.4610.091-X |  |  |  |  | 2012-01-06 | 2024-09-18 | 2015-07-16 |  |  | -1 | 1
4216 | 29200000TL | 03483 | EGC038012 | P | 58015912 | 58 | EGTL Spares | Mtce | 76 | 76Z | SLEEVE: SPACER,316L SS | ASTM A479, 135-PC-005 A/B | Pumps-Other : EGTL1-SLZ-MEC-DD-350202 PART 52503 | PC | 2 | 0 | 0 | NO | 3753.4444 | 582722.24 | SULZER | 204647223002 | 204647223002 | 01,22 | 1 | 2CAC |  |  | E0-S-4610-092-X |  |  |  |  | 2012-01-06
4217 | 29200000TL | 03483 | EGC038020 | P | 58015913 | 58 | EGTL Spares | Mtce | 76 | 76Z | BUSHING:PUMP,ASTM A743 GR CA40 | SINGLE STAGE PUMP130-PC-004A/B | Pumps-Other : EGTL1-SLZ-MEC-DD-300200 PART 54003 | PC | 2 | 0 | 0 | NO | 2127.7771 | 330359.14 | SULZER | 204647261001 | 204647261001 | 01,22 | 1 | 2CAC |  |  | E0-S.4610.091-X |  |  |  |  | 2012-01-06
4218 | 29200000TL | 03483 | EGC038017 | P | 58015914 | 58 | EGTL Spares | Mtce | 76 | 76Z | BUSHING: PUMP,ASTM A890 GR 3A | MULTI STAGE PUMP135-PC-005 A/B | Pumps-Other : EGTL1-SLZ-MEC-DD-350202 PART 54003 | PC | 2 | 1 | 2 | NO | 2127.7771 | 330359.14 | SULZER | 204647261002 | 204647261002 | 01,22 | 1 | 2CAC |  |  | E0-S-4610-092-X |  |  |  |  | 2012-01-06
4219 | 29200000TL | 03483 | EGC039013 | P | 58015915 | 58 | EGTL Spares | Mtce | 87 | 87B | RING: WEAR,ASTM A890 GR 1B | COATED,IMPELLER, 135-PC-005A/B | Engines - Parts : EGTL1-SLZ-MEC-DD-350202 PART 50302 | PC | 4 | 0 | 0 | NO | 4937.1031 | 766485.26 | SULZER | 204647309001 | 204647309001 | 01,22 | 1 | 2CAC |  |  | E0-S-4610-092-X |  |  |  |  | 2012-01-06
4220 | 29200000TL | 03483 | EGC038032 | P | 58015916 | 58 | EGTL Spares | Mtce | 87 | 87B | RING: WEAR,ASTM A890 GR 1B | COATED,IMPELLER,135-PC-005A/B | Engines - Parts : EGTL1-SLZ-MEC-DD-350202 PART 50301 | PC | 12 | 0 | 0 | NO | 5960.2252 | 925324.97 | SULZER | 204647310001 | 204647310001 | 01,22 | 1 | 2CAC |  |  | E0-S-4610-092-X |  |  |  |  | 2012-01-06
4221 | 29200000TL | 03483 | EGC038013 | P | 58015917 | 58 | EGTL Spares | Mtce | 87 | 87B | RING: WEAR,ASTM A890 GR 1B | COATED,IMPELLER,135-PC-005A/B | Engines - Parts : EGTL1-SLZ-MEC-DD-350202 PART 50303 | PC | 10 | 0 | 0 | NO | 4212.2919 | 653958.31 | SULZER | 204647311001 | 204647311001 | 01,22 | 1 | 2CAC |  |  | E0-S-4610-092-X |  |  |  |  | 2012-01-06
4222 | 29200000TL | 03483 | EGC038017 | P | 58015919 | 58 | EGTL Spares | Mtce | 76 | 76Z | SLEEVE:SPACER,A276T420/ | U4021QT700, 172-PC-002 | Pumps-Other : EGTL1-SLZ-MEC-DD-720051 PART 52505 | PC | 1 | 0 | 0 | NO | 1818.6175 | 282340.36 | SULZER | 204648322001 | 204648322001 | 01,22 | 1 | 2CAC |  |  | E0-S.4610.085-X |  |  |  |  | 2012-01-06
4223 | 29200000TL | 03483 | EGC038017 | P | 58015920 | 58 | EGTL Spares | Mtce | 76 | 76Z | BUSHING:PUMP,ASTM A743 GR CA40 | INTERSTAGE, MULTI STAGE PUMP | Pumps-Other : &quot;172-PC-002 EGTL1-SLZ-MEC-DD-720051 PART 54101&quot; | PC | 5 | 0 | 0 | NO | 873.3677 | 135590.33 | SULZER | 204648640001 | 204648640001 | 01,22 | 1 | 2CAC |  |  | E0-S.4610.085-X |  |  |  |  | 2012-01-06
4224 | 29200000TL | 03483 | EGC038003 | P | 58015921 | 58 | EGTL Spares | Mtce | 76 | 76Z | BUSHING:PUMP,ASTM A743 GR CA40 | INTERSTAGE, MULTI STAGE PUMP | Pumps-Other : &quot;130-PC-007 130-PC-004 A/B EGTL1-SLZ-MEC-DD-300201 PART 54101&quot; | PC | 6 | 1 | 4 | NO | 873.3677 | 135590.33 | SULZER | 204648640002 | 204648640002 | 01,22 | 1 | 2CAC |  |  | E0-S.4610.090-X |  |  |  |  | 2012-01-06
4225 | 29200000TL | 03483 | EGC038024 | P | 58015923 | 58 | EGTL Spares | Mtce | 87 | 87B | RING: WEAR, ASTM A743 GR CA6NM | IMPELLER, 172-PC-001 A/B/C | Engines - Parts : EGTL1-SLZ-MEC-DD-720050 PART 50301 | PC | 6 | 0 | 0 | NO | 2253.5043 | 349856.54 | SULZER | 204649031001 | 204649031001 | 01,22 | 1 | 2CAC |  |  | E9-S.4620.017-X |  |  |  |  | 2012-01-06 | 2019-10-25
4226 | 29200000TL | 03483 | EG5009018 | P | 58015927 | 58 | EGTL Spares | Mtce | 54 | 54A | SEAL: MECHANICAL,119 MM,180 MM | ALLOY C-276 SPRING,O-RING | Seals : CARTRIDGE,BALANCED,SINGLE ARRANGEMENT,CARBON,SILICON CARBIDE ROT FACE,316 STAINLESS STEEL HARDWARE,PERFLUOROELASTOMER GASKET, BSTIN172-PC-001 A/B/CNON-DRIVE ENDG/C2302EGTL1-SLZ-MEC-DD-720013 | EA | 4 | 0 | 0 | NO | 23392.9744 | 6573425.813 | JOHN CRANE | GRD102724050001 | GRD102724050001 | 01,22 | 1 | 3 | 1BBB |  | E9-S.4620.017-X |  |  |  |  | 2012-01-06 | 2016-04-04 | 2013-11-25
4227 | 29200000TL | 03483 | EG5008012 | P | 58015929 | 58 | EGTL Spares | Mtce | 54 | 54A | SEAL: MECHANICAL,85 MM,140 MM | ALLOY 276 SPRING,O-RING,CARBON | Seals : CARTRIDGE,BALANCED,SINGLE ARRANGEMENT,SILICON CARBIDE ROT FACE,316 STAINLESS STEEL HARDWARE,PERFLUOROELASTOMER GASKETBSTIN172-PC-002EGTL1-SLZ-MEC-DD-720014JOHN CRANE Seal Drawing # G/C2948 | EA | 2 | 1 | 2 | NO | 21961.94 | 3612739.13 | JOHN CRANE | G/C2948 | G/C2948 | 01,22 | 1 | 2CAC | 1BBB |  | E0-S.4610.085-X |  |  |  |  | 2012-01-06 | 2014-08-20 | 2014-08-20
4228 | 29200000TL | 03483 | EG1011FLR | P | 58015930 | 58 | EGTL Spares | Mtce | 54 | 54A | SEAL: MECHANICAL,85 MM,140 MM | ALLOY C-276 SPRING,BELLOWS | Seals : CARTRIDGE,BALANCED,SINGLE STATIONARY BELLOWS ARRANGEMENT,CARBON,SILICON CARBIDE ROT FACE,316 STAINLESS STEEL HARDWARE,ALLOY 718 (UNS NO7718) GASKET, BSARO A=SB130-PC-007JOHN CRANE Seal Drawing # G/C2228. | EA | 1 | 1 | 3 | NO | 20401.59 | 3373402.9065 | JOHN CRANE | G/C2228 | G/C2228 | 01,22 | 1 | 2CAC | 1BBB |  | E0-S.4610.090-X |  |  |  |  | 2012-01-06 | 2024-11-29 | 2014-09-25 |  |  | -2 | 2
4229 | 29300000TL | 03483 | EG1057010 | P | 58015931 | 58 | EGTL Spares | Mtce | 54 | 54A | SEAL | MECHANICAL,85 MM,140 MM | Seals : CARTRIDGE,BALANCED,DUAL SEAL ARRANGEMENT,SILICON CARBIDE,SILICON CARBIDE ROT FACE,316 STAINLESS STEEL HARDWARE,PERFLUOROELASTOMER GASKET, BDTXX135-PC-005 A/B Drive EndJOHN CRANE Seal Drawing # G/C5855 | EA | 2 | 0 | 1 | YES | 32672.995 | 50283079.5685 | JOHN CRANE | G/C5855 | G/C5855 | 01,22 | 1 | 2CAC | 2CAC |  | E0-S-4610-092-X |  |  |  |  | 2019-11-01 |  | 2024-07-30
4230 | 292000TLDE | 03483 | EG5008004 | P | 58015933 | 58 | EGTL Spares | Mtce | 54 | 54A | SEAL: MECHANICAL,85 MM,140 MM | ALLOY C-276 SPRING,BELLOWS | Seals : CARTRIDGE,BALANCED,SINGLE ARRANGEMENT,CARBON,SILICON CARBIDE ROT FACE,316 STAINLESS STEEL HARDWARE,ALLOY 718 (UNS NO7718) GASKET, BSARO A=SB130-PC-004 A/B Drive EndJOHN CRANE Seal Drawing # G/C2088 | EA | 3 | 0 | 0 | NO | 0 | 0 | JOHN CRANE | G/C2088 | G/C2088 | 01,22 | 1 | 2CAC | 1BBB |  | E0-S.4610.091-X |  |  |  |  | 2025-10-20 |  |  | 3 | 1
4231 | 292000TLDE | 03483 | EG1057014 | P | 58015934 | 58 | EGTL Spares | Mtce | 54 | 54A | SEAL: MECHANICAL,85 MM,140 MM | ALLOY C-276 SPRING,BELLOWS | Seals : CARTRIDGE,BALANCED,SINGLE STATIONARY BELLOWS ARRANGEMENT,CARBON,SILICON CARBIDE ROT FACE,316 STAINLESS STEEL HARDWARE,ALLOY 718 (UNS NO7718) GASKET, BSARO A=SB130-PC-004 A/B Non-Drive EndJOHN CRANE Seal Drawing # G/C2214. | EA | 3 | 0 | 0 | NO | 0 | 0 | JOHN CRANE | G/C2214 | GRD102725200001 | 01,22 | 1 | 2CAC | 1BBB |  | E0-S.4610.091-X |  |  |  |  | 2025-10-20 |  |  | 3 | 1
4232 | 29200000TL | 03483 | EG1057014 | P | 58015935 | 58 | EGTL Spares | Mtce | 54 | 54A | SEAL: MECHANICAL,85 MM,140 MM | ALLOY C0276 SPRING,BELLOWS | Seals : CARTRIDGE,BALANCED,SINGLE STATIONARY BELLOWS ARRANGEMENT,CARBON,SILICON CARBIDE ROT FACE,316 STAINLESS STEEL HARDWARE,ALLOY 718 (UNS NO7718) GASKET, BSARO A=SB130-PC-005 A/BJOHN CRANE Seal Drawing # S/B8725 | EA | 1 | 0 | 0 | NO | 24572.855 | 5867123.5026 | JOHN CRANE | S/B8725 | S/B8725 | 01,22 | 1 | 2CAC | 1BBB |  | CS056919401 |  |  |  |  | 2012-01-06 | 2024-08-15 | 2018-08-19 |  |  | -1 | 1
4233 | 29200000TL | 03483 | EG5008012 | P | 58015936 | 58 | EGTL Spares | Mtce | 54 | 54A | SEAL: MECHANICAL,38 MM,55 MM | ALLOY C-276 SPRING,BELLOWS | Seals : CARTRIDGE,BALANCED,SINGLE STATIONARY BELLOWS ARRANGEMENT,CARBON,SILICON CARBIDE ROT FACE,316 STAINLESS STEEL HARDWARE,ALLOY 718 (UNS NO7718) GASKET, BSARO A=SB130-PC-006JOHN CRANE Seal Drawing # S/B8751 | EA | 2 | 0 | 0 | NO | 15247.5137 | 2367116.8168 | JOHN CRANE | S/B8751 | S/B8751 | 01,22 | 1 | 2CAC | 1BBB | [6 empty] | 2012-01-06 |  | 2013-12-02
4234 | 29300000TL | 03483 | EGC004023 | P | 58015938 | 58 | EGTL Spares | Mtce | 54 | 54A | SEAL: MECHANICAL,48MM,65MM | ALLOY C-276 SPRING,BELLOWS | Seals : CARTRIDGE,BALANCED,SINGLE STATIONARY BELLOWS ARRANGEMENT,CARBON,SILICON CARBIDE ROT FACE,316 STAINLESS STEEL HARDWARE,ALLOY 718 (UNS NO7718) GASKET, BSARO A=SB130-PC-102A/B, 202S/B8737 | EA | 1 | 0 | 1 | YES | 16397.44 | 6222828.48 | JOHN CRANE | GRD102726200 | GRD102726200 | 01,22 | 1 | 2CAC | 1BBB |  | CS056919404 |  |  |  |  | 2019-11-01 |  | 2021-01-06
4235 | 29200000TL | 03483 | EG5008011 | P | 58015939 | 58 | EGTL Spares | Mtce | 54 | 54A | SEAL: MECHANICAL,48MM,65.8MM | ALLOY C-276 SPRING,O-RING | Seals : CARTRIDGE,BALANCED,SINGLE ARRANGEMENT,CARBON,SILICON CARBIDE ROT FACE,316 STAINLESS STEEL HARDWARE,PERFLUOROELASTOMER GASKETBSTIN130-PC-103A/B, 130-PC-203A/BJOHN CRANE Seal Drawing # G/C4981 | EA | 1 | 2 | 4 | NO | 22606.8231 | 3509709.29 | JOHN CRANE | G/C4981 | G/C4981 | 01,22 | 1 | 2CAC | 1BBB | [6 empty] | 2012-01-06 | 2014-03-20
4236 | 29200000TL | 03483 | EGC004017 | P | 58015940 | 58 | EGTL Spares | Mtce | 54 | 54B | SEAL: MECHANICAL,125 MM,161 MM | ALLOY C-276 SPRING,O-RING | Seals : CARTRIDGE,BALANCED,SINGLE ARRANGEMENT,PLAIN CARBON,SILICON CARBIDE ROT FACE,316 STAINLESS STEEL HARDWARE,PERFLUOROELASTOMER GASKET, BSTIN 130-PC-108A/B/C, 130-PC-208A/B/CJOHN CRANE Seal Drawing # G/C4392 | EA | 2 | 0 | 0 | NO | 54735.9775 | 10722531.63 | JOHN CRANE | G/C4392 | G/C4392 | 01,22 | 1 | 2CAC | [7 empty] | 2012-01-06 | 2025-05-14 |  | -1 | 1
4237 | 292000TLDE | 03483 | EG1060FLR | S | 58015942 | 58 | EGTL Spares | Mtce | 54 | 54B | SEAL: MECHANICAL,2 IN,2.875 IN | 316 SS SPRING &HARDWARE,O-RING | Seals : CARTRIDGE,ELASTOMER O-RING,DUAL SEAL ARRANGEMENT,CARBON,SILICONE CARBIDE ROT FACE,FLUOROCARBON GASKET,BDTFN135-PC-003A/BJOHN CRANE Seal Drawing # S/B8636 | EA | 2 | 0 | 0 | NO | 0 | 0 | JOHN CRANE | S/B8636 | S/B8636 | 01,22 | 1 | 2CAC | 1BBB |  | CS056919407 |  |  |  |  | 2025-10-20 |  |  | 2 | 1
4238 | 29200000TL | 03483 | EG1009004 | P | 58015944 | 58 | EGTL Spares | Mtce | 54 | 54A | SEAL: MECHANICAL,38 MM,55.8 MM | ALLOY C-276 SPRING,O-RING | Seals : CARTRIDGE,BALANCED,SINGLE ARRANGEMENT,CARBON,SILICONE CARBIDE ROT FACE,316 STAINLESS STEEL HARDWARE,FLUOROCARBON GASKET, BSTFN172-PC-005JOHN CRANE Seal Drawing # S/B8632 | EA | 2 | 0 | 0 | NO | 9349.2663 | 1451473.6 | JOHN CRANE | S/B8632 | S/B8632 | 01,22 | 1 | 2CAC | 1BBB |  | CS059619409 |  |  |  |  | 2012-01-06
4239 | 29200000TL | 03483 | EG1052041 | S | 58015945 | 58 | EGTL Spares | Mtce | 54 | 54A | SEAL: MECHANICAL,58 MM,120 MM | ALLOY C-276 SPRING,O-RING | Seals : CARTRIDGE,BALANCED,SINGLE ARRANGEMENT,316 STAINLESS STEEL,SILICONE CARBIDE ROT FACE,316 STAINLESS STEEL HARDWARE,FLUOROCARBON GASKET, BSTFN172-PC-012A/BJOHN CRANE Seal Drawing # G/C3526 | EA | 1 | 0 | 0 | NO | 12958.2895 | 2011742.7965 | JOHN CRANE | G/C3526 | G/C3526 | 01,22 | 1 | 2CAC | 1BBB |  | CS056919411 |  |  |  |  | 2012-01-06 |  | 2013-12-02
4240 | 29300000TL | 03483 | EG5008012 | P | 58015946 | 58 | EGTL Spares | Mtce | 54 | 54A | SEAL: MECHANICAL,38MM,55.8MM | ALLOY C-2706 SPRING,O-RING | Seals : CARTRIDGE,BALANCED,DUAL SEAL ARRANGEMENT,CARBON,SILICONE CARBIDE ROT FACE,316 STAINLESS STEEL HARDWARE,FLUOROCARBON GASKET, BDTIN181-PC-001A/BJOHN CRANE Seal Drawing # G/C4362 | EA | 3 | 2 | 3 | YES | 20006.4267 | 4282510.9665 | JOHN CRANE | G/C4362 | G/C4362 | 01,22 | 1 | 2CAC | 1BBB |  | CS056919413 |  |  |  |  | 2019-11-01 |  | 2019-11-24
4241 | 292000TLDE | 03483 | EG5008006 | S | 58015948 | 58 | EGTL Spares | Mtce | 54 | 54B | SEAL: MECHANICAL,79.98 MM | 138.98 MM,ALLOY C-276 SPRING | Seals : CARTRIDGE,BALANCED,SINGLE ARRANGEMENT,SILICONE CARBIDE,SILICONE CARBODE ROT FACE,316 STAINLESS STEEL HARDWARE,O-RING,FLUOROCARBON GASKET, BSTIX 172-PC-011 A/B/C. | EA | 3 | 0 | 0 | YES | 2904.7855 | 4349306.34 | JOHN CRANE | GRD102724150 | GRD102724150 | 01,22 | 1 | 2CAC |  |  | B-102724-150 |  |  |  |  | 2016-04-12 |  |  | 3 | 1
4242 | 292000TLDE | 03483 | EG5008006 | S | 58015949 | 58 | EGTL Spares | Mtce | 54 | 54A | SEAL: MECHANICAL,79.98 MM | 138.98 MM,ALLOY C-276 SPRING | Seals : CARTRIDGE,BALANCED,SINGLE ARRANGEMENT,SILICONE CARBIDE,SILICONE CARBIDE ROT FACE,316 STAINLESS STEEL HARDWARE,O-RING,FLUOROCARBON GASKET, BSTIX172-PC-011 Non-Drive EndJOHN CRANE Seal Drawing # G/C0799 | EA | 3 | 0 | 0 | YES | 2904.7855 | 4349306.34 | JOHN CRANE | GRD102724150001 | G/C0799 | 01,22 | 1 | 3 | 1BBB |  | G/C0799 |  |  |  |  | 2016-04-12 |  |  | 3 | 1
4243 | 29200000TL | 03483 | EGC039013 | P | 58015954 | 58 | EGTL Spares | Mtce | 56 | 56Z | RING: RETAINING,CIRCLIP,STL | 130-PC-005 A/B,130-PC-010 A/B | Fasteners / Hardware : &quot;135-PC-006 A/B 172-PC-012 A/B EGTL1-SLZ-MEC-DD-300431 PART 932.07 MAYBE&quot; | PC | 8 | 0 | 0 | NO | 96.9367 | 15064.5467 | SULZER | 17033100048 | 17033100048 | 01,22 | 1 | 2CAC |  |  | CS056919401 |  |  |  |  | 2012-01-06 | 2018-05-30
4244 | 29200000TL | 03483 | EGC039017 | P | 58015956 | 58 | EGTL Spares | Mtce | 76 | 76Z | SEAL:LABYRINTH,BRONZE / VITON | RING, 130-PC-005 A/B | Pumps-Other : &quot;130-PC-010 A/B 135-PC-006 A/B 172-PC-012 A/B EGTL1-SLZ-MEC-DD-300430 PART NO NOT SHOWN ON DRAWING SHAFT DIAMETER: PROPRIETARY WIDTH: PROPRIETARY HOUSING BORE: PROPRIETAR&quot; | PC | 8 | 0 | 0 | NO | 3312.5674 | 514276.09 | SULZER | 106427ISL43OM3255Z | 6427ISL43OM3255Z | 01,22 | 1 | 2CAC |  |  | CS056919401 |  |  |  |  | 2012-01-06
4245 | 29200000TL | 03483 | EGC039005 | P | 58015957 | 58 | EGTL Spares | Mtce | 76 | 76Z | SEAL:LABYRINTH,BRONZE / VITON | RING, 130-PC-006 | Pumps-Other : &quot;172-PC-005 181-PC-001 A/B 172-PC-006 A/B EGTL1-SLZ-MEC-DD-300431 PART NO NOT SHOWN ON DRAWING SHAFT DIAMETER: PROPRIETARY WIDTH: PROPRIETARY HOUSING BORE: PROPRIETARY S&quot; | PC | 5 | 0 | 0 | NO | 1932.4308 | 300009.88 | SULZER | 106428ISL43OM3240Z | 6428ISL43OM3240Z | 01,22 | 1 | 2CAC |  |  | CS056919402 |  |  |  |  | 2012-01-06 | 2024-06-12 |  |  |  | -1 | 1
4246 | 29200000TL | 03483 | EGC039017 | P | 58015958 | 58 | EGTL Spares | Mtce | 76 | 76Z | SEAL:LABYRINTH,BRONZE / VITON | RING, 130-PC-006 | Pumps-Other : &quot;172-PC-005 181-PC-001 A/B 172-PC-006 A/B EGTL1-SLZ-MEC-DD-300431 PART NO NOT SHOWN ON DRAWING SHAFT DIAMETER: PROPRIETARY WIDTH: PROPRIETARY HOUSING BORE: PROPRIETARY &quot; | PC | 5 | 0 | 0 | NO | 1704.8041 | 264670.84 | SULZER | 106428ISL43OM3235Z | 6428ISL43OM3235Z | 01,22 | 1 | 2CAC |  |  | CS056919402 |  |  |  |  | 2012-01-06 | 2024-06-12 |  |  |  | -1 | 1
4247 | 29200000TL | 03483 | EGC041003 | P | 58015959 | 58 | EGTL Spares | Mtce | 87 | 87B | RING: WEAR,ASTM A743 GR CA40 | (NITRIDED),STATIONARY | Engines - Parts : &quot;130-PC-006 EGTL1-SLZ-MEC-DD-300431 PART 502.01 &quot; | PC | 1 | 0 | 0 | NO | 779.9209 | 121082.72 | SULZER | 7592MR6310Z0 | 7592MR6310Z0 | 01,22 | 1 | 2CAC |  |  | CS056919402 |  |  |  |  | 2012-01-06
4248 | 29200000TL | 03483 | EGC041003 | P | 58015960 | 58 | EGTL Spares | Mtce | 87 | 87B | RING: WEAR,ASTM A743 GR CA40 | IMPELLER, 130-PC-006 | Engines - Parts : EGTL1-SLZ-MEC-DD-300431 PART 503.01 | PC | 1 | 0 | 0 | NO | 469.6298 | 72910.03 | SULZER | 642875925M3858Z0 | 642875925M3858Z0 | 01,22 | 1 | 2CAC |  |  | CS056919402 |  |  |  |  | 2012-01-06
4249 | 29200000TL | 03483 | EGC039019 | P | 58015961 | 58 | EGTL Spares | Mtce | 56 | 56Z | WASHER:LOCK,MB8 NOM,STL,GR STL | API CENTRIFUGAL PUMPS | *OBS*Fastener-BottWa : &quot;130-PC-006 135-PC-002 A/B 172-PC-005 181-PC-001 A/B 172-PC-006 A/B EGTL1-SLZ-MEC-DD-300431 PART 930.01&quot; | PC | 6 | 0 | 0 | NO | 10.7823 | 1673.95 | SULZER | 15507500261 | 15507500261 | 01,22 | 1 | 2CAC | 2CAC |  | CS056919402 |  |  |  |  | 2012-01-06 | 2019-08-22
4250 | 29200000TL | 03483 | EGC039033 | P | 58015962 | 58 | EGTL Spares | Mtce | 56 | 56Z | NUT:IMPELLER,420 SS,ASTM A276 | API CENTRIFUGAL PUMPS | *OBS*Fastener-Other : 130-PC-006, EGTL1-SLZ-MEC-DD-300431 PART 922.01 | PC | 1 | 0 | 0 | NO | 1574.2183 | 244397.39 | SULZER | 6428751251C100Z0 | 6428751251C100Z0 | 01,21,22 | 1 | 2CAC | 2CAC |  | CS056919402 |  |  |  |  | 2012-01-06
4251 | 29200000TL | 03483 | EGC039034 | P | 58015964 | 58 | EGTL Spares | Mtce | 56 | 56Z | RING: RETAINING,CIRCLIP,STL | GR 80C6, 130-PC-006 | Fasteners / Hardware : &quot;135-PC-002 A/B 172-PC-005 181-PC-001 A/B 172-PC-006 A/B, EGTL1-SLZ-MEC-DD-350436 PART 932.01&quot; | PC | 16 | 0 | 0 | NO | 19.1686 | 2975.92 | SULZER | 17033100090 | 17033100090 | 01,22 | 1 | 2CAC |  |  | CS056919402 |  |  |  |  | 2012-01-06 | 2017-07-28
4252 | 29200000TL | 03483 | EGC039013 | P | 58015965 | 58 | EGTL Spares | Mtce | 56 | 56Z | RING: RETAINING,CIRCLIP,STL | 130-PC-006, 135-PC-002 A/B | Fasteners / Hardware : &quot;172-PC-005 181-PC-001 A/B 172-PC-006 A/B,EGTL1-SLZ-MEC-DD-350436 PART 932.01 MAYBE&quot; | PC | 8 | 0 | 0 | NO | 53.9116 | 8369.77 | SULZER | 17033100032 | 17033100032 | 01,22 | 1 | 2CAC |  |  | CS056919402 |  |  |  |  | 2012-01-06
4253 | 29200000TL | 03483 | EGC039004 | P | 58015966 | 58 | EGTL Spares | Mtce | 87 | 87B | RING:WEAR,ASTM A743 GR CA15(H) | STATIONARY, 130-PC-010 A/B | Engines - Parts : &quot;EGTL1-SLZ-MEC-DD-300432 PART 502.01 MATERIAL CA-40 SOFT NITRIDED ON DRAWING &quot; | PC | 2 | 0 | 0 | NO | 1045.8848 | 162373.61 | SULZER | 7592MR3966Z0 | 7592MR3966Z0 | 01,22 | 1 | 2CAC |  |  | CS056919403 |  |  |  |  | 2012-01-06
4254 | 29200000TL | 03483 | EGC039012 | P | 58015967 | 58 | EGTL Spares | Mtce | 87 | 87B | RING: WEAR,ASTM A743 GR CA40 | IMPELLER, 130-PC-010 A/B | Engines - Parts : EGTL1-SLZ-MEC-DD-300432 PART 503.01 | PC | 2 | 0 | 0 | NO | 939.2596 | 145820.06 | SULZER | 75925M3967Z0 | 75925M3967Z0 | 01,22 | 1 | 2CAC |  |  | CS056919403 |  |  |  |  | 2012-01-06
4255 | 29200000TL | 03483 | EGC039033 | P | 58015968 | 58 | EGTL Spares | Mtce | 56 | 56Z | NUT:IMPELLER,ASTM A743,GR CA15 | 130-PC-010 A/B, CENTRIFUGAL | *OBS*Fastener-Other : &quot;EGTL1-SLZ-MEC-DD-300432 PART NO 922.01 DRAWING SHOWS SA276 TYPE 420&quot; | PC | 2 | 0 | 0 | NO | 2501.4975 | 388357.49 | SULZER | 751254D100Z0 | 751254D100Z0 | 01,21,22 | 1 | 2CAC | 2CAC |  | CS056919403 |  |  |  |  | 2012-01-06
4256 | 29200000TL | 03483 | EGC039005 | P | 58015970 | 58 | EGTL Spares | Mtce | 76 | 76Z | SEAL: LABYRINTH | BRONZE / VITON; RING | Pumps-Other : &quot;130-PC-102/202 A/B; EGTL1-SLZ-MEC-DD-300433; PART NO: NOT SHOWN ON DRAWING SHAFT DIAMETER: PROPRIETARY; WIDTH: PROPRIETARY; HOUSING BORE: PROPRIETARY; STATIONARY ELEMENT; API CENTRIFUGAL PUMP&quot; | PC | 3 | 0 | 0 | NO | 2225.9494 | 345578.65 | SULZER | 106430ISL43VBSS50Z | 6430ISL43VBSS50Z | 01,22 | 1 | 2CAC |  |  | CS056919404 |  |  |  |  | 2012-01-06 | 2025-11-02 |  | -1 | 1
4257 | 29200000TL | 03483 | EGC039006 | P | 58015971 | 58 | EGTL Spares | Mtce | 76 | 76Z | SEAL: LABYRINTH | BRONZE / VITON; RING | Pumps-Other : &quot;130-PC-102/202 A/B; EGTL1-SLZ-MEC-DD-300433; PART NO NOT SHOWN ON DRAWING SHAFT DIAMETER: PROPRIETARY; WIDTH: PROPRIETARY; HOUSING BORE: PROPRIETARY STATIONARY ELEMENT API CENTRIFUGAL PUMP&quot; | PC | 3 | 0 | 0 | NO | 1856.9546 | 288292.2 | SULZER | 106430ISL43VBSS45Z | 6430ISL43VBSS45Z | 01,22 | 1 | 2CAC |  |  | CS056919404 |  |  |  |  | 2012-01-06 | 2025-11-02 |  | -1 | 1
4258 | 29200000TL | 03483 | EGC039025 | P | 58015972 | 58 | EGTL Spares | Mtce | 87 | 87B | RING: WEAR | ASTM A743 GR CA40 (NITRIDED) | Engines - Parts : STATIONARY 130-PC-102/202 A/B; EGTL1-SLZ-MEC-DD-300433 PART 502.01; API CENTRIFUGAL PUMP | PC | 3 | 0 | 0 | NO | 894.9323 | 138938.24 | SULZER | 64307592MR3539Z0 | 64307592MR3539Z0 | 01,22 | 1 | 2CAC |  |  | CS056919404 |  |  |  |  | 2012-01-06 | 2025-11-06 |  | -1 | 1
4259 | 29200000TL | 03483 | EGC039025 | P | 58015973 | 58 | EGTL Spares | Mtce | 87 | 87B | RING: WEAR IMPELLER | ASTM A743 GR CA40 | Engines - Parts : &quot; 130-PC-102/202 A/B; EGTL1-SLZ-MEC-DD-300433 PART 503.01; API CENTRIFUGAL PUMP&quot; | PC | 3 | 1 | 3 | NO | 808.6738 | 125546.6 | SULZER | 643075925M3538Z0 | 643075925M3538Z0 | 01,22 | 1 | 2CAC |  |  | CS056919404 |  |  |  |  | 2012-01-06 | 2025-11-02 |  | -1 | 1
4260 | 29200000TL | 03483 | EGC041006 | P | 58015974 | 58 | EGTL Spares | Mtce | 56 | 56Z | WASHER | LOCK | *OBS*Fastener-BottWa : CENTRIFUGAL PUMPMB10 NOM, STEEL, GR STEEL, 130-PC-102/202 A/B; 130-PC-103/203 A/B; 135-PC-003 A/B | EA | 9 | 0 | 0 | NO | 13.1784 | 2045.94 | SULZER | 15507500301 | 15507500301 | 01,22 | 1 | 2CAC | 2CAC |  | CS056919404 |  |  |  |  | 2012-01-06 | 2025-11-02 |  | -1 | 1
4261 | 29200000TL | 03483 | EGC039033 | P | 58015976 | 58 | EGTL Spares | Mtce | 56 | 56Z | NUT: IMPELLER | 420 SS, ASTM A276 | *OBS*Fastener-Other : 420 SS, ASTM A276, 130-PC-102/202 A/B; EGTL1-SLZ-MEC-DD-300433 PART 922.01, 130-PC-102/202 A/B; API CENTRIFUGAL PUMP | PC | 3 | 0 | 0 | NO | 894.9323 | 138938.24 | SULZER | 6430751253C100Z0 | 6430751253C100Z0 | 01,21,22 | 1 | 2CAC | 2CAC |  | CS056919404 |  |  |  |  | 2012-01-06 | 2014-08-12
4262 | 29200000TL | 03483 | EGC039013 | P | 58015978 | 58 | EGTL Spares | Mtce | 56 | 56Z | RING: RETAINING | CIRCLIP, STEEL | Fasteners / Hardware : 130-PC-102/202 A/B; 130-PC-103/203 A/B; 135-PC-003 A/B; EGTL1-SLZ-MEC-DD-300433 PART 932.01; API CENTRIFUGAL PUMP | PC | 5 | 0 | 0 | NO | 77.8723 | 12089.67 | SULZER | 17033100042 | 17033100042 | 01,22 | 1 | 2CAC |  |  | CS056919404 |  |  |  |  | 2012-01-06 | 2025-11-06 |  | -1 | 1
4263 | 29200000TL | 03483 | EGC040006 | P | 58015979 | 58 | EGTL Spares | Mtce | 76 | 76Z | SEAL: LABYRINTH | BRONZE / VITON RING | Pumps-Other : 130-PC-103/203 A/B; 135-PC-003 A/B; EGTL1-SLZ-MEC-DD-300434; PART NO: NOT SHOWN ON DRAWING; SHAFT DIAMETER: PROPRIETARY WIDTH: PROPRIETARY; HOUSING BORE: PROPRIETARY; API CENTRIFUGAL PUMP | PC | 6 | 0 | 0 | NO | 2225.9494 | 345578.65 | SULZER | 106431ISL43OM3250Z | 6431ISL43OM3250Z | 01,22 | 1 | 2CAC |  |  | CS056919405 |  |  |  |  | 2012-01-06
4264 | 29200000TL | 03483 | EGC039005 | P | 58015980 | 58 | EGTL Spares | Mtce | 76 | 76Z | SEAL: LABYRINTH | BRONZE / VITON RING | Pumps-Other : 130-PC-103/203 A/B; 135-PC-003 A/B; EGTL1-SLZ-MEC-DD-300434 PART NO NOT SHOWN ON DRAWING; SHAFT DIAMETER: PROPRIETARY; WIDTH: PROPRIETARY; HOUSING BORE: PROPRIETARY; API CENTRIFUGAL PUMP | PC | 6 | 0 | 0 | NO | 1856.9546 | 288292.2 | SULZER | 106431ISL43OM3245Z | 6431ISL43OM3245Z | 01,22 | 1 | 2CAC |  |  | CS056919405 |  |  |  |  | 2012-01-06
4265 | 29200000TL | 03483 | EGC039032 | P | 58015982 | 58 | EGTL Spares | Mtce | 87 | 87B | RING: WEAR IMPELLER | ASTM A890 GR 3A | Engines - Parts : 130-PC-103/203 A/B; EGTL1-SLZ-MEC-DD-300434 PART 503.01 /503.02; API CENTRIFUGAL PUMP | PC | 8 | 0 | 0 | NO | 2086.9773 | 324003.23 | SULZER | 6431759XXM3964Z0 | 6431759XXM3964Z0 | 01,22 | 1 | 2CAC |  |  | CS056919405 |  |  |  |  | 2012-01-06
4266 | 29200000TL | 03483 | EGC039033 | P | 58015983 | 58 | EGTL Spares | Mtce | 56 | 56Z | NUT: IMPELLER, 2205 DUPLEX | SA182,GR S31803/ GR 51 | *OBS*Fastener-Other : EGTL1-SLZ-MEC-DD-300434 PART NO 922.01, 130-PC-103/203 A/B; API CENTRIFUGAL PUMP | PC | 3 | 0 | 0 | NO | 2284.6531 | 354692.4 | SULZER | 6431751253C100Z0 | 6431751253C100Z0 | 01,21,22 | 1 | 2CAC | 2CAC |  | CS056919405 |  |  |  |  | 2012-01-06 | 2014-03-20
4267 | 29200000TL | 03483 | EGC039003 | P | 58015986 | 58 | EGTL Spares | Mtce | 76 | 76Z | BUSHING: PUMP THROAT | SINGLE STAGE PUMP | Pumps-Other : &quot;410 SS ASTM A276, API CENTRIFUGAL PUMP; EGTL1-SLZ-MEC-DD-300435 PART 456.01,NECK 130-PC-108/208 A/B/C; API CENTRIFUGAL PUMP&quot; | PC | 5 | 0 | 0 | NO | 1337.0073 | 207570.38 | SULZER | 65167622201008Z0 | 65167622201008Z0 | 01,22 | 1 | 2CAC |  |  | CS056919412 |  |  |  |  | 2012-01-06 | 2017-06-22
4268 | 29200000TL | 03483 | EGC001010 | P | 58015987 | 58 | EGTL Spares | Mtce | 87 | 87B | RING: WEAR | ASTM A743 GR CA15(H) | Engines - Parts : STATIONARY; 130-PC-108/208 A/B/C; EGTL1-SLZ-MEC-DD-300435 PART 502.01; MATERIAL SHOWN AS 11-13% CR H | PC | 4 | 0 | 0 | NO | 22100.266 | 4329342.93 | SULZER | 65167592M6560200 | 65167592M6560200 | 01,22 | 1 | 2CAC |  |  | CS056919412 |  |  |  |  | 2012-01-06 | 2017-06-08
4269 | 29200000TL | 03483 | EGC039012 | P | 58015989 | 58 | EGTL Spares | Mtce | 76 | 76Z | RING | LUBRICATING, PTFE | Pumps-Other : EGTL1-SLZ-MEC-DD-300435 PART 644.01, 130-PC-108/208 A/B; API CENTRIFUGAL PUMP | EA | 5 | 0 | 0 | NO | 18451.8467 | 3614633.61 | SULZER | 104063506001 | 104063506001 | 01,22 | 1 | 2CAC | 2CBC |  | CS056919412 |  |  |  |  | 2012-01-06 | 2017-06-08
4270 | 29200000TL | 03483 | EGC039024 | P | 58015993 | 58 | EGTL Spares | Mtce | 56 | 56Z | RING: RETAINING | CIRCLIP, STEEL | Fasteners / Hardware : EGTL1-SLZ-MEC-DD-300435 PART 932.01, 130-PC-108/208 A/B/C; API CENTRIFUGAL PUMP | PC | 6 | 1 | 4 | NO | 35.9411 | 5579.85 | SULZER | 17033200120 | 17033200120 | 01,22 | 1 | 2CAC |  |  | CS056919412 |  |  |  |  | 2012-01-06
4271 | 29200000TL | 03483 | EGC039031 | P | 58015996 | 58 | EGTL Spares | Mtce | 76 | 76Z | SEAL: LABYRINTH | BRONZE / VITON RING | Pumps-Other : &quot;EGTL1-SLZ-MEC-DD-350436 PART NO NOT SHOWN ON DRAWING; SHAFT DIAMETER: PROPRIETARY; WIDTH: PROPRIETARY HOUSING BORE: PROPRIETARY; STATIONARY ELEMENT MATERIAL: BRZ&quot; | PC | 2 | 0 | 0 | NO | 1704.8041 | 264670.84 | SULZER | 106432ISL43VBXX35Z | 6432ISL43VBXX35Z | 01,22 | 1 | 2CAC |  |  | CS056919406 |  |  |  |  | 2012-01-06
4272 | 29200000TL | 03483 | EGC041003 | P | 58015999 | 58 | EGTL Spares | Mtce | 76 | 76Z | RING: LUBRICATING, PTFE | API CENTRIFUGAL PUMPS | Pumps-Other : EGTL1-SLZ-MEC-DD-350436 PART 644.01, 135-PC-002 A/B | PC | 2 | 0 | 0 | NO | 380.9752 | 59146.4 | SULZER | 104063210001 | 104063210001 | 01,22 | 1 | 2CAC |  |  | CS056919406 |  |  |  |  | 2012-01-06
4273 | 29200000TL | 03483 | EGC039012 | P | 58016001 | 58 | EGTL Spares | Mtce | 87 | 87B | RING: WEAR | 316LSS ASTM A276 HF | Engines - Parts : EGTL1-SLZ-MEC-DD-350437 PART 502.01MATERIAL IS 316L / CF3MHF; API CENTRIFUGAL PUMP | PC | 2 | 0 | 0 | NO | 1236.3724 | 191946.81 | SULZER | 7592SR1423ZC | 7592SR1423ZC | 01,22 | 1 | 2CAC |  |  | CS056919407 |  |  |  |  | 2012-01-06
4274 | 29200000TL | 03483 | EGC041007 | P | 58016003 | 58 | EGTL Spares | Mtce | 56 | 56Z | NUT: IMPELLER | 316L SS, ASTM A276 | *OBS*Fastener-Other : EGTL1-SLZ-MEC-DD-350437 PART NO 922.01, 135-PC-003A/B; API CENTRIFUGAL PUMP | PC | 2 | 0 | 0 | NO | 876.9618 | 136148.32 | SULZER | 204404347200 | 204404347200 | 01,21,22 | 1 | 2CAC | 2CAC |  | CS056919407 |  |  |  |  | 2012-01-06
4275 | 29200000TL | 03483 | EGC039010 | P | 58016004 | 58 | EGTL Spares | Mtce | 56 | 56Z | NUT: IMPELLER | 316L SS, ASTM A276 | *OBS*Fastener-Other : EGTL1-SLZ-MEC-DD-350438 PART NO 922.01, 135-PC-006 A/B; 172-PC-012 A/B; API CENTRIFUGAL PUMP | PC | 4 | 1 | 3 | NO | 2402.0606 | 372919.91 | SULZER | 104065670201 | 104065670201 | 01,21,22 | 1 | 2CAC | 2CAC |  | CS056919408 |  |  |  |  | 2012-01-06
4276 | 29200000TL | 03483 | EGC041004 | P | 58016005 | 58 | EGTL Spares | Mtce | 87 | 87B | RING: WEAR | ASTM A890 GR 3A HF | Engines - Parts : &quot;EGTL1-SLZ-MEC-DD-720439 PART 502.01 TYPE: STATIONARY, 172-PC-005&quot; | PC | 1 | 0 | 0 | NO | 5181.5024 | 804428.24 | SULZER | 64357592SR3893ZC | 64357592SR3893ZC | 01,22 | 1 | 2CAC |  |  | CS059619409 |  |  |  |  | 2012-01-06
4277 | 29200000TL | 03483 | EGC039032 | P | 58016006 | 58 | EGTL Spares | Mtce | 87 | 87B | RING: WEAR IMPELLER | ASTM A890 GR 3A | Engines - Parts : EGTL1-SLZ-MEC-DD-720439 PART 503.01; API CENTRIFUGAL PUMP | PC | 1 | 0 | 0 | NO | 909.3087 | 141170.18 | SULZER | 643575926M8272Z0 | 643575926M8272Z0 | 01,22 | 1 | 2CAC |  |  | CS059619409 |  |  |  |  | 2012-01-06
4278 | 29200000TL | 03483 | EGC039017 | P | 58016008 | 58 | EGTL Spares | Mtce | 87 | 87B | RING: WEAR | 316L SS ASTM A276 HF | Engines - Parts : EGTL1-SLZ-MEC-DD-720441 PART 502.01 OR 502.02; MATERIAL ON DRAWING IS 316L/CF3MHF; API CENTRIFUGAL PUMP | PC | 4 | 1 | 3 | NO | 2201.9887 | 341858.75 | SULZER | 7592SR4024ZC | 7592SR4024ZC | 01,22 | 1 | 2CAC |  |  | CS056919411 |  |  |  |  | 2012-01-06
4279 | 29200000TL | 03483 | EGC039018 | P | 58016009 | 58 | EGTL Spares | Mtce | 87 | 87B | RING: WEAR IMPELLER | 316L SS ASTM A276 CF3M | Engines - Parts : EGTL1-SLZ-MEC-DD-720441 PART 503.01/ 503.02, API CENTRIFUGAL PUMP | PC | 5 | 0 | 0 | NO | 2029.4717 | 315075.48 | SULZER | 75926M4023Z0 | 75926M4023Z0 | 01,22 | 1 | 2CAC |  |  | CS056919411 |  |  |  |  | 2012-01-06 | 2024-06-12 |  |  |  | -1 | 1
4280 | 29200000TL | 03483 | EGC041006 | P | 58016014 | 58 | EGTL Spares | Mtce | 87 | 87B | RING: WEAR | ASTM A743 GR CA40 | Engines - Parts : EGTL1-SLZ-MEC-DD-350437 PART 502.01; MATERIAL SHOWN AS 316L/CF3MHF ON DRAWING; API CENTRIFUGAL PUMP | PC | 2 | 0 | 0 | NO | 1184.8568 | 183949.02 | SULZER | 1064367592MR4374Z0 | 64367592MR4374Z0 | 01,22 | 1 | 2CAC |  |  | CS056919412 |  |  |  |  | 2012-01-06
4281 | 29200000TL | 03483 | EGC039025 | P | 58016015 | 58 | EGTL Spares | Mtce | 87 | 87B | RING: WEAR IMPELLER | CA-15 / 410 SS ASTM A276 | Engines - Parts : EGTL1-SLZ-MEC-DD-720440 PART 503.01, 172-PC-006 A/B; API CENTRIFUGAL PUMP | PC | 2 | 0 | 0 | NO | 784.713 | 121826.7 | SULZER | 643675925M3229Z0 | 643675925M3229Z0 | 01,22 | 1 | 2CAC |  |  | CS056919412 |  |  |  |  | 2012-01-06
4282 | 29200000TL | 03483 | EGC039027 | P | 58016016 | 58 | EGTL Spares | Mtce | 56 | 56Z | NUT: IMPELLER | 410 SS, ASTM A276, GR 410 SS | *OBS*Fastener-Other : EGTL1-SLZ-MEC-DD-720440 PART 922.01, 172-PC-006 A/B; API CENTRIFUGAL PUMP | PC | 2 | 0 | 0 | NO | 4021.8043 | 624385.11 | SULZER | 204404346200 | 204404346200 | 01,21,22 | 1 | 2CAC | 2CAC |  | CS056919412 |  |  |  |  | 2012-01-06
4283 | 29200000TL | 03483 | EGC039028 | P | 58016017 | 58 | EGTL Spares | Mtce | 76 | 76Z | RING: STATIONARY | A743 GR CA40 | Pumps-Other : EGTL1-SLZ-MEC-DD-720052 PART 502.201; MATERIAL IS 12-17% CR/N5 HF ON DRAWING, 172-PC-011 A/B/C; API CENTRIFUGAL PUMP | PC | 6 | 1 | 4 | NO | 3584.5214 | 556496.95 | SULZER | 7505348 | 7505348 | 01,22 | 1 | 2CAC |  |  | B-102724-150 |  |  |  |  | 2012-01-06
4284 | 29200000TL | 03483 | EGC039011 | P | 58016018 | 58 | EGTL Spares | Mtce | 76 | 76Z | RING: WEAR IMPELLER | A743 GR CA40 | Pumps-Other : EGTL1-SLZ-MEC-DD-720052 PART 503.223; MATERIAL ON DRAWING IS A487 CA6NM CL. B, IMPELLER; 172-PC-011 A/B/C; API CENTRIFUGAL PUMP | PC | 6 | 0 | 0 | NO | 2817.7789 | 437460.17 | SULZER | 7505349 | 7505349 | 01,22 | 1 | 2CAC |  |  | B-102724-150 |  |  |  |  | 2012-01-06
4285 | 29200000TL | 03483 | EGC039031 | P | 58016019 | 58 | EGTL Spares | Mtce | 76 | 76Z | BUSHING: PUMP THROAT | CARBON - GMK703 | Pumps-Other : SINGLE STAGE PUMP, EGTL1-SLZ-MEC-DD-720052 PART 456.211; API CENTRIFUGAL PUMP | PC | 6 | 0 | 0 | NO | 3360.4888 | 521715.89 | SULZER | 7505368 | 7505368 | 01,22 | 1 | 2CAC |  |  | B-102724-150 |  |  |  |  | 2012-01-06
4286 | 29200000TL | 03483 | EGC039024 | P | 58016020 | 58 | EGTL Spares | Mtce | 76 | 76Z | RING: RETAINING COLLAR | 416 SS ASTM A582 | Pumps-Other : CT; 172-PC-011 A/B/C; EGTL1-SLZ-MEC-DD-720052 PART NUMBER 932.377; API CENTRIFUGAL PUMP | PC | 3 | 0 | 0 | NO | 1036.3005 | 160885.65 | SULZER | 1813079 | 1813079 | 01,22 | 1 | 2CAC |  |  | B-102724-150 |  |  |  |  | 2012-01-06
4287 | 29200000TL | 03483 | EGC039014 | P | 58016021 | 58 | EGTL Spares | Mtce | 76 | 76Z | RING: SPLIT | ASTM A743 GR CA40 | Pumps-Other : EGTL1-SLZ-MEC-DD-720052 PART 501.233, 172-PC-011 A/B/C; API CENTRIFUGAL PUMP | PC | 3 | 0 | 0 | NO | 3578.5312 | 555566.97 | SULZER | 1813019 | 1813019 | 01,22 | 1 | 2CAC |  |  | B-102724-150 |  |  |  |  | 2012-01-06
4288 | 29200000TL | 03483 | EGC041006 | P | 58016022 | 58 | EGTL Spares | Mtce | 56 | 56Z | NUT | SHAFT, CARBON STEEL | *OBS*Fastener-Other : EGTL1-SLA-MEC-DD-720439 PART NO 921.281, 172-PC-011A/B/C, API CENTRIFUGAL PUMP | EA | 3 | 0 | 0 | NO | 853.0011 | 132428.42 | SULZER | 2268707 | 2268707 | 01,21,22 | 1 | 2CAC | 2CAC |  | B-102724-150 |  |  |  |  | 2012-01-06
4289 | 29200000TL | 03483 | EGC041006 | P | 58016027 | 58 | EGTL Spares | Mtce | 76 | 76Z | SLEEVE: CARRIER | CARBON STEEL | Pumps-Other : EGTL1-SLZ-MEC-DD-720052 PART NOT SHOWN ON DRAWING, 172-PC-011 A/B/C; API CENTRIFUGAL PUMP | PC | 3 | 0 | 0 | NO | 639.7508 | 99321.31 | SULZER | 2257993 | 2257993 | 01,22 | 1 | 2CAC |  |  | B-102724-150 |  |  |  |  | 2012-01-06
4290 | 29200000TL | 03483 | EGC039010 | P | 58016032 | 58 | EGTL Spares | Mtce | 76 | 76Z | RING: CENTERING NON DRIVE END | CARBON STEEL | Pumps-Other : EGTL1-SLZ-MEC-DD-720052 PART 511.343, 172-PC-011 A/B/C; API CENTRIFUGAL PUMP | PC | 3 | 0 | 0 | NO | 639.7508 | 99321.31 | SULZER | 2271350 | 2271350 | 01,22 | 1 | 2CAC |  |  | B-102724-150 |  |  |  |  | 2012-01-06
4291 | 29200000TL | 03483 | EGC039034 | P | 58016033 | 58 | EGTL Spares | Mtce | 87 | 87B | SHIM | PACK, PLASTIC | *OBS*Machinery-Misc- : EGTL1-SLZ-MEC-DD-720052 PART 592.341, 172-PC-011 A/B/C; API CENTRIFUGAL PUMP | EA | 3 | 0 | 0 | NO | 1236.3724 | 191946.81 | SULZER | 1813517 | 1813517 | 22 | 1 | 2CAC | 2CAC |  | B-102724-150 |  |  |  |  | 2012-01-06
4292 | 29200000TL | 03483 | EGC039034 | P | 58016035 | 58 | EGTL Spares | Mtce | 76 | 76Z | RING: RETAINING | STEEL | Pumps-Other : EGTL1-SLZ-MEC-DD-720052 PART 932.377, 172-PC-011A/B/C; API CENTRIFUGAL PUMP | PC | 3 | 0 | 0 | NO | 115.0114 | 17855.52 | SULZER | 1671644 | 1671644 | 01,22 | 1 | 2CAC |  |  | B-102724-150 |  |  |  |  | 2012-01-06
4293 | 29200000TL | 03483 | EG1004004 | P | 58016037 | 58 | EGTL Spares | Mtce | 50 | 50Z | BEARING: DRIVE & NON DRIVE END | STEEL | Bearings & Accessories - All :EGTL1-SLZ-MEC-DS-300612, 130-PC-006-M; API CENTRIFUGAL PUMP | PC | 2 | 0 | 0 | NO | 128.85 | 25525.185 | GE | 235A2502AM01 | 104998909131M12 | 01,21,22 | 1 | 2CAC | [7 empty] | 2012-01-06 |  | 2014-11-05
4294 | 29200000TL | 03483 | EG1019011 | P | 58016038 | 58 | EGTL Spares | Mtce | 50 | 50Z | BEARING: DRIVE & NON DRIVE END | STEEL | Bearings & Accessories - All :EGTL1-SLZ-MEC-DS-300613, 130-PC-010 A-M/B-M; API CENTRIFUGAL PUMP | PC | 2 | 0 | 0 | NO | 183.81 | 36412.761 | GE | 235A2509AS01 | 104998909131M09 | 01,21,22 | 1 | 2CAC | [7 empty] | 2012-01-06 |  | 2014-11-05
4295 | 29200000TL | 03483 | EGC039026 | P | 58016042 | 58 | EGTL Spares | Mtce | 76 | 76Z | RING | OIL | Pumps-Other : &quot; 130-PC-108/208 A-M/B-M/C-MEGTL1-SLZ-MEC-DS-300401; API CENTRIFUGAL PUMP&quot; | EA | 2 | 0 | 0 | NO | 352.2224 | 54682.52 | SIEMENS | 54-255-001-001 | MOT102726300002 | 01,22 | 1 | 2CAC | 2CBC |  | 54410408401 |  |  |  |  | 2012-01-06
4296 | 29200000TL | 03483 | EGC039018 | P | 58016044 | 58 | EGTL Spares | Mtce | 14 | 14Z | GLASS: OIL LEVEL SIGHT | API CENTRIFUGAL PUMPS | Instruments - Other & Parts : 130-PC-108A-M/B-M/C-M; 130-PC-208A-M/B-M/C-MEGTL1-SLZ-MEC-DS-300401; RATING: PROPRIETARY, MISC; | PC | 2 | 0 | 0 | NO | 206.062 | 31991.13 | SIEMENS | CP-737-801-006 | MOT102726300004 | 22 | 1 | 2CAC |  |  | 54410408401 |  |  |  |  | 2012-01-06
4297 | 29200000TL | 03483 | EGC039018 | P | 58016045 | 58 | EGTL Spares | Mtce | 14 | 14Z | GAUGE: SIGHT LEVEL | API CENTRIFUGAL PUMPS | Instruments - Other & Parts : &quot; 130-PC-108/208 A-M/B-M/C-MEGTL1-SLZ-MEC-DS-300401; VISIBLE LENGTH: PROPRIETARY; LENGTH: PROPRIETARY; SIZE/CONNECTION: PROPRIETARY; SECTIONS: PROPRIETARY; PRESSURE RATING: PROPRIETARY, MISC&quot; | PC | 2 | 0 | 0 | NO | 388.1634 | 60262.37 | SIEMENS | CP-737-803-002 | MOT102726300005 | 05,22 | 1 | 2CAC |  |  | 54410408401 |  |  |  |  | 2012-01-06
4298 | 29200000TL | 03483 | EGC039002 | P | 58016049 | 58 | EGTL Spares | Mtce | 50 | 50Z | SEAL: FRAME, NBR | API CENTRIFUGAL PUMPS | Bearings & Accessories - All :172-EP-006 A/B; 172-EP-007 A/B; 172-EP-008 A/B; EGTL1-SLZ-MEC-DD-720079, FP31, HAT | PC | 2 | 0 | 0 | NO | 1656.8827 | 257231.04 | LEFA |  | LOS102724050001 | 01,22 | 1 | 2CAC |  |  | 700853 |  |  |  |  | 2012-01-06
4299 | 29200000TL | 03483 | EGC039014 | P | 58016050 | 58 | EGTL Spares | Mtce | 76 | 76Z | KIT: REPAIR SPARES | API CENTRIFUGAL PUMPS | Pumps-Other : FOR PLATE & FRAME HEAT EXCHANGER, CONTAINS GASKETS, EGTL1-SLZ-MEC-DS-720079, SET PX032, MISC172-EP-006/007/008 A/B | PC | 2 | 0 | 0 | NO | 1104.5885 | 171487.36 | LEFA |  | LOS102724050002 | 01,22 | 1 | 2CAC |  |  | 700853 |  |  |  |  | 2012-01-06
4300 | 29200000TL | 03483 | EGC039006 | P | 58016051 | 58 | EGTL Spares | Mtce | 76 | 76Z | KIT: REPAIR SPARES | API CENTRIFUGAL PUMPS | Pumps-Other : FOR PLATE & FRAME HEAT EXCHANGER, CONTAINS GASKET SET, EGTL1-SLZ-MEC-DS-720079, SET PX040, MISC | PC | 2 | 0 | 0 | NO | 1104.5885 | 171487.36 | LEFA |  | LOS102724050003 | 01,22 | 1 | 2CAC |  |  | 700853 |  |  |  |  | 2012-01-06
4301 | 29200000TL | 03483 | EGC004035 | P | 58016054 | 58 | EGTL Spares | Mtce | 76 | 76Z | PUMP: CENTRIFUGAL 1 STAGE | ELECTRIC MOTOR | Pumps-Other : EGTL1-SLZ-MEC-DS-720121, SPARE AEC 032L3 NVBP; 172-PX-015A; 172-PX-016A; 172-PX-017A | PC | 1 | 0 | 0 | NO | 10460.0455 | 1623922.07 | IMO | 104098163003 | 104098163003 | 01,10,22 | 1 | 2CAC |  |  | 104098163003 |  |  |  |  | 2012-01-06
4302 | 29200000TL | 03483 | EGC039010 | P | 58016056 | 58 | EGTL Spares | Mtce | 54 | 54D | O-RING: LUBE OIL SYSTEM | FOR API CENTRIFUGAL PUMP | *OBS*GS&P-O-Rings : TYPE R4131, MISC; 172-XF-002A/B; 172-XF-003A/B; 172-XF-004A/B | PC | 2 | 0 | 0 | NO | 588.2353 | 91323.53 | LEFA |  | LOS102724050007 | 01,22 | 1 | 2CAC | 2CAC |  | 700853 |  |  |  |  | 2012-03-07
4303 | 29200000TL | 03483 | EGC039013 | P | 58016057 | 58 | EGTL Spares | Mtce | 54 | 54D | O-RING: LUBE OIL SYSTEM | FOR API CENTRIFUGAL PUMP | *OBS*GS&P-O-Rings : TYPE R4237, MISC; 172-XF-002A/B; 172-XF-003A/B; 172-XF-004A/B | PC | 2 | 0 | 0 | NO | 794.2973 | 123314.66 | LEFA |  | LOS102724050008 | 01,22 | 1 | 2CAC | 2CAC |  | 700853 |  |  |  |  | 2012-03-07
4304 | 29200000TL | 03483 | EGC001011 | P | 58016059 | 58 | EGTL Spares | Mtce | 76 | 76Z | GUARD: MOTOR OIL 800 ODP/WPI | API CENTRIFUGAL PUMPS | Pumps-Other : EGTL1-SLZ-MEC-DS-720034, 172-PC-001 A-M/B-M/C-M | PC | 2 | 0 | 0 | NO | 14357.2541 | 2228963.7 | SIEMENS | 58-157-306-501 | MOT102724050001 | 01,10,22 | 1 | 2CAC |  |  | 0186644-010 |  |  |  |  | 2012-01-06
4305 | 29200000TL | 03483 | EGC039018 | P | 58016061 | 58 | EGTL Spares | Mtce | 14 | 14Z | GAUGE: OIL SIGHT LEVEL | API CENTRIFUGAL PUMPS | Instruments - Other & Parts : EGTL1-SLZ-MEC-DS-720034; VISIBLE LENGTH: PROPRIETARY; LENGTH: PROPRIETARY; SIZE/CONNECTION: PROPRIETARY; SECTIONS: PROPRIETARY; PRESSURE RATING: PROPRIETARY, 172-PC-001 A-M/B-M/C-M | PC | 2 | 0 | 0 | NO | 528.3335 | 82023.78 | SIEMENS | CP-737-803-003 | MOT102724050003 | 05,22 | 1 | 2CAC |  |  | 0186644-010 |  |  |  |  | 2012-01-06
4306 | 29200000TL | 03483 | EGC039026 | P | 58016062 | 58 | EGTL Spares | Mtce | 14 | 14Z | GAUGE: OIL SIGHT LEVEL | API CENTRIFUGAL PUMPS | Instruments - Other & Parts : &quot;EGTL1-SLZ-MEC-DS-720034; VISIBLE LENGTH: PROPRIETARY; LENGTH: PROPRIETARY; SIZE/CONNECTION: PROPRIETARY; SECTIONS: PROPRIETARY; PRESSURE RATING: PROPRIETARY, MISC&quot; | PC | 2 | 0 | 0 | NO | 21849.1906 | 3392310.05 | SIEMENS | CP-737-801-010 | MOT102724050004 | 05,22 | 1 | 2CAC |  |  | 0186644-010 |  |  |  |  | 2012-01-06
4307 | 29200000TL | 03483 | EGC001011 | P | 58016063 | 58 | EGTL Spares | Mtce | 76 | 76Z | GUARD: MOTOR OIL, 800 ODP/WPI | API CENTRIFUGAL PUMPS | Pumps-Other : EGTL1-SLZ-MEC-DD-720035, 172-PC-001A-M/B-M/C-M | PC | 2 | 0 | 0 | NO | 21691.6258 | 3367624.9 | SIEMENS | 58-157-310-501 | MOT102724050005 | 01,10,22 | 1 | 2CAC |  |  | 0186644-010 |  |  |  |  | 2012-01-06
4308 | 29200000TL | 03483 | EGC004035 | P | 58016064 | 58 | EGTL Spares | Mtce | 50 | 50Z | BEARING: MOTOR SLEEVE | API CENTRIFUGAL PUMPS | Bearings & Accessories - All :&quot;EGTL1-SLZ-MEC-DS-720034, MISC 172-PC-001 A-M/B-M/C-M&quot; | PC | 2 | 0 | 0 | NO | 23486.2825 | 3646245.36 | SIEMENS | 58-454-303-501 | MOT102724050006 | 01,21,22 | 1 | 2CAC |  |  | 0186644-010 |  |  |  |  | 2012-01-06
4309 | 29200000TL | 03483 | EGC039021 | P | 58016065 | 58 | EGTL Spares | Mtce | 76 | 76Z | RING:OIL 800 | API CENTRIFUGAL PUMPS | Pumps-Other : EGTL1-SLZ-MEC-DS-720034, MISC; 172-PC-001 A-M/B-M/C-M | PC | 2 | 0 | 0 | NO | 599.0176 | 92997.48 | SIEMENS | 58-225-301-001 | MOT102724050007 | 01,22 | 1 | 2CAC |  |  | 0186644-010 |  |  |  |  | 2012-01-06
4310 | 29200000TL | 03483 | EGC001011 | P | 58016066 | 58 | EGTL Spares | Mtce | 76 | 76Z | GUARD: MOTOR OIL | API CENTRIFUGAL PUMPS | Pumps-Other : EGTL1-SLZ-MEC-DD-720035, MISC OIL CUST 580; 172-PC-002 M; 172-PC-011 A-M/B-M/C-M | PC | 2 | 0 | 0 | NO | 5333.6528 | 828049.6 | SIEMENS | 54-257-015-001 | MOT102724100001 | 01,10,22 | 1 | 2CAC |  |  | 0186644-030 |  |  |  |  | 2012-01-06
4311 | 29200000TL | 03483 | EGC040003 | P | 58016067 | 58 | EGTL Spares | Mtce | 76 | 76Z | GUARD: MOTOR OIL | 580 OUTSIDE | Pumps-Other : EGTL1-SLZ-MEC-DS-720035; 172-PC-002-M; 172-PC-011A-M/B-M/C-M; API CENTRIFUGAL PUMP | PC | 2 | 0 | 0 | NO | 3313.7654 | 514462.08 | SIEMENS | 54-157-201-501 | MOT102724100002 | 01,10,22 | 1 | 2CAC |  |  | 0186644-030 |  |  |  |  | 2012-01-06
4312 | 29200000TL | 03483 | EGC032002 | P | 58016068 | 58 | EGTL Spares | Mtce | 76 | 76Z | GUARD: OIL INNER | API CENTRIFUGAL PUMPS | Pumps-Other : EGTL1-SLZ-MEC-DS-720035, MISC; 172-PC-002-M; 172-PC-011A-M/B-M/C-M | PC | 2 | 0 | 0 | NO | 5833.2335 | 905609.5 | SIEMENS | 57-157-001-509 | MOT102724100003 | 01,10,22 | 1 | 2CAC |  |  | 0186644-030 |  |  |  |  | 2012-01-06
4313 | 29200000TL | 03483 | EGC039018 | P | 58016070 | 58 | EGTL Spares | Mtce | 14 | 14Z | GAUGE: SIGHT | API CENTRIFUGAL PUMPS | Instruments - Other & Parts : EGTL1-SLZ-MEC-DS-720035; VISIBLE LENGTH: PROPRIETARY; LENGTH: PROPRIETARY; SIZE/CONNECTION: PROPRIETARY; SECTIONS: PROPRIETARY; PRESSURE RATING: PROPRIETARY, MISC | PC | 2 | 0 | 0 | NO | 388.1634 | 60262.37 | SIEMENS | CP-737-803-002 | MOT102724100005 | 05,22 | 1 | 2CAC |  |  | 0186644-030 |  |  |  |  | 2012-01-06
4314 | 29200000TL | 03483 | EGC039026 | P | 58016071 | 58 | EGTL Spares | Mtce | 76 | 76Z | RING: OIL | API CENTRIFUGAL PUMPS | Pumps-Other : EGTL1-SLZ-MEC-DS-720035, MISC; 172-PC-002 M; 172-PC-011 A-M/B-M/C-M | PC | 2 | 0 | 0 | NO | 352.2224 | 54682.52 | SIEMENS | 54-255-001-001 | MOT102724100006 | 01,22 | 1 | 2CAC |  |  | 0186644-030 |  |  |  |  | 2012-01-06
4315 | 29200000TL | 03483 | EGC039026 | P | 58016072 | 58 | EGTL Spares | Mtce | 14 | 14Z | GAUGE: OIL SIGHT LEVEL | API CENTRIFUGAL PUMPS | Instruments - Other & Parts : EGTL1-SLZ-MEC-DS-300184; VISIBLE LENGTH: PROPRIETARY; LENGTH: PROPRIETARY; SIZE/CONNECTION: PROPRIETARY; SECTIONS: PROPRIETARY | PC | 2 | 0 | 0 | NO | 206.062 | 31991.13 | SIEMENS | CP-737-801-006 | MOT102725100001 | 05,22 | 1 | 2CAC |  |  | 0186644-070 |  |  |  |  | 2012-01-06
4316 | 29200000TL | 03483 | EG1008021 | P | 58016073 | 58 | EGTL Spares | Mtce | 54 | 54D | SEAL: OIL BEARING | API CENTRIFUGAL PUMPS | *OBS*GS&P-Other : EGTL1-SLZ-MEC-DS-300184, MISC, 508/5010130-PC-007-M; 135-PC-005 A-M/B-M; 130-PC-004 A-M/B-M. | PC | 10 | 0 | 0 | NO | 592.9587 | 92067.51 | SIEMENS | 52-357-404-001 | MOT102725100002 | 01,22 | 1 | 2CAC | 2CAC |  | 0186644-070 |  |  |  |  | 2012-01-06
4317 | 29300000TL | 03483 | EG1008009 | P | 58016074 | 58 | EGTL Spares | Mtce | 50 | 50Z | BEARING: SLEEVE MOTOR | API CENTRIFUGAL PUMPS | Bearings & Accessories - All :EGTL1-SLZ-MEC-DS-300184, MISC; 130-PC-007-M; 135-PC-005 A-M/B-M; 130-PC-004 A-M/B-M | PC | 2 | 1 | 2 | YES | 2108 | 799986 | SIEMENS | 52-354-033-501 | MOT102725100003 | 01,21,22 | 1 | 2CAC |  |  | 0186644-070 |  |  |  |  | 2019-11-01 |  | 2021-02-22
4318 | 29200000TL | 03483 | EGC041013 | P | 58016076 | 58 | EGTL Spares | Mtce | 54 | 54D | SEAL: OIL | API CENTRIFUGAL PUMPS | *OBS*GS&P-Other : EGTL1-SLZ-MEC-DS-300184, 508/5010, MISC130-PC-007 M; 135-PC-005 A-M/B-M; 130-PC-004 A-M/B-M | PC | 10 | 0 | 0 | NO | 1353.6996 | 210174.31 | SIEMENS | 52-357-401-001 | MOT102725100005 | 01,22 | 1 | 2CAC | 2CAC |  | 0186644-070 |  |  |  |  | 2012-01-06
4319 | 29200000TL | 03483 | EGC041005 | P | 58016078 | 58 | EGTL Spares | Mtce | 54 | 54D | SEAL: OIL SHAFT | API CENTRIFUGAL PUMPS | *OBS*GS&P-Other : EGTL1-SLZ-MEC-DD-720021, MISC; 172-PC-001 A-M01/B-M01/C-M01; 172-PC-001 A-M02/B-M02/C-M02 | PC | 2 | 0 | 0 | NO | 1459.2069 | 226541.87 | SIEMENS | 51-396-796-026 | MOT102724050007 | 01,22 | 1 | 2CAC | 2CAC |  | 1LA02134EE41 |  |  |  |  | 2012-01-06
4320 | 29200000TL | 03483 | EG1019011 | P | 58016079 | 58 | EGTL Spares | Mtce | 50 | 50Z | BEARING: DRIVE END BALL | STEEL | Bearings & Accessories - All :172-PC-001A/B/C MO1/MO2; AUXILIARY BLOWER MOTOR; SIEMENS MOTOR MODEL NO RGZEESDX; EGTL1-SLZ-MEC-DS-720021, MISC | PC | 4 | 0 | 0 | NO | 240.8051 | 37384.99 | SIEMENS | 51-380-864-008 | MOT102724050008 | 01,21,22 | 1 | 2CAC |  |  | 1LA02134EE41 |  |  |  |  | 2012-01-06
4321 | 29200000TL | 03483 | EGC041005 | P | 58016081 | 58 | EGTL Spares | Mtce | 02 | 02A | FAN | API CENTRIFUGAL PUMP | Heating Ventilation and Air Conditioning Equipnment & Parts : 172-PC-001 A-M01/B-M01/C-M01; 172-PC-001 A-M02/B-M02/C-M02; EGTL1-SLZ-MEC-DS-720021; SIEMENS - RGZEESDX MOTOR PART NUMBER, MISC | EA | 2 | 1 | 2 | NO | 704.4447 | 109365.04 | SIEMENS | 4MSP-223-050-603 | MOT102724050010 | 01,22 | 1 | 2CAC | 2CBC |  | 1LA02134EE41 |  |  |  |  | 2012-01-06
4322 | 29200000TL | 03483 | EGC004016 | P | 58016086 | 58 | EGTL Spares | Mtce | 51 | 51B | LIGHT: EMERGENCY HALOGEN 60 HZ | 110/120VAC, 50W | Electric Components - Lighting : N/A, XP145-CONTROL ROOM, XP245 CONTROL ROOM; NEED TO LOOK AT BASE OF EXISTING ONE BEFORE ORDERING | EA | 4 | 0 | 0 | NO | 585.2779 | 90864.4 | ELDON | BTS2X50 (E/E ) | BTS2X50 (E/E ) | 01,10,22 | 1 | 1CCA |  |  | 10469-1-19 O&M MANUAL |  |  |  |  | 2012-03-07
4323 | 29200000TL | 03483 | EGC021019 | P | 58016087 | 58 | EGTL Spares | Mtce | 51 | 51Z | CELL: PHOTOELECTRIC | P5PHOT; 110VAC 50/60HZ | Electric-Other : NEMA P5PHOT, N/A, XP145-CONTROL ROOM, XP245 CONTROL ROOM | EA | 2 | 0 | 0 | NO | 84.9348 | 13186.13 | ROYCE | S300 | S300 | 01,10,22 | 1 | 1CCA |  |  | 10469-1-19 O&M MANUAL |  |  |  |  | 2012-03-07
4324 | 29200000TL | 03483 | EG1058004 | P | 58016126 | 58 | EGTL Spares | Mtce | 51 | 51Z | TRANSFORMER:0.416KVA,480V,240V | AIR SEPERATION UNIT | Electric-Other : XP145 BATTERY ROOM, XP245 BATTERY ROOM | EA | 2 | 0 | 0 | NO | 3534.0773 | 549022.39 | DAQ | 450-10-0060 |  | 01,10,22 | 1 | 1CCA |  |  | 10469-1-11-14 |  |  |  |  | 2012-04-04
4325 | 29200000TL | 03483 | EG1058004 | P | 58016127 | 58 | EGTL Spares | Mtce | 51 | 51Z | TRANSFORMER:0.833KVA,480V,240V | AIR SEPERATION UNIT | Electric-Other : XP145-CONTROL ROOM, XP145 ANALYSER ROOM, XP245 CONTROL ROOM, XP245 ANALYSER ROOM | EA | 2 | 0 | 0 | NO | 4939.6451 | 767192.86 | DAQ | 450-10-0061 |  | 01,10,22 | 1 | 1CCA |  |  | 10469-1-11-7 |  |  |  |  | 2012-04-04
4326 | 29200000TL | 03483 | EG1017020 | P | 58016128 | 58 | EGTL Spares | Mtce | 51 | 51Z | TRANSFORMER: 0.1KVA,480V,24V | AIR SEPERATION UNIT | Electric-Other : XP145-CONTROL ROOM, XP145 ANALYSER ROOM, XP145 BATTERY ROOM, XP245 CONTROL ROOM, XP245 ANALYSER ROOM, XP245 BATTERY ROOM | EA | 2 | 0 | 0 | NO | 1576.2842 | 245022.22 | DAQ | 450-10-0059 |  | 01,10,22 | 1 | 1CCA |  |  | 10469-1-11-14 |  |  |  |  | 2012-04-04
4327 | 29200000TL | 03483 | EG1029003 | S | 58016130 | 58 | EGTL Spares | Mtce | 51 | 51Z | SOCKET: ELECTRICAL,RELAY | AIR SEPERATION UNIT | Electric-Other : XP145-CONTROL ROOM, XP145 ANALYSER ROOM, XP245 CONTROL ROOM, XP245 ANALYSER ROOM | EA | 2 | 0 | 0 | NO | 54.9974 | 8538.34 | DAQ | 400-60-0044 |  | 01,10,22 | 1 | 1CCA |  |  | 10469-1-11-14 |  |  |  |  | 2012-04-04
4328 | 29200000TL | 03483 | EGC042016 | P | 58016166 | 58 | EGTL Spares | Mtce | 72 | 72C | KIT:FILTER FOR CONDUCTIVITY | IMPROVER SKID | &quot;CONTAINS 316 SS 7 UPORE SIZE REPLACEMENT ELEMENT & INSTRUCTIONS,316 SS TEE-TYPE PARTICULATE FILTER,7 MICRON PORE SIZE,1/2 IN COMP IN/OUT, 183-XP-011 SWAGELOK - 2828-SS-8TF-7&quot; | EA | 15 | 0 | 0 | NO | 45.0406 | 6992.55 | SWAGELOK | SS-8TF-7 | JDE58018381 | 01,22 | 1 | 2CBB | 1CCC | [6 empty] | 2013-02-17
4329 | 29200000TL | 03483 | EGC034007 | P | 58016179 | 58 | EGTL Spares | Mtce | 66 | 66C | KIT: VALVE REPAIR | FOR 14 IN 600 ORTON DFS | Valve-Butterfly : BUTTERFLY VALVE, MF SERIES DF VALVE. RECOMENDED SPARE PARTS KIT. ITEM: 1.3 SEAT GASKET, ITEM: 1.4 SEAT GASKET, ITEM: 2.1 SEAL RING, ITEM: 4.1 BODY BOTTOM FLANGE GASKET, ITEM: 5.1 BODY BEARING EXTERNAL PROTECTOR RING, ITEM: 5.2 BODY BEARI | EA | 1 | 0 | 0 | NO | 5750 | 892687.5 | ORTON |  |  | 01,02,12,22 | 1 | 1AXX |  |  | EGTL1-VSC-INS-DD-200035 |  |  | VF SERIES |  | 2012-01-06 | 2014-07-19 | 2014-05-05
4330 | 29200000TL | 03483 | EGC041011 | P | 58016180 | 58 | EGTL Spares | Mtce | 54 | 54A | GASKET:API CENTRIFUGAL PUMP | 475,REINGRAFIT,SPRIAL WOUND | Seals : | EA | 1 | 0 | 0 | NO | 2392.4763 | 371431.95 | SULZER | 10498247001 |  | 01,22 | 1 |  | 1BBB |  | E0-S.4610.090-X |  |  |  |  | 2012-04-04
4331 | 29200000TL | 03483 | EGC042008 | P | 58016183 | 58 | EGTL Spares | Mtce | 76 | 76Z | PUMP: PRECISON VANE | 1/2 IN INLET, 1/4 IN OUTLET | Pumps-Other : 12 ML/MIN CAPACITY, 4260, EX, ELECTRIC, 316 SS CASING, 316 SS IMPELLER,OEM hnp mikrosysteme gmbh, micro annular gear pump.Model Number Mzr 2909-hs-V ExMotor MM-MMEX24/45-U24-E500LD3-Ex T6-K10Serial Number 290-00-791 | EA | 2 | 0 | 0 | NO | 13528.3128 | 2100000 | HNP MIKROSYSTEME GMBH | S/N-290-00-791 | MM-MMEX24/45-U24-E500LD3- | 01,10,22 | 1 | 2CBB |  |  | EGTL1-DTD-PRO-EL-830130 |  |  | MZR 2909-HS-V EX |  | 2012-01-06 | 2014-03-06 | 2014-05-07
4332 | 29200000TL | 03483 | EGC042001 | P | 58016184 | 58 | EGTL Spares | Mtce | 76 | 76Z | PUMP: PRECISON VANE | 1/2 IN INLET, 1/4 IN OUTLET | Pumps-Other : 50 ML/MIN CAPACITY, 4700 RPM, EX, ELECTRIC, 316 SS CASING, 316 SS IMPELLER, 183-XP-011, MICRO PUMP -2828-MZR4609EX | EA | 1 | 0 | 0 | NO | 14957.4761 | 2322148.16 | MICRO-PUMP | MZR-4906EX | 2828-MZR4609EX | 01,10,22 | 1 | 2CBB |  |  | EGTL1-DTD-PRO-EL-830129 |  |  |  |  | 2012-01-06
4333 | 29200000TL | 03483 | EGC037001 | P | 58016394 | 58 | EGTL Spares | Mtce | 51 | 51C | MOTOR:ELECTRIC,460/3/60 POWER | 43 RPM,5.2 AMPS 1.26 HP | Electric Components - Motor / Generator :"ALUMINIUM, STATOR/ROTOR ASSY, CS, 183-XV-502, 183-XV-503, 183-XV-511, 183-XV- 512, 183-XV-513, 183-XV-507 AVERAGE NOMINAL LOAD AMPS: 4.63 LOCKED ROTOR AMPS: 18.68 ATEX EEXD II" | AS | 2 | 0 | 0 | NO | 2986.1923 | 463576.5 | ROTORK | 5A FOR A MARK II, IQ25 | PX99900078 | 01,011,19,22, | 1 | [8 empty] | 2013-04-04
4334 | 29200000TL | 03483 | EGC039002 | P | 58016404 | 58 | EGTL Spares | Mtce | 66 | 66F | KIT:SOFTGOODS | FOR FISCAL METERING SKID | Valve - Parts & Accessories :CONTAINS 8A-49-805 QTY(2) GASKET: BODY,10 IN C4721,8A-62-1-V9,QTY(2), ORING: 2.5 X ,21 VITON 90S,8A-62-2-V,QTY(2), ORING: 2.875 X 0.21 VITON, 8A-62-4,QTY(3),RING: BACK UP 2.5 X.185 TEFS, 8A-62-66-V,QTY(2),ORING,19.5 X .2 | KI | 5 | 0 | 0 | NO | 1259.9295 | 208592.1667 | CAMERON | 8A SG-36 |  | 01,22 | 1 | 1AXX | [7 empty] | 2012-04-04 | 2019-05-13 | 2014-11-26
4335 | 29200000TL | 03483 | EGC037032 | P | 58016407 | 58 | EGTL Spares | Mtce | 54 | 54A | O-RING:5/16 IN WD,BUNA 70D | FOR FISCAL METERING SKID | Gaskets : CL900/1500, CL900/1500 | EA | 8 | 0 | 0 | NO | 68.2844 | 10966.5338 | TUBE-TURNS/JAMISION | 4510191-89 |  | 01,22 | 1 | 1AXX |  |  | EGTL1-DAN-INS-GA-830011 |  |  |  |  | 2012-04-04 | 2013-09-04 | 2014-11-05
4336 | 29200000TL | 03483 | EGC010007 | P | 58016412 | 58 | EGTL Spares | Mtce | 66 | 66S | VALVE:SOLENOID 1/4 IN NPT PIPE | 115 WATTS,316 SS BODY,3-WAY | Valve - On/Off, solenoid, actuated :DIRECT ACTING,24 VDC,BRASS ENCLOSURE, SKINNER (OLD PN: 71335SN2GGNJIN0N0H111C2) | EA | 3 | 2 | 4 | NO | 206.0811 | 38975 | PARKER | 71335SN2GNJIN0H111C2 | SEE ADDITIONAL INFO | 02,22 | 1 | [8 empty] | 2013-03-16 | 2023-11-15 | 2015-02-15 |  |  |  |  | -1 | 1
4337 | 29200000TL | 03483 | EGC003029 | P | 58016429 | 58 | EGTL Spares | Mtce | 51 | 51C | STARTER: ELECTRIC MOTOR | 480 VAC,60 HZ COIL | Electric Components - Motor / Generator :3 PHASE,EXPLOSION PROOF ENCLOSURE, KILLARK COMBINATION MOTOR STARTER B7021, 3HP 60HZ W/ (2) 1.5NPT & (3) 1 IN NPT BOTTOM. AS PER DWG. SK-MS-5HP R1.C1.D1 E | EA | 2 | 0 | 0 | NO | 687.5467 | 106734.7505 | JISKOOT | B7021 | 116-BN-221/02 | 01,10,22 | 1 | [8 empty] | 2013-03-16
4338 | 29300000TL | 03483 | EG1058001 | P | 58016430 | 58 | EGTL Spares | Mtce | 14 | 14H | TRANSMITTER: PRESSURE | 0-2000PSIG INPUT,4-20MA OUTPUT | Instruments - Other & Parts : 10.5 - 55VDC SUPPLY,3/4 IN NPT,ONE COMPLETE UNIT AS SPAREELECTRONICS,183-PT-0502, 183-PT-0503, 183-PT-0504, CROSS REF DWG: EGTL1-DAN-INS-PI-830015/16 PART No..3051C G 5 A 02 1 A S5 E8 M5 Q4 replaced with 3051C G 5 A 02 A | EA | 2 | 1 | 2 | YES | 4015.9929 | 5343839.0821 | ROSEMOUNT | 3051CG5A02A1AS5E8M5Q4 | PX99900600 | 05,22 | 1 |  | 1BBB |  |  |  |  | 3051CG5A02A1AS5E8M5Q4 |  | 2019-11-01 |  | 2024-09-25
4339 | 29200000TL | 03483 | EG1026001 | P | 58016431 | 58 | EGTL Spares | Mtce | 14 | 14H | TRANSMITTER: DIFF. PRESSURE | -300 TO 300 PSIG INPUT,4-20MA | OUTPUT,10.5-55VDC SUPPLY, 3/4 IN NPT, ONE COMPLETE UNIT AS SPARE ELECTRONICS,183-PDT-0512, 183-PDT-0513 | EA | 2 | 0 | 0 | NO | 2510.0216 | 747215.3525 | ROSEMOUNT | 3051CD4A02A1BS5E8M5Q4 | PX869409 | 05,22 | 1 |  | 1CCC | [6 empty] | 2013-03-16 |  | 2019-09-23
4340 | 29200000TL | 03483 | EG1021005 | P | 58016445 | 58 | EGTL Spares | Mtce | 11 | 11Z | CABLE: HEAT TRACE | 10 QTVR 1-CT,120V,10 WATTS/FT | Computer Hardware - Peripherals : CU COND,14MM X 6.35MM COND,FLUOROPOLYMER INSUL,FLUOROPOLYMER OUTER JACKET (-CT) JACKET,SELF-REGULATING HEATING CABLE ELEMENT, AUTO, HEATER, 60HZ, FM APPROVED CL1, ZN1, AEX E II T4, 01-1 | MT | 20 | 0 | 0 | NO | 94 | 14593.5 | RAYCHEM | 10 QTVR 1-CT |  | 01,10,22 | 1 | 1AXX |  |  | ELB 7651 (ID NO. 0905) |  |  |  |  | 2012-04-04
4341 | 29200000TL | 03483 | EG1021007 | P | 58016450 | 58 | EGTL Spares | Mtce | 11 | 11Z | MARKER: SAFETY,ELECTRIC TRACED | 153 MM X 60 MM,YELLOW | Computer Hardware - Peripherals : WARNING, VINYL | EA | 3 | 0 | 0 | NO | 11 | 1707.75 | RAYCHEM | C77203-00 |  | 01,10,22 | 1 | 1AAC |  |  | ELB 7651 (ID NO. 0961) |  |  |  |  | 2012-04-04
4342 | 29200000TL | 03483 | EG1021007 | S | 58016457 | 58 | EGTL Spares | Mtce | 14 | 14Z | BOX: ELECTRICAL | VALVE LIMIT SWITCH BOX | Instruments - Other & Parts : JUNCTION GANG, DEPTH, RND, ALUMINIUM ENCLOSURE, JUNCTION BOX with LIMIT SWITCH WESTLOCK AccuTrak 360. | EA | 5 | 0 | 0 | NO | 472.472 | 104678.3534 | WESTLOCK | 360-BY-N-2B-2M06-00 | 360-BY-N-2B-2M06-00 | 01,10,22 | 1 | 1AXX |  |  | 476961 |  |  |  |  | 2012-01-06 | 2019-03-16 | 2014-01-16
4343 | 29200000TL | 03483 | EG1058004 | P | 58016517 | 58 | EGTL Spares | Mtce | 66 | 66F | REGULATOR: PRESSURE, 95H | 8 BAR(G) INLET,5 BAR(G) OUTLET | Valve - Parts & Accessories :3/4 IN,SS BODY, 160-PCV-0709B | PC | 2 | 0 | 0 | NO | 3751 | 582342.75 | FISHER | 95H / 3/4&QUOT; |  | 01,10,22 | 1 | 2CAB |  |  | INSTRUCTION MANUAL |  |  |  |  | 2012-04-04 | 2024-12-22 | 2014-08-25 |  |  | -2 | 2
4344 | 29200000TL | 03483 | EG1022009 | P | 58016521 | 58 | EGTL Spares | Mtce | 14 | 14H | TRANSMITTER: DIFFERENTIAL | PRESSURE 0 TO 2 BAR INPUT | Pressure measuring and control Instruments : 4 TO 20 MA OUTPUT, 24VDC SUPPLY, -2.5 TO 2.5 BAR G,1/2 IN NPT-F, SMART, TYPE 3051CD3A02A1JC1K5S5Q4, SS, 160-PDT-0705; 5 Valve Manifold 0305RC52B11B4L4; CALIBRAT'N: 0, to 13000 Nm3/h / 2500 mmH2O / OUT: 4 to 20 | EA | 2 | 1 | 2 | NO | 2422.9331 | 376131.01 | EMERSON PROCESS | 3051CD3A02A1JC1K5S5Q4 | 3051CD3A02A1JC1K5S5Q4 | 05,22 | 1 | 1AXX |  |  | TRANSMITTER DATA SHEET |  |  |  |  | 2012-01-06 |  | 2014-07-07
4345 | 29200000TL | 03483 | EG1025012 | P | 58016548 | 58 | EGTL Spares | Mtce | 54 | 54D | O-RING: 868MM ID | 875MM OD, 3.5MM WD | *OBS*GS&P-O-Rings : CASING HEAD SUCTION SIDE, SILICONE, MHI, 105-CC-001B, 105-CC-001A, 105-CC-001B | PC | 5 | 0 | 0 | NO | 95.066 | 14758.9947 | MHI |  | 1311-22 | 01,22 | 1 | 1AXX | 1AXX |  | 790-16031 |  |  |  |  | 2012-01-06
4346 | 29200000TL | 03483 | EG1024003 | P | 58016549 | 58 | EGTL Spares | Mtce | 76 | 76Z | RING: BACK-UP | ID 891 MM X WD 3 MM | Pumps-Other : TEFLON, FOR CASING HEAD, SUCTION SIDE, 105-CC-001B, 105-CC-001A | PC | 8 | 2 | 4 | NO | 697.0475 | 108209.6504 | MHI |  | 1311-24 | 01,22 | 1 | 1AXX |  |  | 790-16031 |  |  |  |  | 2012-01-06
4347 | 29200000TL | 03483 | EG1025014 | P | 58016551 | 58 | EGTL Spares | Mtce | 54 | 54D | O-RING: 34.4 MM ID | 40.6 MM OD, 3.1 MM WD | *OBS*GS&P-O-Rings : OP1000, NBR, MANUFACTURER STANDARD, 105-XX-004 | PC | 6 | 1 | 2 | NO | 27.6018 | 4284.9 | MITSUBISHI K.K., LTD. | A20035A | A20035A | 01 | 1 | 2CAC | 2CAC |  | 250581 |  |  |  |  | 2012-01-06
4348 | 29200000TL | 03483 | EGC037015 | P | 58016560 | 58 | EGTL Spares | Mtce | 87 | 87B | WHEEL: BLOWER, 16 IN | CAST ALUMINUM | *OBS*Machinery-Misc- : STANDARD | EA | 2 | 1 | 2 | NO | 868.0559 | 134757 | CCC | 909996 |  | 01,22 | 1 |  | 2BAB | [6 empty] | 2012-01-06
4349 | 29200000TL | 03483 | EGC037023 | P | 58016561 | 58 | EGTL Spares | Mtce | 51 | 51Z | SWITCH | HAND/OFF/AUTO | Electric-Other : STANDARD | EA | 2 | 1 | 2 | NO | 903.0582 | 140190.75 | CCC | M-11326-003 |  | 01,10,22 | 1 |  | 2CBC | [6 empty] | 2012-01-06
4350 | 29200000TL | 03483 | EGC046001 | P | 58016577 | 58 | EGTL Spares | Mtce | 54 | 54C | O-RING: SAFETY RELIEF VALVE | 4.35 IN ID, 4.56 IN OD | *OBS*GS&P-O-Rings : 0.21 IN WD, TEFLON, CROSS REF DWG: EGTL1-DRE-PRO-GA-500175, 830166 | EA | 3 | 0 | 0 | NO | 56.6871 | 8799.3133 | DRESSER | 31006348 | 31006348 | 01,22 | 1 | 1BBC |  |  | SEE ITEM NOTE |  |  |  |  | 2012-01-06
4351 | 29200000TL | 03483 | EGC046001 | P | 58016578 | 58 | EGTL Spares | Mtce | 54 | 54C | O-RING: SAFETY RELIEF VALVE | 8.734 IN ID, 8.873 IN OD | *OBS*GS&P-O-Rings : 0.139 IN WD, TEFLON, CROSS REF DWG: EGTL1-DRE-PRO-GA-050140, 720167 | EA | 3 | 0 | 0 | NO | 90.0324 | 13975.38 | DRESSER | 31006269 | 31006269 | 01,22 | 1 | 1BBC |  |  | SEE ITEM NOTE |  |  |  |  | 2012-01-06
4352 | 29200000TL | 03483 | EGC046005 | P | 58016579 | 58 | EGTL Spares | Mtce | 54 | 54C | O-RING: SAFETY RELIEF VALVE | 6.734 IN ID, 6.873 IN OD | *OBS*GS&P-O-Rings : 0.139 IN WD, TEFLON, CROSS REF DWG: EGTL1-DRE-PRO-GA-050140, 720167, 830166, 500175 | EA | 4 | 0 | 0 | NO | 67.5145 | 10481.175 | DRESSER | 31006261 | 31006261 | 01,22 | 1 | 1BBC |  |  | SEE ITEM NOTE |  |  |  |  | 2012-01-06
4353 | 29200000TL | 03483 | EGC032001 | P | 58016584 | 58 | EGTL Spares | Mtce | 54 | 54A | GASKET: SOFT IRON 11-31/32 IN | X 11-3/8 IN X 0.03 IN | Gaskets : RING, CROSS REF DWG: EGTL1-DRE-PRO-GA-780101, 200141 | EA | 2 | 0 | 0 | NO | 70.0406 | 10870.3 | DRESSER | 3670107 | 3670107 | 01,22 | 1 | 1BBC |  |  | SEE ITEM NOTE |  |  |  |  | 2012-01-06
4354 | 29200000TL | 03483 | EGC046004 | P | 58016593 | 58 | EGTL Spares | Mtce | 54 | 54C | RING: RETAINING | PSV'S | *OBS*GS&P-O-Rings : 10, INC | EA | 1 | 0 | 0 | NO | 6.4037 | 993.86 | DRESSER | 2410810 | 2410810 | 01,22 | 1 | 1BBC |  |  | EGTL1-DRE-PRO-GA-200122 |  |  |  |  | 2012-01-06
4355 | 29200000TL | 03483 | EGC046004 | P | 58016597 | 58 | EGTL Spares | Mtce | 54 | 54C | RING: RETAINING | PSV'S | *OBS*GS&P-O-Rings : 04, INC, CROSS REF DWG: EGTL1-DRE-PRO-GA-810063, 300098, 050005, 050004, 200090 | EA | 1 | 0 | 0 | NO | 3.0017 | 465.87 | DRESSER | 2410804 | 2410804 | 01,22 | 1 | 1BBC |  |  | SEE ITEM NOTE |  |  |  |  | 2012-01-06
4356 | 29200000TL | 03483 | EGC046005 | P | 58016598 | 58 | EGTL Spares | Mtce | 54 | 54C | RING: RETAINING | PSV'S | *OBS*GS&P-O-Rings : 03, INC, CROSS REF DWG: EGTL1-DRE-PRO-GA-720120, 750080, 200122, 810064, 780054 | EA | 2 | 0 | 0 | NO | 12.8074 | 1987.71 | DRESSER | 2410803 | 2410803 | 01,22 | 1 | 1BBC |  |  | SEE ITEM NOTE |  |  |  |  | 2012-01-06
4357 | 29200000TL | 03483 | EGC046003 | P | 58016599 | 58 | EGTL Spares | Mtce | 54 | 54C | RING: RETAINING | PSV'S | *OBS*GS&P-O-Rings : 02, INC, CROSS REF DWG: EGTL1-DRE-PRO-GA-720183, 720047, 720048, 720049, 750079 | EA | 4 | 0 | 0 | NO | 10.3356 | 1702.3012 | DRESSER | 2410802 | 2410802 | 01,22 | 1 | 1BBC |  |  | SEE ITEM NOTE |  |  |  |  | 2012-01-06 |  | 2016-11-09
4358 | 29200000TL | 03483 | EGC046003 | P | 58016600 | 58 | EGTL Spares | Mtce | 54 | 54C | RING: RETAINING | PSV'S | *OBS*GS&P-O-Rings : 01, INC, CROSS REF DWG: EGTL1-DRE-PRO-GA-720130, 780101, 720129, 720131, 720103 | EA | 3 | 0 | 0 | NO | 6.0035 | 931.74 | DRESSER | 2410801 | 2410801 | 01,22 | 1 | 1BBC |  |  | SEE ITEM NOTE |  |  |  |  | 2012-01-06
4359 | 29200000TL | 03483 | EGC046003 | P | 58016602 | 58 | EGTL Spares | Mtce | 56 | 56Z | WASHER: LOCK 0.437 IN NOM | 0.446 IN ID, 0.775 IN OD | *OBS*Fastener-BottWa : 0.085 IN THK, CS, ASTM, REGULAR, CROSS REF DWG: EGTL1-DRE-PRO-GA-830157, 500176 | EA | 2 | 0 | 0 | NO | 4.0023 | 621.16 | DRESSER | 2010222 | 2010222 | 01,22 | 1 | 1BBC | 1BBC |  | SEE ITEM NOTE |  |  |  |  | 2012-01-06
4360 | 29200000TL | 03483 | EG1025014 | P | 58016619 | 58 | EGTL Spares | Mtce | 50 | 50Z | PIN: DOWEL 10MM DIA | 19MM LG | Bearings & Accessories - All :&quot;STEEL BS970 070M20, MAIN BEARING 150-CR-0002A/B; EGTL1-PBL-MEC-DD-500035 TYPE: LOCATING&quot; | EA | 2 | 0 | 0 | NO | 34.0335 | 5283.3625 | DRESSER RAND | CD55845 10 03 05 | ACM/3/69329/A | 01,22 | 1 | 1BAB |  |  | C10/1/00016 |  |  |  |  | 2012-01-06
4361 | 29200000TL | 03483 | EG3001040 | P | 58016623 | 58 | EGTL Spares | Mtce | 71 | 71D | CROSSHEAD: DISTANCE PIECE ADJ | 2D2 COMPRESSOR - NO: CD55845 | Compressor - Air -Unit & Parts : CI BS1452 GR 250, 150-CR-002A/B; EGTL1-PBL-MEC-DD-500035 | EA | 1 | 0 | 0 | NO | 2535.7988 | 393657.4 | DRESSER RAND | CD55845 10 17 | ACM/0/72254/A | 22 | 1 | 1AXX | 1BBB |  | C10/1/00016 |  |  |  |  | 2012-01-06
4362 | 29200000TL | 03483 | EG1050010 | P | 58016624 | 58 | EGTL Spares | Mtce | 87 | 87B | SHIM: PLATE, 0.05MM THK | 650MM X 240MM | *OBS*Machinery-Misc- : BS4360-43A, 150-CR-002A/B; EGTL1-PBL-MEC-DD-500035 PART NOT SPECIFICALLY SHOWN | EA | 8 | 0 | 0 | NO | 319.3325 | 49573.175 | DRESSER RAND | CD55845 10 18 | ACM/3/72280/A | 22 | 1 | 1BAB | 1BAB |  | C10/1/00016 |  |  |  |  | 2012-01-06
4363 | 29200000TL | 03483 | EG1026006 | P | 58016627 | 58 | EGTL Spares | Mtce | 71 | 71D | FLINGER: OIL, 130 BORE | NYLATRON, PISTON ROD | Compressor - Air -Unit & Parts : 150-CR-002A/B; EGTL1-PBL-MEC-DD-500035, | EA | 2 | 0 | 0 | NO | 163.522 | 25385.15 | DRESSER RAND | CD55845 10 26 | AC/3/70885/A | 22 | 1 | 1BAB | 1BBB |  | C10/1/00016 |  |  |  |  | 2012-01-06
4364 | 29200000TL | 03483 | EG1011004 | P | 58016637 | 58 | EGTL Spares | Mtce | 50 | 50Z | RING: PISTON BEARER | 10 MM OD, STEEL | Bearings & Accessories - All :BS970 070M20, STOP PEGEGTL1-PBL-MEC-DD-500035, 150-CR-002 A/B | EA | 4 | 0 | 0 | NO | 610.52 | 186275.7572 | DRESSER RAND | CD55845 12 20 13 | AC/3/72417/E | 01,22 | 1 | 1AXX |  |  | C12/2/00086 |  |  |  |  | 2012-01-06 | 2018-01-24 | 2018-03-11
4365 | 29200000TL | 03483 | EG1059002 | P | 58016648 | 58 | EGTL Spares | Mtce | 14 | 14H | TRANSMITTER: PRESSURE | 0-16 BARG INPUT,HART 4-20MA | Pressure measuring and control Instruments : WITH HART PROTOCOL AND THE MANIFOLD 0305-R-C-3-2-B-1-1-B4-L4, RANGE 0-4 BARG. FLUID ISO-VG-100OUTPUT,24V DC SUPPLY,1/2 IN NPTF, EGTL1-PBL-MEC-GA-500006, EGTL1-PBL-MEC-DS-500124, HART. PN: 3051CG4A02A1AM5K5TIPI | EA | 5 | 0 | 0 | NO | 2099.9073 | 325968.9481 | EMERSON/ROSEMOUNT | 3051CG4A02A1AM5K5TIPIS5Q4 | OD 35968/REF/09 | 05,22 | 1 | 1BAB |  |  | SL/01/937/06129 |  |  |  |  | 2012-04-04 | 2025-04-04 | 2014-07-07 | -1 | 1
4366 | 29200000TL | 03483 | EG1050010 | P | 58016683 | 58 | EGTL Spares | Mtce | 70 | 70Z | HEATER: IMMERSION 300 MM DIA | 1700MM LG, 460V, 7KW , 3 PH | Boilers & Associated Parts : CALORITECH ENGINEERING ELECTRIC HEAT IMMERSION HEATER WITH FLANGE CONNECTION B16.3 CLASS 150A/SA105-19348, CRN OB2335.567804193TY, TJO 179108, Caloritech? Catalog: Immersion Heaters CXST307F329X-001, SERIAL NUMBER W044424, TEM | EA | 2 | 0 | 0 | NO | 1062.3126 | 174609.225 | CALORITECH ENGINEERING EL | CXST307F329X-001 | W044424 | 01,10,22 | 1 | 3CAC |  |  | SL/01/938/06132 |  |  | CXS |  | 2012-01-06 | 2014-03-29 | 2014-11-21
4367 | 29200000TL | 03483 | EG1028003 | P | 58016688 | 58 | EGTL Spares | Mtce | 56 | 56Z | NUT: HEXAGON, 60MM DIA M39 | STEEL, BS970, GR 605M36 | *OBS*Fastener-Other : &quot;150-CR-002A/B EGTL1-PBL-MEC-DD-500035 LENGTH: 540 MM, 150-CR-002A/B (2D2 COMPRESSOR)&quot; | EA | 4 | 0 | 0 | NO | 76.5251 | 11879.75 | DRESSER RAND | CD55845 85 04 04 | C10/3/00275/A | 01,21,22 | 1 | 1AXX | 1AXX |  | C10/1/00016 |  |  |  |  | 2012-01-06
4368 | 29200000TL | 03483 | EG1051033 | P | 58016689 | 58 | EGTL Spares | Mtce | 71 | 71D | CROSSHEAD:ADJUSTABLE,SLIPPER | STL/WHITE METAL | Compressor - Air -Unit & Parts : "SLIPPER 150-CR-002 A/ B EGTL1-PBL-MEC-DD-500035, (2D2 COMPRESSOR)" | EA | 1 | 0 | 0 | NO | 1167.6113 | 181259.975 | DRESSER RAND | CD55845 85 05 02 | C10/3/00195/A | 22 | 1 | 1AXX | 1BBB |  | C10/1/00016 |  |  |  |  | 2012-01-06
4369 | 29200000TL | 03483 | EG6123CON | S | 58016693 | 58 | EGTL Spares | Mtce | 71 | 71D | ROD:PISTON 115 MM DIA X | 2300 MM LG,STL BS970 420 S45 | Compressor - Air -Unit & Parts : &quot;150-CR-002A/B EGTL1-PBL-MEC-DD-500035, (2D2 COMPRESSOR)&quot; | EA | 1 | 0 | 0 | NO | 37573.305 | 10330484.7 | DRESSER RAND | CD55845 85 06 01 | C11/3/01723/A | 22 | 1 | 1AXX | 1BBB |  | C11/2/00173 |  |  |  |  | 2012-01-06 | 2025-06-13 |  | -1 | 1
4370 | 29300000TL | 03483 | EG1058004 | P | 58016695 | 58 | EGTL Spares | Mtce | 71 | 71F | PISTON:HALF,330MM ID,AL BS1474 | 6082 T6, 2D2 COMPRESSOR | PISTON HALF INNER - 330mm dia. Peter Brotherhood part number:-C11/3/01724/A. Parts list ref:- CD55845 11 20 01. 150-CR-002A. 150-CR-002B | EA | 1 | 1 | 2 | YES | 14652 | 6749736.84 | DRESSER RAND | C11/3/01724/A | C11/3/01724/A | 22 | 1 |  |  |  | 150-CR-002A |  |  | 2D2 |  | 2019-11-01 | 2025-06-08 | 2025-11-20 | -1 | 1
4371 | 29200000TL | 03483 | EG3003FLR | S | 58016697 | 58 | EGTL Spares | Mtce | 71 | 71H | LINER:CYLINDER,330MM ID, CI | BS1452 GR 250, 2D2 COMPRESSOR | *OBS*Compr/Parts-Oth : &quot;150-CR-002A/B EGTL1-PBL-MEC-DD-500035&quot; | EA | 1 | 0 | 0 | NO | 4839.2687 | 1482839.4421 | DRESSER RAND | CD55845 85 06 05 | C11/3/01733/A | 22 | 1 | 1AXX | 1AXX |  | C11/2/00173 |  |  |  |  | 2012-01-06 | 2025-12-09 | 2019-03-20 | -1 | 3
4372 | 29300000TL | 03483 | EG1060018A | P | 58016698 | 58 | EGTL Spares | Mtce | 71 | 71G | SLEEVE: PISTON, 184 MM DIA X | 60 MM LG, STL BS970 070M20 | *OBS*Compr/Parts-Oth : &quot;150-CR-002A/B EGTL1-PBL-MEC-D-500035 (2D2 COMPRESSOR)&quot; | EA | 2 | 1 | 2 | YES | 1400 | 644938 | DRESSER RAND | CD55845 85 06 17 | C11/3/01734/A | 01,22 | 1 | 1AXX |  |  | C12/2/00086 |  |  |  |  | 2019-11-01 |  | 2022-08-02
4373 | 29200000TL | 03483 | EG3005FLR | P | 58016699 | 58 | EGTL Spares | Mtce | 71 | 71D | ROD:PISTON, 115 MM DIA X | 2350 MM LG,STL BS970 420 S45 | Compressor - Air -Unit & Parts : &quot;150-CR-002 A/B EGTL1-PBL-MEC-DD-500035 (2D2 COMPRESSOR)&quot; | EA | 1 | 0 | 0 | NO | 59400 | 18201348 | DRESSER RAND | CD55845 85 07 01 | C12/3/00609/A | 22 | 1 | 1AXX | 1BBB |  | C12/2/00086 |  |  |  |  | 2012-01-06 | 2019-12-04
4374 | 29200000TL | 03483 | EG1051033 | P | 58016700 | 58 | EGTL Spares | Mtce | 52 | 52A | NUT:PISTON ROD,220MM DIA,3 BSF | STL, BS970, GR 8/080M40 | *OBS*Fastener-BottWa : &quot;150-CR-002 A/B EGTL1-PBL-MEC-DD-500035, (2D2 COMPRESSOR)&quot; | EA | 2 | 0 | 0 | NO | 192.9237 | 29949.475 | DRESSER RAND | CD55845 85 07 02 | AC/3/73366/A | 01,21,22 | 1 | 3CDC |  |  | C12/2/00086 |  |  |  |  | 2012-01-06
4375 | 29200000TL | 03483 | EG3003FLR | S | 58016703 | 58 | EGTL Spares | Mtce | 71 | 71H | LINER:CYLINDER,220MM ID,CI | BS1452 GR 250, 2D2 COMPRESSOR | *OBS*Compr/Parts-Oth : &quot;PROOF MACHINED ONLY 150-CR-002A/B EGTL1-PBL-MEC-DD-5000&quot; | EA | 1 | 0 | 0 | NO | 3761.4846 | 1152585.0527 | DRESSER RAND | CD55845 85 07 05 | C12/3/00619/A | 22 | 1 | 1AXX | 1AXX |  | C12/2/00086 |  |  |  |  | 2012-01-06 | 2025-12-09 | 2019-03-20 | -1 | 3
4376 | 29200000TL | 03483 | EG1051033 | P | 58016704 | 58 | EGTL Spares | Mtce | 71 | 71H | SLEEVE: PISTON, 139 MM DIA X | 60 MM LG, STL BS970 070M20 | *OBS*Compr/Parts-Oth : &quot;150-CR-002 A/B EGTL1-PBL-MEC-DD-500035 (2D2 COMPRESSOR)&quot; | EA | 2 | 0 | 0 | NO | 61.8242 | 9597.5875 | DRESSER RAND | CD55845 85 07 17 | C12/3/00620/A | 01,22 | 1 | 1AXX | 1AXX |  | C12/2/00086 |  |  |  |  | 2012-01-06
4377 | 29200000TL | 03483 | EG1050010 | P | 58016705 | 58 | EGTL Spares | Mtce | 71 | 71H | LINER:BEARING SLEEVE,220MM DIA | STL / WHITE METAL | *OBS*Compr/Parts-Oth : &quot;MAIN DRIVE MOTOR SHAPE:SPHERICAL SPEC: RING LUBRICATED 150-CR-002 A-M/B-M EGTL1-PBL-MEC-GA-500005 (2D2 COMPRESSOR)&quot; | EA | 1 | 0 | 0 | NO | 2482.634 | 385404.1 | GE | CD55845 85 08 01 | OD36027/REF/01 | 01,22 | 1 | 3CAC | 3CAC |  | M88D100131 |  |  |  |  | 2012-01-06
4378 | 29200000TL | 03483 | EG1025013 | P | 58016707 | 58 | EGTL Spares | Mtce | 54 | 54A | SEAL: LABYRINTH 300MM SHAFT OD | 140MM WD,400MM,SS 316,316 SS | Seals : &quot;ROT ELEMENT, FLUOROELASTOMER ELASTOMER, MAIN DRIVE MOTOR, SPARE, VARIOUS 150-CR-002 A-M/B-M EGTL1-PBL-MEC-GA-500005 (2D2 COMPRESSOR)&quot; | EA | 1 | 0 | 0 | NO | 185.8753 | 28855.2875 | GE | CD55845 85 08 03 | OD36027/REF/03 | 01,22 | 1 | 3CAC | 1BBB |  | M88D100131 |  |  |  |  | 2012-01-06
4379 | 29200000TL | 03483 | EG1023011 | P | 58016708 | 58 | EGTL Spares | Mtce | 51 | 51Z | HEATER: SPACE ELECTRIC FAN | FORCED, 94MMX44MM, 100W | Electric-Other : &quot;MAIN DRIVE MOTOR, 150-CR-002A-M/B-M EGTL1-PBL-MEC-GA-500005 (2D2 COMPRESSOR)&quot; | EA | 6 | 0 | 0 | NO | 69.2498 | 10750.335 | GE | CD55845 85 08 04 | OD36027/REF/04 | 01,10,22 | 1 | 1AXX |  |  | M88D100131 |  |  |  |  | 2012-01-06
4380 | 29200000TL | 03483 | EG1055030 | P | 58016710 | 58 | EGTL Spares | Mtce | 51 | 51Z | MOTOR: ELECTRIC AC | 1500 HP,327 RPM,4000VAC | &quot;3PHPH,60HZHZ,237 A,1100 KWW,8812Z FRAME,TEAAC ENCLOSURE,1.0 SERVICE FACTOR,300MM SHAFT,NONE BRAKE,FOOT MOUNT,5257MM LG,MAIN DRIVE, VARIOUS, TYPE: BLOWER, 150-CB-002A-M/B-M&quot; | EA | 1 | 0 | 0 | NO | 5046.8957 | 1418177.7 | GE | CD55845 85 08 06 |  | 01,011,19,22, | 1 | 3CAC |  |  | M88D100131 |  |  |  |  | 2012-04-04 | 2016-04-03
4381 | 29200000TL | 03483 | EG1055030 | P | 58016711 | 58 | EGTL Spares | Mtce | 51 | 51Z | FAN:BLOWER,1000MM DIA | 460V 3PH 60HZ,969CFM CAPACITY | Electric-Other : MAIN DRIVE MOTOR, 150-CB-002A-M/B-M, EGTL1-PBL-MEC-GA-500005, TEFC, MAIN DRIVE MOTOR | EA | 1 | 0 | 0 | NO | 10554.0798 | 1638415.35 | GE | CD55845 85 08 07 |  | 01,22 | 1 | 3CAC |  |  | M88D100131 |  |  |  |  | 2012-04-04
4382 | 29300000TL | 03483 | EG1055022A | P | 58016715 | 58 | EGTL Spares | Mtce | 51 | 51Z | CAPACITOR:SURGE | 0.5MICROFARADS PER POLE, 4160V | Electric-Other : DIELEKTROL NON-PCB INSULATING FLUID,+/- 10%,421MM X 414MM X 117MM,TERMINALS, 150-CR-002A-M/B-M (150-PX-005 A-M/B-M), EGTL1-PBL-ELE-DD-500043 | EA | 2 | 1 | 2 | YES | 4978.22 | 2067902.8058 | GENERAL ELECTRIC | 18L0015WH | OD/36027/REF/11 | 01,10,22 |  | 2CAB |  |  | EGTL1-PBL-ELE-DD-500043 |  |  |  |  | 2019-11-01 |  | 2022-03-11
4383 | 29200000TL | 03483 | EG1010007 | P | 58016745 | 58 | EGTL Spares | Mtce | 51 | 51Z | HEATER: CABINET 250 WATT 480V | HYDRAULIC GATE | Electric-Other : GATE OPERATORS NOT NEEDEDTYMETAL CORP. (Old Part No : MX1638 - 25283 ) | EA | 3 | 0 | 0 | NO | 767.7063 | 119233.1358 | TYMETAL CORP | 36892 |  | 22 | 1 | 1CCC |  |  | EGTL1-CFC-CIV-OM-000003 |  |  |  |  | 2012-04-04 |  | 2013-07-31
4384 | 29200000TL | 03483 | EGC044025 | P | 58016747 | 58 | EGTL Spares | Mtce | 66 | 66F | DETECTOR:LOOP | REVERSING DEVICE | Valve - Parts & Accessories : | EA | 3 | 0 | 0 | NO | 311.0876 | 48315.73 | TYMETAL CORP | MX1638 - 25280 |  | 22 | 1 | 1CCC |  |  | EGTL1-CFC-CIV-OM-000003 |  |  |  |  | 2012-04-04 |  | 2013-07-31
4385 | 29200000TL | 03483 | EG1038009 | P | 58016748 | 58 | EGTL Spares | Mtce | 51 | 51A | MOTOR: ELECTRIC AC | 1 HP,3450 RPM,460VAC,3PH,60HZ | Electric Motors - Complete Units Only : 1.8A,56C FRAME,TEFC ENCLOSURE,1.25 SERVICE FACTOR,1 IN SHAFT,MX1636, MAN PART NO 222 SS STD, SLIDE DRIVER 10 | EA | 3 | 0 | 0 | NO | 1068.2074 | 165845.8242 | HYSECURITY |  |  | 01,011,19,22, | 1 | 1CCC |  |  | EGTL1-CFC-CIV-DD-000008 |  |  |  |  | 2012-04-04 |  | 2013-06-13
4386 | 29200000TL | 03483 | EG1010007 | P | 58016749 | 58 | EGTL Spares | Mtce | 51 | 51Z | HEATER:CABINET,250 WATT,480V | HYDRAULIC GATE | Electric-Other : | EA | 5 | 0 | 0 | NO | 822.7792 | 127793.5375 | TYMETAL CORP | MX1636 - 25283 |  | 22 | 1 | 1CCC |  |  | EGTL1-CFC-CIV-DD-000008 |  |  |  |  | 2012-04-04 |  | 2013-07-31
4387 | 292000TLDE | 03483 | EG6PRKAREA | S | 58016752 | 58 | EGTL Spares | Mtce | 53 | 53A | PIPE:30 IN 3D BEND | X 762MM OD X 654MM (0 -TOL) ID | Fittings - Pipe - Carbon Steel :SS, 3M LG,WELDED, 48.6MM WALL THK MIN,54MM WALL THK MAX, ASTM A312,GR 3 | EA | 1 | 0 | 0 | YES | 26583.9794 | 39803926.5 | IBF S.P.A. |  |  | 02,22 | 1 | 2CAC | [7 empty] | 2016-03-31 |  |  | 1 | 1
4388 | 292000TLDE | 03483 | EG6PRKAREA | S | 58016753 | 58 | EGTL Spares | Mtce | 53 | 53A | PIPE:20 IN 3D BEND | X 508MM OD X 437.1MM (0 -TOL) | Fittings - Pipe - Carbon Steel :ID,SS,3M LG,WELDED,32.4MM WALL THK MIN,35.5MM WALL THK MAX,ASTM A312,GR 3 | EA | 1 | 0 | 0 | YES | 22915.8328 | 34311647.25 | IBF S.P.A. |  |  | 02,22 | 1 | 2CAC | [7 empty] | 2016-03-31 |  |  | 1 | 1
4389 | 29200000TL | 03483 | EG1009007 | P | 58016760 | 58 | EGTL Spares | Mtce | 50 | 50Z | BEARING:ANTIFRICTION, STL, | FIRE WATER PUMP | Bearings & Accessories - All :182-PC-002A/B | PC | 1 | 0 | 0 | NO | 390.5595 | 60634.36 | SKF | 17742003081 | 17742003081 | 01,21,22 | 1 | 1AXX |  |  | E1-S1810.158-X |  |  |  |  | 2012-01-06 | 2024-11-18 |  |  |  | -1 | 1
4390 | 29200000TL | 03483 | EG1019006 | P | 58016761 | 58 | EGTL Spares | Mtce | 50 | 50Z | BEARING:ANTIFRICTION,STL | FIRE WATER PUMP | Bearings & Accessories - All :&quot;TYR ESCRAVOS WAREHOUSE ECCN NO. NNLR/EAR99 182-PC-002A/B NOMINAL SIZE: 11/32/3 INSIDE DIAMETER: 11 OUTSIDE DIAMETER: 32 THICKNESS: &quot; | PC | 16 | 0 | 0 | NO | 425.2223 | 66028.21 | SKF | 17733617308 | 17733617308 | 01,21,22 | 1 | 1AXX |  |  | E1-S1810.158-X |  |  |  |  | 2012-01-06 | 2024-11-18 |  |  |  | -2 | 1
4391 | 29200000TL | 03483 | EGC041013 | P | 58016768 | 58 | EGTL Spares | Mtce | 76 | 76Z | RING:LABYRINTH,BRONZE / VITON | FIRE WATER PUMP | Pumps-Other : &quot;TYR ESCRAVOS WAREHOUSE ECCN NO. NNLR/EAR99 182-PC-002A/B SIZE/CAPACITY: BOLT 10X50MM / 5-19&quot; | PC | 2 | 0 | 0 | NO | 1726.3311 | 268030.54 | SULZER | 104932053181 | 104932053181 | 01,22 | 1 | 1AXX |  |  | E1-S1810.158-X |  |  |  |  | 2012-01-06
4392 | 29200000TL | 03483 | EGC041006 | P | 58016770 | 58 | EGTL Spares | Mtce | 54 | 54D | BUSHING:PACKING,SA479-316L SS | FIRE WATER PUMP | Packing / Glands / Stuffing Boxes : &quot;TYR ESCRAVOS WAREHOUS E ECCN NO. NNLR/EAR99 182-PC-002A &quot; | PC | 2 | 0 | 0 | NO | 687.6722 | 106761.11 | SULZER | 104064486003 | 104064486003 | 01,22 | 1 | 1AXX |  |  | E1-S1810.158-X |  |  |  |  | 2012-01-06
4393 | 29200000TL | 03483 | EGC042011 | P | 58016772 | 58 | EGTL Spares | Mtce | 76 | 76Z | RING:STATIONARY WEAR,A48 CL358 | FIRE WATER PUMP | Pumps-Other : &quot;TYR ESCRAVOS WAREHOUSE ECCN NO. NNLR/EAR99 182-PC-002A/B DESIGN RATING: . CONNECTION: WITH TRAY BODY MATERIAL: . TRIM: . OPERATED: . TEMPERATURE RATING: . SOFTGOODS: . STYLE: . CONFIGURA&quot; | PC | 2 | 0 | 0 | NO | 724.8113 | 112526.96 | SULZER | 104051423029 | 104051423029 | 01,22 | 1 | 1AXX |  |  | E1-S1810.158-X |  |  |  |  | 2012-01-06 | 2024-11-24 |  |  |  | -2 | 2
4394 | 29200000TL | 03483 | EGC041006 | P | 58016773 | 58 | EGTL Spares | Mtce | 76 | 76Z | RING:IMPELLER WEAR,A743 GR | CA40, FIRE WATER PUMP | Pumps-Other : &quot;TYR ESCRAVOS WAREHOUSE ECCN NO. NNLR/EAR99 182-PC-002A/B&quot; | PC | 1 | 0 | 0 | NO | 1071.7112 | 187254.1137 | SULZER | 104051422030 | 104051422030 | 01,22 | 1 | 1AXX |  |  | E1-S1810.158-X |  |  |  |  | 2012-01-06 | 2024-11-25 | 2015-01-13 |  |  | -2 | 2
4395 | 29200000TL | 03483 | EGC041006 | P | 58016774 | 58 | EGTL Spares | Mtce | 76 | 76Z | SLEEVE:SHAFT PROTECTIVE,A48 | CL 35B, FIRE WATER PUMP | Pumps-Other : 182-PC-002A/B | PC | 1 | 0 | 0 | NO | 1673.6552 | 259834.97 | SULZER | 104085066006 | 104085066006 | 01,22 | 1 | 1AXX |  |  | E1-S1810.158-X |  |  |  |  | 2012-01-06 | 2024-11-18 |  |  |  | -1 | 1
4396 | 29200000TL | 03483 | EGC042011 | P | 58016775 | 58 | EGTL Spares | Mtce | 76 | 76Z | RING:LUBRICATING | FIRE WATER PUMP | Pumps-Other : &quot;TYR ESCRAVOS WAREHOUSE ECCN NO. NNLR/EAR99 182-PC-002A/B DIAMETER: 10MM LENGTH: 40MM THREADS: METRIC HEAD: HEXAGONAL SPECIFICATION: DIN GRADE: B8, &quot; | PC | 2 | 0 | 0 | NO | 380.9752 | 59146.4 | SULZER | 104063210001 | 104063210001 | 01,22 | 1 | 1AXX |  |  | E1-S1810.158-X |  |  |  |  | 2012-01-06
4397 | 29200000TL | 03483 | EGC042003 | P | 58016776 | 58 | EGTL Spares | Mtce | 56 | 56Z | NUT:IMPELLER,316L SS,A479,GR | 316L SS, FIRE WATER PUMP | *OBS*Fastener-Other : 182-PC-002A/B | PC | 2 | 0 | 0 | NO | 1701.21 | 264112.85 | SULZER | 104065687215 | 104065687215 | 01,21,22 | 1 | 1AXX | 1AXX |  | E1-S1810.158-X |  |  |  |  | 2012-01-06
4398 | 29200000TL | 03483 | EGC042018 | P | 58016777 | 58 | EGTL Spares | Mtce | 56 | 56Z | NUT:GALV STL | FIRE WATER PUMP | *OBS*Fastener-Other : &quot;TYR ESCRAVOS WAREHOUSE ECCN NO. NNLR/EAR99 182-PC-002A/B SIZE: 16 LL 12.7 S1.5 CONNECTION: WITH TRAY BODY MATERIAL: 304L/1.4307&quot; | PC | 2 | 0 | 0 | NO | 81.4664 | 12647.66 | SULZER | 15201830412 | 15201830412 | 01,21,22 | 1 | 1AXX | 1AXX |  | E1-S1810.158-X |  |  |  |  | 2012-01-06
4399 | 29200000TL | 03483 | EGC042018 | P | 58016778 | 58 | EGTL Spares | Mtce | 76 | 76Z | RING: RETAINING, CIRCLIP | FEDSTAHL, FIRE WATER PUMP | Pumps-Other : 182-PC-002A/B | PC | 4 | 0 | 0 | NO | 14.3764 | 2231.94 | SULZER | 17033200090 | 17033200090 | 01,22 | 1 | 1AXX |  |  | E1-S1810.158-X |  |  |  |  | 2012-01-06
4400 | 29200000TL | 03483 | EGC042005 | P | 58016781 | 58 | EGTL Spares | Mtce | 76 | 76Z | KIT:WEAR RING | FIRE WATER PUMP | Pumps-Other : CONTAINS WEAR RINGS,ROLL PINS,SNAP RINGS, 182-PC-001A/B/C | KI | 2 | 0 | 0 | NO | 18170.6002 | 2820985.68 | SPS | 91909523(K0448-N5) | OSB102727100003 | 01,22 | 1 | 1AXX |  |  | EGTL1-SLZ-MEC-DD-823064 |  |  |  |  | 2012-01-06
4401 | 29200000TL | 03483 | EGC041010 | P | 58016782 | 58 | EGTL Spares | Mtce | 76 | 76Z | CONTROLLER:DIESEL ENGINE PUMP | 24V DC, FIRE WATER PUMP | Pumps-Other : &quot;MISC 182-PC-001B-D/C-D FIRETROL FTA1100-K6-MK2&quot; | ST | 1 | 0 | 0 | NO | 2353.5307 | 460393.677 | SPS | FTA1100-K6-MK2 | ELD102727150001 | 01,11,22 | 1 | 1AXX |  |  | EGTL1-SLZ-MEC-DD-823064 |  |  |  |  | 2012-01-06 | 2022-03-30 | 2019-04-12
4402 | 29200000TL | 03483 | EGC042003 | P | 58016811 | 58 | EGTL Spares | Mtce | 14 | 14Z | GAUGE: LEVEL OIL | FIRE WATER PUMP | *OBS*Gage&Parts-Pres : SIGHT, MISC 182-PC-001A-M | PC | 1 | 0 | 0 | NO | 176.1112 | 27341.26 | SIEMENS | CP737801006 | MOT102727100006 | 05,22 | 1 |  | 2BAB |  | 199139-010 |  |  |  |  | 2012-01-06
4403 | 29200000TL | 03483 | EG1051077 | P | 58016815 | 58 | EGTL Spares | Mtce | 51 | 51C | TRANSFORMER:MOTOR CURRENT | 0.045KVA,600V,10KV,25-400HZ | Electric Components - Motor / Generator :3PH, 110-GE-210/220 (COMPANDER) | EA | 3 | 1 | 2 | NO | 1916 | 297459 | SIEMENS |  |  | 01,10,22 | 1 | 2CAC | [7 empty] | 2012-01-06
4404 | 29200000TL | 03483 | EG1060003 | P | 58016817 | 58 | EGTL Spares | Mtce | 09 | 09N | COOLANT:INHIBITOR,SCA LIQUID | (0.25 GAL) 1 QT | Miscellaneous Gases:ZZ-MJ006-PC-007 | QT | 25 | 0 | 0 | NO | 9.4613 | 1468.67 | CATERPILLAR | 3P2044 |  | 00 | 1 | 3CAC |  |  | EGTL-6327-PMJ006 |  |  |  |  | 2012-04-04
4405 | 29200000TL | 03483 | EG1038015 | P | 58016826 | 58 | EGTL Spares | Mtce | 51 | 51E | CONNECTOR: ELECTRICAL TERMINAL | LONG BARREL LUG,4 AWG COND | Electric Components - Conduit / Fitting :COPPER TIN-PLATED,COMP,COPPER TIN-PLATED CONNECTOR,(2) 5/16 IN BOLT HOLE,45 DEG TERMINATION,NONE INSUL,GRAY, 600V TO 35KV (MISC ELECTRICAL CONSUMABLES) | EA | 100 | 0 | 0 | NO | 11.8735 | 1843.36 | THOMAS & BETTS | 54854BEUF0516 |  | 01 | 1 | 2CAC | [7 empty] | 2012-01-07
4406 | 29200000TL | 03483 | EGC024019 | P | 58016827 | 58 | EGTL Spares | Mtce | 51 | 51E | CONNECTOR: ELECTRICAL TERMINAL | LONG BARREL LUG,4 AWG COND | Electric Components - Conduit / Fitting :COPPER TIN-PLATED,COMP,COPPER TIN-PLATED CONNECTOR,(2) 3/8 IN BOLT HOLE,45 DEG TERMINATION,NONE INSUL,GRAY, 600V TO 35KV (MISC ELECTRICAL CONSUMABLES) | EA | 100 | 0 | 0 | NO | 11.8735 | 1843.36 | THOMAS & BETTS | 54854BEUF0616 |  | 01 | 1 | 2CAC | [7 empty] | 2012-01-07
4407 | 29200000TL | 03483 | EGC024017 | P | 58016828 | 58 | EGTL Spares | Mtce | 51 | 51E | CONNECTOR: ELECTRICAL TERMINAL | LONG BARREL LUG,2-3 AWG COND | Electric Components - Conduit / Fitting :COPPER TIN-PLATED,COMP,COPPER TIN-PLATED CONNECTOR,(2) 3/8 IN BOLT HOLE,45 DEG TERMINATION,NONE INSUL,BROWN, 600V TO 35KV (MISC ELECTRICAL CONSUMABLES) | EA | 50 | 0 | 0 | NO | 15.2498 | 2367.53 | THOMAS & BETTS | 54810BEUF0616 |  | 01 | 1 | 2CAC | [7 empty] | 2012-01-07
4408 | 29200000TL | 03483 | EG1023002 | S | 58016829 | 58 | EGTL Spares | Mtce | 51 | 51E | CONNECTOR: ELECTRICAL TERMINAL | LONG BARREL LUG,4/0 AWG COND | Electric Components - Conduit / Fitting :COPPER TIN-PLATED,COMP,COPPER TIN-PLATED CONNECTOR,(2) 3/8 IN BOLT HOLE,90 DEG TERMINATION,NONE INSUL,PURPLE, 600V-35KV (MISC ELECTRICAL CONSUMABLES) | EA | 50 | 0 | 0 | NO | 20.1828 | 3133.38 | THOMAS & BETTS | 54818BEUB |  | 01 | 1 | 2CAC | [7 empty] | 2012-01-07
4409 | 29200000TL | 03483 | EG1028014 | P | 58016830 | 58 | EGTL Spares | Mtce | 51 | 51E | CONNECTOR: ELECTRICAL TERMINAL | LONG BARREL LUG,1000 MCM COND | Electric Components - Conduit / Fitting :COPPER TIN-PLATED,COMP,COPPER TIN-PLATED CONNECTOR,(2) 3/8 IN BOLT HOLE,90 DEG TERMINATION,NONE INSUL,NONE, 600V TO 35KV (MISC ELECTRICAL CONSUMABLES) | EA | 10 | 0 | 0 | NO | 21.242 | 3297.82 | THOMAS & BETTS | 54826BEUB |  | 01 | 1 | 2CAC | [7 empty] | 2012-01-07
4410 | 29200000TL | 03483 | EGC019024 | P | 58016951 | 58 | EGTL Spares | Mtce | 14 | 14C | THERMOMETER:RESISTANCE | 110-CC-101,0-200 DEG C RANGE | Flow Measuring Instruments : 1 DEG C,3.2MM DIA X 11MM LG, 110-TE-1021, 110-TE-1022, 110-TE-1023, 110-TE-1024A, 110-TE-1024B, 110-TE-1570, 110-TE-1571, 110-TE-1027, 110-TE-1028, 110-TE-1025, 110-TE-1026A, 110-TE-1026B, 11 | EA | 4 | 0 | 0 | NO | 1045.48 | 302040.1628 | MAN TURBO | 9107.01 |  | 00 | 1 | [8 empty] | 2012-10-24 | 2024-10-22 | 2018-10-08 |  |  | -4 | 2
4411 | 29200000TL | 03483 | EG1003006 | P | 58016953 | 58 | EGTL Spares | Mtce | 14 | 14Z | PROXIMITOR: 7.87 V/MM SCALE | 8 MM PROBE DIA | Instruments - Other & Parts : BENTLY NEVADA ASSET CONDITION MONITORING 3300XL5/8MM PROXIMITOR SENSOR COMPATABLE WITH ALL 5 & 8MM 3300 & 3300XL PROBES 9 METRE SYSTEM PART NUMBER 330180-09-05 SERIAL NUMBER 10G01G0T | EA | 8 | 0 | 0 | NO | 1363.3757 | 331156.0625 | BENTLY NEVADA | 330180-09-05 |  | 01 | 1 | [6 empty] | 3300XL5/8MM |  | 2012-10-24 | 2016-11-17 | 2017-01-28
4412 | 29200000TL | 03483 | EG1020009 | P | 58016956 | 58 | EGTL Spares | Mtce | 14 | 14Z | CABLE: EXTENSION | 110-VE-1021X/Y+110-VE-2022X/Y |  | EA | 2 | 2 | 4 | NO | 735 | 223991.25 | MAN TURBO | 9107.09 | 200222738 | 00 | [9 empty] | 2016-07-23 | 2025-12-30 | 2016-12-20 | -2 | 1
4413 | 29200000TL | 03483 | EG3001010 | P | 58016959 | 58 | EGTL Spares | Mtce | 66 | 66Z | ROD:PISTON | 50 MM DIAMETER X 480 MM LG | Valve - Actuator & Positioner: 110-ZCV-1005 | EA | 15 | 0 | 0 | NO | 7917.9053 | 1229102.8545 | MAN TURBO | 9222.009 |  | 00 | 1 | 2CAC | 1BBB |  | 10000125775_9 |  |  |  |  | 2012-04-04 |  | 2014-01-17
4414 | 29200000TL | 03483 | EG3001052 | P | 58016960 | 58 | EGTL Spares | Mtce | 66 | 66N | TUBE:GUIDE VANE ACTUATOR | HYDRAULIC,460 MM DIA,SS 316 | Valve - Actuator & Positioner: &quot;CYLINDRIC PIPE , 110-ZCV-1005, EQUIPMENT: 110-CC-101&quot; | EA | 15 | 0 | 0 | YES | 14755.43 | 2417915.01 | MAN TURBO | 9222.011 |  | 01 | 1 | 2CAC |  |  | 10000125775_11 |  |  |  |  | 2012-04-04 | 2016-04-03 | 2014-01-17
4415 | 29200000TL | 03483 | EG1010003 | P | 58016961 | 58 | EGTL Spares | Mtce | 66 | 66Z | RING: PISTON GUIDE | 400 MM DIAMETER,STEEL | Valve - Actuator & Positioner: 110-ZCV-1005, EQUIPMENT: 110-CC-101 | EA | 3 | 0 | 0 | NO | 226.38 | 68951.575 | MAN TURBO | 9222.015 |  | 01 | 1 | 2CAC | 1BBB |  | 10000125775_15 |  |  |  |  | 2012-04-04 | 2016-07-12 | 2016-08-17
4416 | 29200000TL | 03483 | EG1010003 | P | 58016962 | 58 | EGTL Spares | Mtce | 66 | 66Z | RING:ROD GUIDE | 50 MM DIAMETER,PTFE | Valve - Actuator & Positioner: 110-ZCV-1005 | EA | 3 | 0 | 0 | NO | 13.42 | 4086.39 | MAN TURBO | 9222.049 |  | 01 | 1 | 2CAC | 1BBB |  | 10000125775_49 |  |  |  |  | 2012-04-04 | 2016-07-12 | 2016-08-02
4417 | 29200000TL | 03483 | EG1010003 | P | 58016963 | 58 | EGTL Spares | Mtce | 54 | 54A | SEAL:ROD | 50 MM DIAMETER,STEEL | *OBS*GS&P-Other : 110-ZCV-1005 | EA | 5 | 3 | 5 | NO | 81.64 | 24867.544 | MAN TURBO | 9222.051 |  | 01,22 | 1 | 2CAC | 1BBB |  | 10000125775_51 |  |  |  |  | 2012-04-04 | 2016-07-12 | 2016-08-17
4418 | 29200000TL | 03483 | EG1010003 | P | 58016964 | 58 | EGTL Spares | Mtce | 54 | 54A | SEAL:ROD | 50 MM DIAMETER,STEEL | *OBS*GS&P-Other : 110-ZCV-1005 | EA | 3 | 0 | 0 | NO | 74.2 | 22600.0833 | MAN TURBO | 9222.052 |  | 01,22 | 1 | 2CAC | 1BBB |  | 10000125775_52 |  |  |  |  | 2012-04-04 | 2016-07-12 | 2016-08-17
4419 | 29200000TL | 03483 | EG1008006 | P | 58016965 | 58 | EGTL Spares | Mtce | 54 | 54A | O-RING:GUIDE VANE ACTUATOR | 406 MM ID,416 MM OD,5 MM WD | *OBS*GS&P-O-Rings : &quot;FLUOROELASTOMER,AS 568 - 461, 110-ZCV-1005 EQUIPMENT: 110-CC-101&quot; | EA | 3 | 0 | 0 | NO | 29.98 | 9131.4083 | MAN TURBO | 9222.054 |  | 01 | 1 | 2CAC | 1BBB |  | 10000125775_54 |  |  |  |  | 2012-04-04 | 2016-07-12 | 2016-08-17
4420 | 29200000TL | 03483 | EG1010003 | P | 58016966 | 58 | EGTL Spares | Mtce | 54 | 54A | O-RING:GUIDE VANE ACTUATOR | 40 MM ID,43 MM OD,1.5 MM WD | Gaskets : &quot;FLUOROELASTOMER,AS 568 - 461, 110-ZCV-1005 EQUIPMENT: 110-CC-101&quot; | EA | 3 | 0 | 0 | NO | 19.44 | 3803.2875 | MAN TURBO | 9222.055 |  | 01 | 1 | 2CAC |  |  | 10000125775_55 |  |  |  |  | 2012-04-04 | 2016-07-12 | 2016-08-17
4421 | 29200000TL | 03483 | EG1008006 | P | 58016967 | 58 | EGTL Spares | Mtce | 54 | 54A | O-RING:GUIDE VANE ACTUATOR | 20 MM ID,23 MM OD,1.5 MM WD | Gaskets : &quot;FLUOROELASTOMER,AS 568 - 461, 110-ZCV-1005 EQUIPMENT: 110-CC-101&quot; | EA | 4 | 3 | 5 | NO | 2.002 | 310.7799 | MAN TURBO | 9222.057 |  | 01 | 1 | 2CAC |  |  | 10000125775_57 |  |  |  |  | 2012-04-04 | 2016-07-12 | 2014-01-17
4422 | 29200000TL | 03483 | EG1001018 | P | 58016969 | 58 | EGTL Spares | Mtce | 14 | 14Z | PROXIMITOR:TRANSSONIC,25MM | SCALE, 10.2 MM PROBE DIA | Instruments - Other & Parts : &quot;2 M CABLE LG, 110-ZCV-1005 EQUIPMENT: 110-CC-101&quot; | EA | 5 | 0 | 0 | NO | 3523.778 | 547009.3711 | MAN TURBO | 9222.098 |  | 00 | 1 | 2CAC |  |  | 10000125775_98 |  |  |  |  | 2012-04-04 |  | 2014-01-17
4423 | 29200000TL | 03483 | EG1010003 | P | 58016970 | 58 | EGTL Spares | Mtce | 66 | 66Z | RING:DISTANCE,12MM DIA,STEEL | 110-CC-101 | Valve - Actuator & Positioner: &quot;CROSS REF DWG: 10000125775_105, 10000298845_273, 10000104632_36 , EQUIPMENT: 110-CC-101, 110-ZCV-1005, 110-PV-1004A, 110-PV-1004B&quot; | EA | 4 | 0 | 0 | NO | 126.14 | 19583.235 | MAN TURBO | 9222.105 |  | 01 | 1 | 2CAC | 1BBB |  | SEE ADDITIONAL INFO |  |  |  |  | 2012-04-04
4424 | 29200000TL | 03483 | EG1010003 | P | 58016971 | 58 | EGTL Spares | Mtce | 14 | 14Z | PROBE:POSITIONER,11MM TIP DIA | 1 MM LG,-25 TO 100 DEG C | Instruments - Other & Parts : 2 M CABLE LG,HIGH GRADE STEEL,CROSS REF DWG: 10000125775_106, 10000298845_26, 10000104632_37, EQUIPMENT: 110-CC-101, 110-ZCV-1005, 110-PV-1004A, 110-PV-1004B | EA | 27 | 0 | 0 | NO | 78.4563 | 12179.0983 | MAN TURBO | 9222.106 |  | 00 | 1 | 2CAC |  |  | SEE ADDITIONAL INFO |  |  |  |  | 2012-04-04 |  | 2014-01-17
4425 | 29200000TL | 03483 | EG1051071 | P | 58016972 | 58 | EGTL Spares | Mtce | 66 | 66Z | VALVE:DIRECTIONAL,12MM | 0-40 BAR,MNPT, SS DIN 1.4571 | Valve-Other : BODY,VITON/PTFE,SOLENOID PILOT OPERATED,-10° TO +80°C,VITON O-RINGS,THD BONNET,3/2-WAY, 110-ZCV-1005 | EA | 7 | 0 | 0 | NO | 1266.2622 | 196569.3261 | MAN TURBO | 9226.009 |  | 02 | 1 | 2CAC |  |  | 10000127633_9 |  |  |  |  | 2012-04-04 | 2015-07-31 | 2014-01-17
4426 | 29200000TL | 03483 | EG1024001 | P | 58016973 | 58 | EGTL Spares | Mtce | 66 | 66Z | VALVE:DIRECTIONAL,12 MM | 0-40 BAR,MNPT,SS DIN 1.4571 | Valve-Other : BODY,VITON/PTFE,SOLENOID PILOT OPERATED,-10° TO +80°C,VITON O-RINGS,THD BONNET,4/3-WAY, 110-ZCV-1005 | EA | 2 | 1 | 3 | NO | 4570.4833 | 709510.23 | MAN TURBO | 9226.01 |  | 02 | 1 | 2CAC |  |  | 10000127633_10 |  |  |  |  | 2012-04-04 | 2015-06-29 | 2014-01-17
4427 | 292000TLDE | 03483 | EG1057004 | P | 58016974 | 58 | EGTL Spares | Mtce | 66 | 66N | POSITIONER:ELECTRO-HYDRAULIC | 530 MM DIAMETER X 1100 MM LG | Valve - Actuator & Positioner: EQUIPMENT: 110-CC-101, 110-ZCV-1005 | EA | 4 | 0 | 0 | YES | 3081.2349 | 4613502.266 | MAN TURBO | 9226.011 | 200229958 | 00 | 1 | 2CAC |  |  | 10000127633_11 |  |  |  |  | 2016-04-12 |  |  | 4 | 1
4428 | 29200000TL | 03483 | EG1008006 | P | 58016975 | 58 | EGTL Spares | Mtce | 54 | 54D | O-RING:GUIDE VANE VALVE | 55 MM ID,61 MM OD,3 MM WD | *OBS*GS&P-O-Rings : &quot;FLUOROELASTOMER,AS 568A-139, EQUIPMENT: 110-CC-101, 110-ZCV-1005 &quot; | EA | 5 | 0 | 0 | NO | 2.98 | 462.645 | MAN TURBO | 9226.019 |  | 01 | 1 | 2CAC | 2CAC |  | 10000127633_19 |  |  |  |  | 2012-04-04
4429 | 29200000TL | 03483 | EG1010003 | P | 58016976 | 58 | EGTL Spares | Mtce | 54 | 54D | O-RING:GUIDE VANE ACTUATOR | 27 MM ID,30 MM OD,1.5 MM WD | *OBS*GS&P-O-Rings : &quot;FLUROELASTOMER,AS568-023, CROSS REF DWG: 10000127633_39, 10000298845_10 EQUIPMENT: 110-CC-101, 110-ZCV-1005&quot; | EA | 4 | 0 | 0 | NO | 39 | 6054.75 | MAN TURBO | 9226.039 |  | 01 | 1 | 2CAC | 2CAC |  | SEE ADDITIONAL INFO |  |  |  |  | 2012-04-04
4430 | 29200000TL | 03483 | EG1053035 | P | 58016979 | 58 | EGTL Spares | Mtce | 87 | 87B | SHIM:COUPLING, SS 301 | 1/32 IN, 1/8IN THK,45MM WIDE | *OBS*Machinery-Misc- : PACK | EA | 1 | 0 | 0 | NO | 3997.87 | 1220629.9127 | MAN TURBO | 1420.002 |  | 00 | 1 | 2CAC | 2CAC |  | 10000304437_225 |  |  |  |  | 2012-04-04 | 2018-01-02 | 2018-04-09
4431 | 29200000TL | 03483 | EG1003010 | P | 58016980 | 58 | EGTL Spares | Mtce | 54 | 54Z | CORD: PACKING BULK 7.5M | MOLYBDENUM DISULPHIDE GREASE | *OBS*GS&P-Other : FOR SEALING | MT | 7 | 0 | 0 | NO | 3.8614 | 1178.9016 | MAN TURBO | 1361.018 |  | 01 | 1 | 2CAC | 1BBB |  | 10000304437_226 |  |  |  |  | 2012-04-04 | 2018-01-05 | 2018-04-09
4432 | 29200000TL | 03483 | EG1008006 | P | 58016982 | 58 | EGTL Spares | Mtce | 54 | 54A | GASKET:BOLT TENSIONING DEVICE | 125MM DIA X 175MM LG, HPU/POM | Seals : 12 PIECE, A6160 OF SPARE | EA | 1 | 0 | 0 | NO | 376.42 | 58439.205 | MAN TURBO | 3052.201 |  | 01 | 1 | 2CAC | 1BBB | [6 empty] | 2012-04-04
4433 | 29200000TL | 03483 | EG1008006 | P | 58016983 | 58 | EGTL Spares | Mtce | 54 | 54A | GASKET:BOLT TENSIONING DEVICE | 98 MM DIA X 166 MM DIA,HPU/POM | Seals : 12 PIECE, A6159 OF SPARE | EA | 1 | 0 | 0 | NO | 497.05 | 77167.0125 | MAN TURBO | 3052.301 |  | 01 | 1 | 2CAC | 1BBB | [6 empty] | 2012-04-04
4434 | 29200000TL | 03483 | EG1008006 | P | 58016984 | 58 | EGTL Spares | Mtce | 54 | 54A | GASKET:BOLT TENSIONING DEVICE | 61 MM DIA X 128 MM DIA,HPU/POM | Seals : 12 PIECE, A6157 OF SPARE | EA | 1 | 0 | 0 | NO | 453.38 | 70387.245 | MAN TURBO | 3052.401 |  | 01 | 1 | 2CAC | 1BBB | [6 empty] | 2012-04-04
4435 | 29200000TL | 03483 | EG1008006 | P | 58016985 | 58 | EGTL Spares | Mtce | 87 | 87B | KIT:SPARE PARTS (SET) | FOR HP 1600-2S-5 | *OBS*Machinery-Misc- : CONTAINS HYDRAULIC HOSES,HYDRALIC NUTS,NIPPLPES,ADAPTERS,BOLT TENSIONER | ST | 1 | 0 | 0 | NO | 478.33 | 74260.7325 | MAN TURBO | 3057.101 |  | 01 | 1 | 2CAC | 2CAC | [6 empty] | 2012-04-04
4436 | 29200000TL | 03483 | EG1008006 | P | 58016986 | 58 | EGTL Spares | Mtce | 87 | 87B | KIT:WEAR PARTS (SET) | FOR HP 1600-2S-5 | *OBS*Machinery-Misc- : CONTAINS HYDRAULIC HOSES,HYDRAILUC NUTS,COUPLINGS,NIPPLES,ADAPTERS,ASSEMBLY TOOLS | ST | 1 | 0 | 0 | NO | 351.47 | 54565.7175 | MAN TURBO | 3057.102 |  | 01 | 1 | 2CAC | 2CAC | [6 empty] | 2012-04-04
4437 | 29200000TL | 03483 | EG1008006 | P | 58016987 | 58 | EGTL Spares | Mtce | 14 | 14Z | INDICATOR:PRESSURE,100MM DIA | 0-1600 BAR RANGE,10 BAR SCALE | Instruments - Other & Parts : STEEL | ST | 1 | 0 | 0 | NO | 942.1 | 146261.025 | MAN TURBO | 3057.103 |  | 00 | 1 | 2CAC | [7 empty] | 2012-04-04
4438 | 29200000TL | 03483 | EG1008006 | P | 58016988 | 58 | EGTL Spares | Mtce | 54 | 54A | GASKET:BOLT TENSIONING DEVICE | 225MM DIA X 316MM LG, HPU/POM | Seals : 21 PIECE, A5190 OF SPARE | EA | 1 | 0 | 0 | NO | 1025.29 | 159176.2725 | MAN TURBO | 3057.201 |  | 01 | 1 | 2CAC | 1BBB | [6 empty] | 2012-04-04
4439 | 29200000TL | 03483 | EG1008006 | P | 58016989 | 58 | EGTL Spares | Mtce | 54 | 54A | GASKET:BOLT TENSIONING DEVICE | 150MM DIA X 203MM LG,HPU/POM | Seals : 17 PIECE, A4093 OF SPARE | EA | 1 | 0 | 0 | NO | 831.88 | 129149.37 | MAN TURBO | 3057.301 |  | 01 | 1 | 2CAC | 1BBB | [6 empty] | 2012-04-04
4440 | 29200000TL | 03483 | EG1008006 | P | 58016990 | 58 | EGTL Spares | Mtce | 54 | 54A | GASKET:BOLT TENSIONING DEVICE | 128MM DIA X 251MM LG, HPU/POM | Seals : 17 PIECE, A4088 OF SPARE | EA | 1 | 0 | 0 | NO | 694.62 | 107839.755 | MAN TURBO | 3057.401 |  | 01 | 1 | 2CAC | 1BBB | [6 empty] | 2012-04-04
4441 | 29200000TL | 03483 | EG1001008 | P | 58016991 | 58 | EGTL Spares | Mtce | 87 | 87B | LUBRICANT:MICRO REFINED MOS2 | POWDER,5 GAL PAIL | Engines - Parts : | EA | 6 | 0 | 0 | NO | 352.745 | 54761.1402 | MAN TURBO | 3063.01 |  | 00 | 1 | 2CAC |  |  | 10000298845 |  |  |  |  | 2012-04-04 |  | 2014-01-17
4442 | 29200000TL | 03483 | EG1001001 | P | 58016992 | 58 | EGTL Spares | Mtce | 87 | 87B | LUBRICANT:SPRAY, ANTI-SEIZE | 16 OZ | Engines - Parts : ALSO AVAILABLE AS PASTE | EA | 11 | 0 | 0 | NO | 157.915 | 28479.2622 | MAN TURBO | 3063.02 |  | 00 | 1 | 2CAC |  |  | 10000298845 |  |  |  |  | 2012-04-04 | 2018-09-10 | 2015-08-18
4443 | 29200000TL | 03483 | EG1004016 | P | 58016994 | 58 | EGTL Spares | Mtce | 87 | 87B | PASTE | OPTIMOL PL-SPRAY, CAN | Engines - Parts : EQUIPMENT: 110-CC-101 | EA | 6 | 0 | 0 | NO | 62.525 | 9706.4837 | MAN TURBO | 3063.04 |  | 00 | 1 | 2CAC | 2CBC |  | 10000298845 |  |  |  |  | 2012-04-04 |  | 2014-01-17
4444 | 29200000TL | 03483 | EG1008006 | P | 58016995 | 58 | EGTL Spares | Mtce | 87 | 87B | COATING:MOLYKOTE P37 | 5 GAL PAIL | Engines - Parts : | EA | 2 | 1 | 2 | NO | 138.4 | 42260.44 | MAN TURBO | 3063.05 |  | 00 | 1 | 2CAC |  |  | 10000298845 |  |  |  |  | 2012-04-04 | 2017-05-07 | 2017-05-20
4445 | 29200000TL | 03483 | EG1050011 | P | 58017119 | 58 | EGTL Spares | Mtce | 66 | 66S | STEM: VALVE | TRIP VALVE WITH ACTUATOR | Valve - Actuator & Positioner: DN 250 VALVE, 3.5 MM DIA, 450 MM LG, SS DIN 1.4923 | EA | 1 | 0 | 0 | NO | 15285.81 | 2373122.003 | MAN TURBO | 3511.013 |  | 00 | 1 | 2CAC | 1BBB |  | 10000298845_199 |  |  |  |  | 2012-04-04
4446 | 29200000TL | 03483 | EG1053036 | P | 58017122 | 58 | EGTL Spares | Mtce | 66 | 66Z | TUBE:TRIP VALVE CYLINDRIC PIPE | 250 MM DIAMETER,SS 316 | Valve - Actuator & Positioner: EQUIPMENT: 110-CC-101 | EA | 1 | 0 | 0 | NO | 5656.79 | 878216.6475 | MAN TURBO | 9362.007 |  | 01 | 1 | 2CAC | 1BBB |  | 10000298845_2 |  |  |  |  | 2012-04-04
4447 | 29200000TL | 03483 | EG1050017 | P | 58017123 | 58 | EGTL Spares | Mtce | 66 | 66Z | ROD:PISTON | 40 MM DIA X 55 MM LG,STL | Valve-Other : TRIP VALVE WITH ACTUATOR | EA | 1 | 0 | 0 | NO | 3930.64 | 610231.86 | MAN TURBO | 9362.008 |  | 00 | 1 | 2CAC |  |  | 10000298845_4 |  |  |  |  | 2012-04-04
4448 | 29200000TL | 03483 | EG1054018 | P | 58017124 | 58 | EGTL Spares | Mtce | 66 | 66F | SPRING:PRESSURE | 75 MM DIA X 55 MM LG,STL | Valve - Parts & Accessories :TRIP VALVE WITH ACTUATOR | EA | 1 | 0 | 0 | NO | 4263.39 | 661891.2975 | MAN TURBO | 9362.009 |  | 01 | 1 | 2CAC |  |  | 10000298845_5 |  |  |  |  | 2012-04-04
4449 | 29200000TL | 03483 | EG1008006 | P | 58017125 | 58 | EGTL Spares | Mtce | 66 | 66Z | RING: PISTON | 40 MM DIA,STEEL | Valve - Actuator & Positioner: TRIP VALVE WITH ACTUATOR | EA | 2 | 0 | 0 | NO | 297.39 | 46169.7975 | MAN TURBO | 9362.01 |  | 01 | 1 | 2CAC | 1BBB |  | 10000298845_6 |  |  |  |  | 2012-04-04
4450 | 29200000TL | 03483 | EG1008006 | P | 58017126 | 58 | EGTL Spares | Mtce | 66 | 66Z | RING:ROD GUIDE | 40 MM DIAMETER,PTFE | Valve - Actuator & Positioner: TRIP VALVE WITH ACTUACTOR | EA | 3 | 0 | 0 | NO | 12.69 | 1970.1225 | MAN TURBO | 9362.014 |  | 01 | 1 | 2CAC | 1BBB |  | 10000298845_7 |  |  |  |  | 2012-04-04
4451 | 29200000TL | 03483 | EG1008006 | P | 58017127 | 58 | EGTL Spares | Mtce | 54 | 54D | SEAL:ROD | 40 MM DIAMETER,STL DIN 1.4571 | *OBS*GS&P-Other : TRIP VALVE WITH ACTUATOR | EA | 2 | 0 | 0 | NO | 77.78 | 12075.345 | MAN TURBO | 9362.015 |  | 01,22 | 1 | 2CAC | 2CAC |  | 10000298845_8 |  |  |  |  | 2012-04-04
4452 | 29200000TL | 03483 | EG1008006 | P | 58017128 | 58 | EGTL Spares | Mtce | 54 | 54D | SEAL:ROD | 40 MM DIAMETER,TURCON T46 | *OBS*GS&P-Other : &quot;TRIP VALVE WITH ACTUATOR TURCON EXCLUDER-5&quot; | EA | 1 | 0 | 0 | NO | 70.92 | 11010.33 | MAN TURBO | 9362.016 |  | 01,22 | 1 | 2CAC | 2CAC |  | 10000298845_9 |  |  |  |  | 2012-04-04
4453 | 29200000TL | 03483 | EG1008006 | P | 58017129 | 58 | EGTL Spares | Mtce | 54 | 54D | O-RING:CYLINDER,250MM ID | 260 MM OD,5 MM WD,BUNA-N | *OBS*GS&P-O-Rings : &quot;AS568-449, EQUIPMENT: 110-CC-101 , TRIP VALVE WITH ACTUATOR, EQUIPMENT&quot; | EA | 2 | 0 | 0 | NO | 59.07 | 9170.6175 | MAN TURBO | 9362.024 |  | 01 | 1 | 2CAC | 2CAC |  | 10000298845_11 |  |  |  |  | 2012-04-04
4454 | 29200000TL | 03483 | EG1010003 | P | 58017130 | 58 | EGTL Spares | Mtce | 66 | 66S | RING:DILAG-GUIDE,35MM DIA | PTFE,TRIP VALVE WITH ACTUATOR | Valve - Actuator & Positioner: | EA | 1 | 0 | 0 | NO | 66.14 | 10268.235 | MAN TURBO | 9362.044 |  | 01 | 1 | 2CAC | 1BBB |  | 10000298845_13 |  |  |  |  | 2012-04-04
4455 | 29200000TL | 03483 | EG1004016 | P | 58017139 | 58 | EGTL Spares | Mtce | 50 | 50Z | BEARING: SLEEVE,LINK,230MM ID | 280MM OD,196MM LG,STEEL | Bearings & Accessories - All : | EA | 2 | 0 | 0 | NO | 393.07 | 61024.1175 | MAN TURBO | 3521.058 |  | 01,21,22 | 1 | 2CAC |  |  | 10000298845_230 |  |  |  |  | 2012-04-04
4456 | 29200000TL | 03483 | EG1004016 | P | 58017140 | 58 | EGTL Spares | Mtce | 50 | 50Z | BEARING:LINK,27MM | JOINT,HEAVY SERIES,STEEL | Bearings & Accessories - All : | EA | 2 | 0 | 0 | NO | 309.88 | 48108.87 | MAN TURBO | 3521.067 |  | 01,21,22 | 1 | 2CAC |  |  | 10000298845_235 |  |  |  |  | 2012-04-04
4457 | 29200000TL | 03483 | EG1024009 | P | 58017142 | 58 | EGTL Spares | Mtce | 66 | 66Z | BUSHING:DEVA,70MM,BRONZE | 110-CC-101 | Valve - Actuator & Positioner: | EA | 2 | 0 | 0 | NO | 1705.36 | 264757.14 | MAN TURBO | 3521.098 |  | 01 | 1 | 2CAC | 1BBB |  | 10000298845_239 |  |  |  |  | 2012-04-04
4458 | 29200000TL | 03483 | EG1050011 | P | 58017143 | 58 | EGTL Spares | Mtce | 66 | 66Z | ROD:PISTON, STL,50MM DIA X | 250MM LG,LIVE STEAM CONTROL | Valve-Other : | EA | 1 | 0 | 0 | NO | 4741.72 | 736152.03 | MAN TURBO | 9372.002 |  | 00 | 1 | 2CAC |  |  | 10000298845_15 |  |  |  |  | 2012-04-04
4459 | 29200000TL | 03483 | EG1050011 | P | 58017144 | 58 | EGTL Spares | Mtce | 60 | 60E | TUBE:LIVE STEAM CONTROL,200MM | DIA,VAVLE HYDRAULIC,SS 316 | *OBS*Pipe&Tube-Other : &quot;110-CC-101, CYLINDRIC PIPE EQUIPMENT&quot; | EA | 1 | 0 | 0 | NO | 1578.49 | 245060.5725 | MAN TURBO | 9372.004 |  | 01 | 1 | 2CAC | 2CAC |  | 10000298845_16 |  |  |  |  | 2012-04-04
4460 | 29200000TL | 03483 | EG1001010 | P | 58017145 | 58 | EGTL Spares | Mtce | 58 | 58Z | INSULATION:FIBERGLASS,38MM THK | W/MINERAL WOOL,BLANKET | Insulation & Accessories - All :THERMAL,R-19 RATING | EA | 1 | 0 | 0 | NO | 75.28 | 11687.22 | MAN TURBO | 9372.012 |  | 01 | 1 | 2CAC |  |  | 10000298845_271 |  |  |  |  | 2012-04-04
4461 | 29200000TL | 03483 | EG1001010 | P | 58017146 | 58 | EGTL Spares | Mtce | 58 | 58Z | INSULATION:FIBERGLASS,50 MM | W/MINERAL WOOL,BLANKET | Insulation & Accessories - All :THERMAL,R-19 RATING | EA | 1 | 0 | 0 | NO | 70.71 | 10977.7275 | MAN TURBO | 9372.013 |  | 01 | 1 | 2CAC |  |  | 10000298845_272 |  |  |  |  | 2012-04-04
4462 | 29200000TL | 03483 | EG1010003 | P | 58017150 | 58 | EGTL Spares | Mtce | 54 | 54D | SEAL:ROD,50 MM DIAMETER,STL | LIVE STEAM CONTROL | *OBS*GS&P-Other : | EA | 2 | 0 | 0 | NO | 95.25 | 14787.5625 | MAN TURBO | 9372.019 |  | 01,22 | 1 | 2CAC | 2CAC |  | 10000298845_21 |  |  |  |  | 2012-04-04
4463 | 29200000TL | 03483 | EG1014003 | P | 58017154 | 58 | EGTL Spares | Mtce | 14 | 14Z | PROXIMITOR:25 MM SCALE,10.2 MM | PROBE DIA,2 M CABLE LG | Instruments - Other & Parts : &quot;TRANSSONIC PROXIMITOR , EQUIPMENT: 110-CC-101&quot; | EA | 2 | 0 | 0 | NO | 2743.71 | 425933.5404 | MAN TURBO | 9372.024 |  | 00 | 1 | 2CAC |  |  | 10000298845_25 |  |  |  |  | 2012-04-04 | 2014-08-23 | 2014-08-23
4464 | 29200000TL | 03483 | EG1014015 | P | 58017157 | 58 | EGTL Spares | Mtce | 14 | 14Z | PROBE:KEYPHASOR,8MM TIP DIA | 220MM LG,-35 TO 85 DEG C | Instruments - Other & Parts : &quot;2M CABLE LG,ALUM A308,110-VE-1923 , EQUIPMENT: 110-CC-101&quot; | EA | 2 | 0 | 0 | NO | 744.7697 | 115640.4013 | MAN TURBO | 9107.08 |  | 00 | 1 | 2CAC | [7 empty] | 2012-10-24
4465 | 29200000TL | 03483 | EG1014015 | P | 58017158 | 58 | EGTL Spares | Mtce | 14 | 14I | THERMOMETER:RESISTANCE,-175 TO | 475DEG C RANGE,1DEG C,12MM DIA | Temperature and heat measuring instruments : X 400 MM LG, 110-TE-1085A/B/C | EA | 3 | 1 | 2 | NO | 1288.888 | 208004.2967 | MAN TURBO | 9107.13 |  | 00 | 1 | 2CAC |  |  | 10000298845_510 |  |  |  |  | 2012-04-04 | 2012-12-21 | 2014-07-09
4466 | 29200000TL | 03483 | EG1017009 | P | 58017160 | 58 | EGTL Spares | Mtce | 14 | 14I | THERMOMETER:RESISTANCE,-60 TO | 600DEG C RANGE,1DEG C,12MM DIA | Temperature and heat measuring instruments : X 450 MM LG, 110-TE-1074B, 110-TE-1094 | EA | 5 | 2 | 4 | NO | 1507.99 | 234105.3942 | MAN TURBO | 9107.15 | 200382396 | 00 | 1 | 2CAC |  |  | 10000298845_512 |  |  |  |  | 2012-04-04 | 2015-12-23 | 2014-01-16
4467 | 29200000TL | 03483 | EG1014015 | P | 58017161 | 58 | EGTL Spares | Mtce | 14 | 14I | THERMOMETER:RESISTANCE,-60 TO | 600DEG C RANGE,1DEG C,12MM DIA | Temperature and heat measuring instruments : X 500 MM LG, 110-TE-1099A/B | EA | 6 | 0 | 0 | NO | 1537.32 | 238638.1836 | MAN TURBO | 9107.16 |  | 02,22 | 1 | 2CAC |  |  | 10000298845_513 |  |  |  |  | 2012-04-04 | 2014-02-05 | 2014-03-28
4468 | 29200000TL | 03483 | EG1004002 | P | 58017162 | 58 | EGTL Spares | Mtce | 14 | 14I | THERMOMETER:RESISTANCE,-60 TO | 600DEG C RANGE,1DEG C,12MM DIA | Temperature and heat measuring instruments : X 300 MM LG, 110-TE-1098B, 110-TE-2098B | EA | 2 | 1 | 2 | NO | 1480.77 | 291237.8436 | MAN TURBO | 9107.17 |  | 00 | 1 | 2CAC |  |  | 10000298845_514 |  |  |  |  | 2012-04-04 | 2014-11-01 | 2014-11-30
4469 | 29200000TL | 03483 | EG1001001 | P | 58017163 | 58 | EGTL Spares | Mtce | 14 | 14C | THERMOMETER:RESISTANCE,-60 TO | 600DEG C RANGE,1DEG C,6MM DIA | Flow Measuring Instruments : X 135 MM LG, 110-TE-1046, 110-TE-1929 | EA | 2 | 0 | 0 | NO | 2558.03 | 397134.1575 | MAN TURBO | 9107.18 |  | 00 | 1 | 2CAC |  |  | 10000298845_515 |  |  |  |  | 2012-04-04
4470 | 292000TLDE | 03483 | EG1059010 | P | 58017174 | 58 | EGTL Spares | Mtce | 02 | 02A | BEARING: SLEEVE | BAC COMPRESSORS | Heating Ventilation and Air Conditioning Equipnment & Parts : JOURNAL TYPE SLEEVE BEARING FOR BAC COMPRESSORS *215MM OD,100MM LG,ST/WM, COMPLETE, 10039685 JCBT, 706/4160145, 50008491 | EA | 2 | 0 | 0 | YES | 4207.9882 | 6300578.69 | MAN TURBO | 11995001 | WP-102162 | 01,21,22 | 1 | [6 empty] | 10039685-JCBT |  | 2014-07-05 |  |  | 2 | 1
4471 | 29200000TL | 03483 | EGC023004 | P | 58017177 | 58 | EGTL Spares | Mtce | 14 | 14Z | DETECTOR: RTD -50 TO 230 DEG C | 100 OHM,3 WIRE PLATINUM | Instruments - Other & Parts : ELEMENT, 1/2IN DIA,1-1/4IN LG,SS 316 TUBE,TWIN RESISTANCE TEMPERATURE DETECTOR TEFLON/STAHL | EA | 1 | 2 | 4 | NO | 1105.2413 | 171632.92 | MAN TURBO | 4050.001 |  | 00 | 1 | [8 empty] | 2012-10-24
4472 | 292000TLDE | 03483 | EG3001FLR | S | 58017208 | 58 | EGTL Spares | Mtce | 66 | 66G | PLUG:VALVE,BLOW-OFF,700 MM | VALVE,316 SS, 110-PV-1004A | Valve-Plug : 110-PV-1004B | EA | 1 | 0 | 0 | YES | 7146.111 | 10699800.5 | MAN TURBO | 9231.011 |  | 02 | 1 | 2CAC |  |  | 10000004384_11 |  |  |  |  | 2016-04-01 |  |  | 1 | 1
4473 | 29200000TL | 03483 | EG1050005 | P | 58017210 | 58 | EGTL Spares | Mtce | 66 | 66F | STEM:VALVE,BLOW OFF,700MM | WITH ACTUATOR,85MM DIA,275MM L | Valve - Parts & Accessories :SS DIN 1.4923,110-PV-1004A, 110-PV-1004B / QA CODE: 01A AND 07 | EA | 1 | 0 | 1 | NO | 19242.12 | 5873464.7088 | MAN TURBO | 9231.017 |  | 01A, 07 | 1 | 2CAC |  |  | 10000004384_17 |  |  |  |  | 2012-04-04 | 2016-06-10 | 2017-12-05
4474 | 29200000TL | 03483 | EG1008013 | P | 58017212 | 58 | EGTL Spares | Mtce | 54 | 54D | SEAL:ROD,85MM DIA,TURCON T46 | 110-PV-1004A, 110-PV-1004B | *OBS*GS&P-Other : &quot; TURCON EXCLUDER 5&quot; | EA | 2 | 0 | 0 | NO | 63.74 | 19533.123 | MAN TURBO | 9231.02 |  | 01,22 | 1 | 2CAC | 2CAC |  | 10000004384_20 |  |  |  |  | 2012-04-04 | 2019-06-27 | 2018-09-07
4475 | 29200000TL | 03483 | EG1008006 | P | 58017213 | 58 | EGTL Spares | Mtce | 54 | 54D | O-RING:BLOW OFF VALVE,515MM ID | WITH ACTUATOR,525 MM OD,5MM WD | *OBS*GS&P-O-Rings : FLUOROELASTOMER,AS568-389, 110-PV-1004A, 110-PV-1004B, EQUIPMENT: 110-CC-101 | EA | 6 | 0 | 0 | NO | 5030.42 | 1541605.7451 | MAN TURBO | 9231.021 |  | 01 | 1 | 2CAC | 2CAC |  | 10000004384_21 |  |  |  |  | 2012-04-04 | 2019-06-30 | 2018-09-07
4476 | 29200000TL | 03483 | EG1053035 | P | 58017214 | 58 | EGTL Spares | Mtce | 54 | 54A | GASKET:BLOW OFF VALV,770MM DIA | SS 316/GRAPHITE,CIRCULAR | Seals : 110-PV-1004A,110-PV-1004B | EA | 2 | 1 | 2 | NO | 107.32 | 32888.214 | MAN TURBO | 9231.022 |  | 01 | 1 | 2CAC | 2BBB |  | 10000004384_22 |  |  |  |  | 2012-04-04 | 2019-06-27 | 2018-09-07
4477 | 29200000TL | 03483 | EG1053035 | P | 58017215 | 58 | EGTL Spares | Mtce | 54 | 54A | GASKET:BLW OFF VALVE,620MM DIA | SS 316/GRAPHITE,CIRCULAR | Seals : 110-PV-1004A, 110-PV-1004B | EA | 2 | 1 | 2 | NO | 71.48 | 21905.046 | MAN TURBO | 9231.023 |  | 01 | 1 | 2CAC | 3CCA |  | 10000004384_23 |  |  |  |  | 2012-04-04 | 2019-06-27 | 2018-09-07
4478 | 29300000TL | 03483 | EG1058009 | P | 58017225 | 58 | EGTL Spares | Mtce | 66 | 66Z | POSITIONER:ELECTRO-HYDRAULIC | 700 MM DIAMETER X 3000 MM LG | Valve - Actuator & Positioner: "110-PV-1004A, 110-PV-1004B, EQUIPMENT: 110-CC-101,BLOW OFF VALVE" | EA | 1 | 0 | 0 | NO | 27524.255 | 12160215.859 | MAN TURBO | 9236.014 | 200199912 | 00 | 1 | 2CAC | 1BBB |  | 491-2-002986_14 |  |  |  |  | 2019-11-01 | 2025-02-11 | 2022-06-28 | -1 | 1
4479 | 29200000TL | 03483 | EG1010003 | P | 58017226 | 58 | EGTL Spares | Mtce | 54 | 54A | RING:SEALING,25 MM DIAMETER | FLUROELASTOMER,110-PV-1004A | Seals : 110-PV-1004B | EA | 2 | 0 | 0 | NO | 0.5355 | 193.0635 | MAN TURBO | 9236.024 |  | 01 | 1 | 2CAC | 3CCA |  | 491-2-002986_24 |  |  |  |  | 2012-04-04 | 2019-06-27 | 2018-04-27
4480 | 29200000TL | 03483 | EG1010003 | P | 58017227 | 58 | EGTL Spares | Mtce | 54 | 54D | O-RING:CONTROL BLOW OFF VALVE | 75 MM ID,82 MM OD,3.5 MM WD | *OBS*GS&P-O-Rings : &quot;FLUROELASTOMER,AS568-234,110-PV-1004A, 110-PV-1004B ,EQUIPMENT: 110-CC-101&quot; | EA | 2 | 1 | 2 | NO | 3.5703 | 1287.09 | MAN TURBO | 9236.025 |  | 01 | 1 | 2CAC | 2CAC |  | 491-2-002986_25 |  |  |  |  | 2012-04-04 | 2019-06-27 | 2018-04-27
4481 | 29200000TL | 03483 | EG1004003 | P | 58017232 | 58 | EGTL Spares | Mtce | 66 | 66Z | PICK-UP:DISPLACEMENT,46 MM DIA | X 220 MM LG,110-PV-1004A | Valve-Other : 110-PV-1004B; 110-PV-2004A; MODEL NUMBER-BTL7-E500-M0150-B-S32. | EA | 1 | 1 | 2 | NO | 2493.22 | 764059.7351 | MAN TURBO | 9237.040. |  | 00 | 1 | 2CAC |  |  | 10000104632_40 |  |  | BTL7-E500-M0150-B-S32 |  | 2012-04-04 | 2022-04-06 | 2018-04-27
4482 | 29200000TL | 03483 | EG3FLR101 | P | 58017234 | 58 | EGTL Spares | Mtce | 02 | 02A | FAN:RADIAL,480VAC 60 HZ | 100MM WIDE X 600MM DIA | FAN:RADIAL, 3PH, 480VAC 60 HZ, 5200CFM CAPACITY, 100MM WIDE X 600MM DIAMETER. Complete Set of Blower & Motor Package for ASU Gland Steam System Extractor Fan Motor 110-CB-104-M & 110-CB-204-M. | EA | 1 | 0 | 0 | NO | 48195.51 | 8713060.24 | PILLER | 10544675 |  | 01,22 | 1 |  | 1BBB | [6 empty] | 2012-10-24 | 2018-07-31 | 2014-11-03
4483 | 29200000TL | 03483 | EGC031004 | P | 58017238 | 58 | EGTL Spares | Mtce | 56 | 56Z | BOLT: VESSEL,HEAVY HEX HD | M16/M20,220MM/225MM LG | Fasteners / Hardware : CHROME,10% SCREWS AND NUTS, CONTAINS THE FOLLOWING: 7 X BOLT (POS. 1540), 7 X NUT (POS. 1550), 7 X BOLT (POS. 1560), 7 X NUT (POS. 1570), 7 X BOLT (POS. 1580), 7 X NUT (POS. 1590).42 Pieces in Total - 21 Bolts and 21 NutsMat No: 000 | LO | 2 | 0 | 0 | NO | 9437.7958 | 2187796.2897 | MAN TURBO |  |  | 02,21 | 1 | 2CAC | [7 empty] | 2012-12-14 | 2018-08-25 | 2018-11-26
4484 | 29300000TL | 03483 | EGC031005 | P | 58017240 | 58 | EGTL Spares | Mtce | 56 | 56Z | BOLT: VESSEL,HEAVY HEX HD | M16/M24,240MM/255MM LG | Fasteners / Hardware : CHROME,10% SCREWS AND NUTS, CONTAINS THE FOLLOWING: 7 X BOLT (POS. 1540), 7 X NUT (POS. 1550), 7 X BOLT (POS. 1560), 7 X NUT (POS. 1570), 7 X BOLT (POS. 1580), 7 X NUT (POS. 1590). 42 Pieces in Total - 21 Bolts and 21 NutsMat No: 00 | LO | 1 | 1 | 2 | YES | 11547.55 | 18414877.985 | MAN TURBO |  |  | 02,21 | 1 | 2CAC | [7 empty] | 2019-11-01 |  | 2024-12-10
4485 | 29200000TL | 03483 | EG1023015 | S | 58017241 | 58 | EGTL Spares | Mtce | 54 | 54A | GASKET SET:AIR COOLER BAC-2 | 3228 MM/3548 MM/3788 MM,VITON/ | Seals : &quot;NITRILE RUBBER,5 PIECE, 110-ES-103 (CONSISTING OF:1 X GASKET (POS.1600), 1 X GASKET (POS.1610), 1 X GASKET (POS.1620), 1 X GASKET (POS.1630), 1 X GASKET (POS.1640) 1600: 3 0 (110-CC-101)&quot; | EA | 2 | 0 | 0 | NO | 14459.29 | 4422879.9217 | MAN TURBO |  | 10544702 | 01 | 1 | 2CAC | 1BBB |  | 10000252938_FOR_ES-103 |  |  |  |  | 2012-01-06 | 2018-02-24 | 2018-06-17
4486 | 292000TLDE | 03483 | EG1049013 | P | 58017246 | 58 | EGTL Spares | Mtce | 54 | 54A | GASKET:LAMELLAR,1100MM ID | SS 316/GRAPHITE,CIRCULAR | Seals : 110-CC-101 | EA | 1 | 0 | 0 | NO | 0 | 0 |  |  | 10545488 | 01 | 1 | 2CAC | 1BBB |  | 10000281957_11 |  |  |  |  | 2025-10-20 |  |  | 1 | 1
4487 | 29200000TL | 03483 | EG1022010 | P | 58017247 | 58 | EGTL Spares | Mtce | 54 | 54A | GASKET:MAC DISCHG CK VALVE | 150MM, GRAPHITE, FLAT | Seals : 110-CC-101Repair parts for ASU main air compressor. | EA | 2 | 0 | 0 | NO | 1971.85 | 603573.4258 | MAN TURBO |  | 10545492 | 01 | 1 | 2CAC | 1BBB |  | 10000281957_16 |  |  |  |  | 2012-01-06 | 2018-01-17 | 2018-04-27
4488 | 29200000TL | 03483 | EG1008006 | P | 58017248 | 58 | EGTL Spares | Mtce | 54 | 54D | O-RING SET:OIL BRAKE, 150 MM/ | 1000 MM/1100 MM,SS 316/ | *OBS*GS&P-O-Rings : &quot;GRAPHITE, 8 PIECE, O-RING- AND SEALING SET FOR OIL BRAKE EQUIPMENT: 110-CC-101&quot; | ST | 3 | 2 | 3 | NO | 6598.24 | 2016651.861 | MAN TURBO |  | 10545494 | 01 | 1 | 1AXX | 1AXX |  | 10000281957_FOR_31 |  |  |  |  | 2012-01-06 | 2018-01-17 | 2018-08-20
4489 | 29200000TL | 03483 | EGC024001 | P | 58017291 | 58 | EGTL Spares | Mtce | 54 | 54A | SEAL: MECHANICAL 45 MM,72 MM | CARTRIDGE,BALANCED | Seals : SGL ARRANGEMENT,SS 316,SILICON CARBIDE ROT FACE,SS 316 HARDWARE,SS 316 SPRING,O-RING,BUNA-N GASKET, 110-PC-103MAN TURBO PART 10544172.D1=66, L1=10, L2=30.2 | EA | 3 | 0 | 0 | NO | 363.2833 | 59760.2729 | JOHN CRANE | KY TYPE 2100-48 | 10544172 | 00 | 1 | 2CAC | 1BBB | [6 empty] | 2012-10-24 |  | 2014-08-07
4490 | 292000TLDE | 03483 | EG1052005 | P | 58017300 | 58 | EGTL Spares | Mtce | 70 | 70Z | HEATER:ELECTRIC TANK OIL | 110-CC-101 | Boilers & Associated Parts : 110-HE-101 FOR 110-TK-101 | EA | 1 | 0 | 0 | NO | 0 | 0 |  |  | 000.010.544.176 | 00 | 1 | 2CAC |  |  | 10000260945_7 |  |  |  |  | 2025-10-20 |  |  | 1 | 1
4491 | 29200000TL | 03483 | EGC021022 | P | 58017306 | 58 | EGTL Spares | Mtce | 02 | 02A | POWER SUPPLY:CONTROL CUBICLE | 120 VAC INPUT,24 VDC OUTPUT | Heating Ventilation and Air Conditioning Equipnment & Parts : 4-20 MA ANALOG SIGNALS OUTPUT, EQUIPMENT: 110-CC-101POWER SUPPLY (MAN TURBO, 10544901 ) | EA | 2 | 1 | 2 | NO | 3154.8355 | 555825.906 |  |  | 3051CD4A22A1BM5E8Q4 | 00 | 1 | 2CAC | [7 empty] | 2012-10-24 |  | 2014-11-09
4492 | 29200000TL | 03483 | EGC024003 | P | 58017313 | 58 | EGTL Spares | Mtce | 02 | 02A | TRANSFORMER:ISOLATING,0.506KVA | 8VDC 40VDC/126.5-253VAC | Heating Ventilation and Air Conditioning Equipnment & Parts : 8-pole contactor relay with permanently mounted auxiliary switch block. Rated at 6 A, screw terminals with 6 NO and 2 NC contacts with a rated control supply voltage of 24 V DC. | EA | 2 | 1 | 2 | NO | 470.3154 | 73807.91 | SIEMENS |  | 3RH1262-1BB40 | 00 | 1 | 2CAC | [7 empty] | 2012-10-24 |  | 2014-09-24
4493 | 29200000TL | 03483 | EGC018030 | P | 58017316 | 58 | EGTL Spares | Mtce | 02 | 02A | LIGHT:CUBICLE,110-250V, | 50/60 HZ | Heating Ventilation and Air Conditioning Equipnment & Parts : UNIVERSAL LIGHT OPTIMIZATION, 18W 1.9Wh, 1200 LUMENS, L 18 W/2G11, PHILIP MASTER PL-L4P 18W/840, BODY PLASTIC, LENGTH 345 MM, MOUNTING LENGTH 375MM. | EA | 12 | 10 | 20 | NO | 623.0119 | 97709.8302 | RITTAL | 4155.010 | 642638 | 00 | 1 | 2CAC | [7 empty] | 2012-10-24 |  | 2014-11-16
4494 | 29200000TL | 03483 | EGC024003 | P | 58017318 | 58 | EGTL Spares | Mtce | 51 | 51B | LAMP:INDICATOR,10W, 2.25V, | SET:GREEN/YELLOW/RED | Electric Components - Lighting : SIEMENS 3SB3244-6AA40 PILOT, GREEN, INTEGRATED LED, 24V-LED, SMOOTH, SIEMENS 3SB3244-6AA30 PILOT, YELLOW, INTEGRATED LED, 24V-LED, SMOOTH, SIEMENS 3SB3244-6AA20 PILOT LIGHT, RED, FULL VOLTAGE, LED, 24V, SMOOTH, COMPLETE UN | EA | 12 | 0 | 0 | NO | 64.3767 | 11903.015 | SIEMENS | 3SB3244-6AA40/30 & 20 | 642679 | 00 | 1 | 2CAC | [5 empty] | 3SB3 |  | 2012-10-24 | 2015-11-19 | 2016-02-03
4495 | 29200000TL | 03483 | EGC024001 | P | 58017320 | 58 | EGTL Spares | Mtce | 02 | 02A | CONTACTOR:BASE DEVICE | 230/600VAC LINE,24V COIL | Heating Ventilation and Air Conditioning Equipnment & Parts : 10AA,4 POLE,NEMA A600 ENCLOSURE, SIEMENS 3RH12 | EA | 2 | 1 | 2 | NO | 253.1824 | 40940.615 | MAN TURBO |  | 10544915 | 00 | 1 | 2CAC | [7 empty] | 2012-10-24 |  | 2014-09-24
4496 | 29200000TL | 03483 | EG1001010 | P | 58017323 | 58 | EGTL Spares | Mtce | 51 | 51Z | SWITCH: PUSHBUTTON EMERGENCY- | STOP,ILLUMINATED BUTTON | Electric-Other : STATION, 125VAC, DPST, MOMENTARY, 1NO-1NC, RED, MOLDED PLASTIC ENCLOSURE, SNAP-IN MOUNT (110-CC-101) | EA | 2 | 0 | 0 | NO | 908.15 | 146167.186 | MANTURBO |  | 10544918 | 00 | 1 | 2CAC | [7 empty] | 2012-01-06 | 2014-02-26 | 2014-09-24
4497 | 29200000TL | 03483 | EG1001010 | P | 58017345 | 58 | EGTL Spares | Mtce | 51 | 51Z | POWER SUPPLY:TURBOLOG 320 VAC | INPUT, 208-253 VAC OUTPUT, 7A | Electric-Other : &quot;OUTPUT, UPS 420 VA INCL. POWER MANAGEMENT, 1HE EQUIPMENT: 110-CC-101 &quot; | EA | 1 | 0 | 0 | NO | 2342.06 | 363604.815 |  |  | 10544492 | 00 | 1 | 2CAC | [7 empty] | 2012-01-06
4498 | 29200000TL | 03483 | EG1018014 | P | 58017362 | 58 | EGTL Spares | Mtce | 51 | 51Z | POWER SUPPLY:TURBOLOG | 100-240 VAC INPUT | Electric-Other : &quot;5-24 VDC OUTPUT,2.5-60 A OUTPUT COSEL ACE450F POWER SUPPLY EQUIPMENT: 110-CC-101&quot; | EA | 1 | 0 | 0 | NO | 6910.5373 | 1073137.33 |  |  | 641492 | 00 | 1 | 2CAC | [7 empty] | 2012-10-24
4499 | 29200000TL | 03483 | EGC024001 | P | 58017386 | 58 | EGTL Spares | Mtce | 66 | 66Z | V-RING: RETAINING PTFE | 26 MM DIAMETER | Valve - Actuator & Positioner: &quot;EQUIPMENT: 110-CC-101, 110-TV-1929 &quot; | EA | 2 | 0 | 0 | NO | 306.1362 | 59170.475 | MAN DIESEL & TURBO SE | 000 010 545 167 | R024 | 00 | 1 | 2CAC | 1BBB | [6 empty] | 2012-10-24 |  | 2015-01-17
4500 | 29200000TL | 03483 | EG1024010 | P | 58017395 | 58 | EGTL Spares | Mtce | 66 | 66F | KIT: INNER SITTING, | TYPE 6H7-L2-LK1 ANSI 600 | DN 200, SN: 1021890/1021891, ITEM NO: 000101, SN: 3037351, GAENT L2 WS K 190L DN200 PN160 1.4122, TRIM SET COMPLETE, CONSISTING OF: 2-STEP PERFORATED-PLUG, KVS 210 LINEAR PLUG BALANCED/VITON-QUADRING, PLUG: 1.4122-NITRATE. SEAT 143 MM, SEAT: 1,4571, FINE- | KI | 2 | 0 | 0 | NO | 38646.34 | 11834113.9485 | ARCA VALVES | 3037351 |  | 01A, 02, 21 | 1 | 2CAC | 2BCA |  |  |  |  | 6H7-L1-LK3 ECOTROL |  | 2012-10-24 | 2018-04-22 | 2018-08-02
4501 | 29200000TL | 03483 | EGC020029 | P | 58017396 | 58 | EGTL Spares | Mtce | 54 | 54A | GASKET: SPIRAL WOUND, RF FLG | 8IN, 600LB, IR/OR 316 SS | GRAPHITE FILLER 316 STAINLESS STEEL, ASME 816.20 WITH IR/OR SS, CLASS 600LB, SIZE 8IN X 4.5 MM THK (3.0MM COMPRESSED).QA Code 01A. | EA | 2 | 0 | 0 | NO | 85.4 | 26074.328 | FLEXITALLIC/LAMONS |  | R002 | 01A | 1 | 2CAC | [7 empty] | 2012-10-24 | 2018-04-21 | 2018-04-30
4502 | 29200000TL | 03483 | EGC020028 | P | 58017399 | 58 | EGTL Spares | Mtce | 54 | 54A | PLUG: VALVE 2-STEP PERFORATED | TYPW 6H7-L2-LK1 | KEGEL2 L 40V 1F WS 5 EX DN200 KV210L. KVS 210 characteristic linear PLUG BALANCED/VITON -QUADRING, MATERIAL PLUG: 1.4122-NITRATED, Serial no: 1021890, 1021891. | EA | 2 | 0 | 0 | NO | 29277.32 | 8956499.534 | ARCA | 3037354 |  | 00 | 1 | 2CAC | 2BCB | [6 empty] | 2012-10-24 | 2018-08-11 | 2018-09-12
4503 | 29200000TL | 03483 | EG1060003 | P | 58017401 | 58 | EGTL Spares | Mtce | 66 | 66Z | RING:BASE GRAPHITE. | DIAMETER : 30MM | Valve - Actuator & Positioner: 110-FV-1010MAT NO 000010545153, POST/TAG NO:9200-105, DOC NO: 10000252944 FOR PV1079,CODE/TAG NO2: PV1079. | EA | 1 | 0 | 0 | NO | 541.9 | 106477.931 | MAN TURBO | 000010545153 | 10545141 | 00 | 1 | 2CAC | 1BBB |  | 10000252939_FOR_FV1010 |  |  |  |  | 2012-01-06 | 2015-03-03 | 2015-10-02
4504 | 29200000TL | 03483 | EG5010014 | P | 58017404 | 58 | EGTL Spares | Mtce | 66 | 66F | ELEMENT:SEALING & GUIDING | 143MM ID,PTFE V-RING/SS | Valve - Parts & Accessories :DIN 1.4571 PLUG | EA | 2 | 0 | 0 | NO | 263.415 | 63461.6972 | MAN TURBO | 10545146 | 10545146 | 00 | 1 | 2CAC | [7 empty] | 2012-10-24 | 2018-04-21 | 2018-08-30
4505 | 29200000TL | 03483 | EGC023023 | P | 58017405 | 58 | EGTL Spares | Mtce | 66 | 66F | DIAPHRAGM: ACTUATOR | 720CM2 | Valve - Parts & Accessories :ACTUATOR SIZE 31MM,6 BAR,POWDER COATED ALUMINUM, 110-FV-1010 | EA | 5 | 0 | 0 | NO | 1685.9481 | 494564.5316 | MAN TURBO | 10545147 | R006 | 00 | 1 | 2CAC | [7 empty] | 2012-10-24 | 2018-04-21 | 2019-03-05
4506 | 29200000TL | 03483 | EGC036011 | P | 58017430 | 58 | EGTL Spares | Mtce | 56 | 56Z | SCREW: SET,M8 DIA,12 MM LG | M8,DOG POINT,SOCKET HD,SS | *OBS*Fastener-BottWa : STAINLESS,GR 316, SP-72-010, SP-72-017, SP-72-014, SP-72-023, SP-20-006, SP-20-007, SP-20-060, SP-72-013, SP-72-020, SP-72-016 | EA | 16 | 0 | 0 | NO | 25.5 | 7782.6 | SFC (USA) | GCM0812 |  | 02,21,22 | 1 | 1BAB | 1BAB |  | MT503S |  |  |  |  | 2012-04-04 | 2017-01-06 | 2017-04-03
4507 | 29200000TL | 03483 | EGC036011 | P | 58017432 | 58 | EGTL Spares | Mtce | 56 | 56Z | SCREW: CAP,M6 DIA,15 MM LG,M6 | CAP HD,316 SS,STAINLESS,GR 316 | *OBS*Fastener-BottWa : SP-72-010, SP-72-017, SP-20-007, SP-20-060, SP-72-013, SP-72-020 | EA | 2 | 0 | 0 | NO | 11.2482 | 1746.4 | SFC (USA) | SCM1016S |  | 02,21,22 | 1 | 1BAB | 1BAB |  | MT503S |  |  |  |  | 2012-04-04
4508 | 29200000TL | 03483 | EGC036012 | P | 58017435 | 58 | EGTL Spares | Mtce | 66 | 66Z | ADAPTER:OUTER TURNING GLML | VARIOUS,316 SS,OUTER TURNING | Valve-Other : GLML, SP-78-009, SP-78-011, SP-72-049 | EA | 2 | 0 | 0 | NO | 224.8647 | 34912.5 | SFC (USA) | GLM30101 |  | 01,22 | 1 | 1BAB |  |  | ZZ977S |  |  |  |  | 2012-04-04
4509 | 29200000TL | 03483 | EGC036020 | P | 58017438 | 58 | EGTL Spares | Mtce | 56 | 56Z | KIT:ANCHOR,316 SS,LARGE CLAMP | CONTAINS OMEGA CLAMPS (2) | *OBS*Fastener-Other : SIDE BARS (2),FIXING SCREWS (4), OMEGA, SP-78-009, SP-78-011, SP-78-011, SP-20-005, SP-35-001, SP-78-011, SP-35-001, SP-72-010, SP-72-010, SP-72-021, SP-72-015, SP-78-004 | KI | 2 | 0 | 0 | NO | 2048.7902 | 318095.16 | SFC (USA) | SFC35600 |  | 01,22 | 1 | 1BAB | 1BAB |  | ZZ977S |  |  |  |  | 2012-04-04
4510 | 29200000TL | 03483 | EGC036012 | P | 58017440 | 58 | EGTL Spares | Mtce | 56 | 56Z | KIT:ANCHOR,316 SS,SMALL CLAMP | CONTAINS SMALL OMEGA CLAMPS(2) | *OBS*Fastener-Other : SIDE BARS (2),FIXING SCREWS (4),OMEGA, SP-72-014, SP-72-016, ZZ971S, LA502S | KI | 2 | 0 | 0 | NO | 1451.2264 | 225317.41 | SFC (USA) | SFC63500 |  | 01,22 | 1 | 1BAB | 1BAB |  | ZZ975S |  |  |  |  | 2012-04-04
4511 | 29200000TL | 03483 | EGC036012 | P | 58017442 | 58 | EGTL Spares | Mtce | 66 | 66Z | ADAPTER:OUTER TURNING GLML | VARIOUS,316 SS | Valve-Other : SP-35-001, SP-78-011, SP-35-001, SP-72-010, SP-72-010, SP-72-021,SP-72-015, SP-78-004, SP-78-007, SP-72-024, SP-72-025, SP-78-004, SP-78-005, SP-78-007, SP-72-049, OUTER | EA | 1 | 0 | 0 | NO | 224.8647 | 34912.5 | SFC (USA) | GLM15001 |  | 01,22 | 1 | 1BAB |  |  | YZ489S |  |  |  |  | 2012-04-04
4512 | 29200000TL | 03483 | EGC036011 | P | 58017445 | 58 | EGTL Spares | Mtce | 56 | 56Z | SCREW:M8 DIA,40 MM LG | BTN PIN HEX HD,SS | *OBS*Fastener-BottWa : SP-20-006, SP-20-006 | EA | 1 | 0 | 0 | NO | 37.3603 | 5800.56 | SFC (USA) | SAMO840 |  | 02,21,22 | 1 | 1BAB | 1BAB |  | CU505S |  |  |  |  | 2012-04-04
4513 | 29200000TL | 03483 | EGC036012 | P | 58017455 | 58 | EGTL Spares | Mtce | 56 | 56Z | NUT:VALVE INTERLOCKING SYSTEM | 316 SS, SP-72-020 | *OBS*Fastener-Other : | EA | 1 | 0 | 0 | NO | 59.5115 | 9239.76 | SFC (USA) | TY529 S03 |  | 01,21,22 | 1 | 1BAB | 1BAB |  | TY529S |  |  |  |  | 2012-04-04
4514 | 29200000TL | 03483 | EGC036012 | P | 58017457 | 58 | EGTL Spares | Mtce | 66 | 66Z | ADAPTER:VALVE INTERLOCKING SYS | 4 IN 150LB GLOBE,316 SS | Valve-Other : SP72-020 | EA | 1 | 0 | 0 | NO | 369.8014 | 57415.37 | SFC (USA) | TY529 S01 |  | 01,22 | 1 | 1BAB |  |  | TY529S |  |  |  |  | 2012-04-04
4515 | 29200000TL | 03483 | EGC036011 | P | 58017458 | 58 | EGTL Spares | Mtce | 56 | 56Z | SCREW: SET,M10 DIA,8 MM LG | SOCKET HD,SS, SP72-021 | *OBS*Fastener-BottWa : | EA | 1 | 0 | 0 | NO | 0.36 | 55.9 | SFC (USA) | GCM1008 |  | 02,21,22 | 1 | 1BAB | 1BAB |  | KO500S |  |  |  |  | 2012-04-04
4516 | 29200000TL | 03483 | EGC036019 | P | 58017460 | 58 | EGTL Spares | Mtce | 66 | 66Z | ADAPTER VALVE INTERLOCKING SYS | 8 IN 150 GATE 316SS SP-72-021 | Valve-Other : | EA | 1 | 0 | 0 | NO | 59.5115 | 9239.76 | SFC (USA) | KO500 S01 |  | 01,22 | 1 | 1BAB |  |  | KO500S |  |  |  |  | 2012-04-04
4517 | 29200000TL | 03483 | EGC036013 | P | 58017461 | 58 | EGTL Spares | Mtce | 66 | 66Z | ADAPTER:VALVE INTERLOCKING SYS | 3IN 300 LB GATE,316SS,SP72-016 | Valve-Other : | EA | 1 | 0 | 0 | NO | 369.8014 | 57415.37 | SFC (USA) | ZZ971 S02 |  | 01,22 | 1 | 1BAB |  |  | ZZ971S |  |  |  |  | 2012-04-04
4518 | 29200000TL | 03483 | EGC036011 | P | 58017462 | 58 | EGTL Spares | Mtce | 56 | 56Z | NUT:VALVE INTERLOCKING SYSTEM | 316 SS,SP72-015,SP-72-021 | *OBS*Fastener-Other : SP-78-004, SP-78-007 | EA | 1 | 0 | 0 | NO | 421.7815 | 65485.79 | SFC (USA) | ZZ972 S02 |  | 01,21,22 | 1 | 1BAB | 1BAB |  | ZZ972S |  |  |  |  | 2012-04-04
4519 | 29200000TL | 03483 | EGC036019 | P | 58017463 | 58 | EGTL Spares | Mtce | 66 | 66Z | ADAPTER:VALVE INTERLOCKING SYS | 10 IN -150LB GATE,316 SS | Valve-Other : SP-72-015, SP-72-021, SP-78-004, SP-78-007 | EA | 1 | 0 | 0 | NO | 59.5115 | 9239.76 | SFC (USA) | ZZ972 S01 |  | 01,22 | 1 | 1BAB |  |  | ZZ972S |  |  |  |  | 2012-04-04
4520 | 29200000TL | 03483 | EGC036011 | P | 58017464 | 58 | EGTL Spares | Mtce | 56 | 56Z | NUT:VALVE INTERLOCKING SYSTEM | 316 SS, SP-72-024 | *OBS*Fastener-Other : SP-72-025, SP-78-004, SP-78-005, SP-78-007 | EA | 1 | 0 | 0 | NO | 421.7815 | 65485.79 | SFC (USA) | ZZ973 S02 |  | 01,21,22 | 1 | 1BAB | 1BAB |  | ZZ973S |  |  |  |  | 2012-04-04
4521 | 29200000TL | 03483 | EGC036019 | P | 58017465 | 58 | EGTL Spares | Mtce | 66 | 66Z | ADAPTER:VALVE INTERLOCKING SYS | 12 IN -150LB GATE,316 SS | Valve-Other : SP-72-024,SP-72-025, SP-78-004, SP-78-005, SP-78-007 | EA | 1 | 0 | 0 | NO | 59.5115 | 9239.76 | SFC (USA) | ZZ973 S01 |  | 01,22 | 1 | 1BAB |  |  | ZZ973S |  |  |  |  | 2012-04-04
4522 | 29200000TL | 03483 | EGC036011 | P | 58017466 | 58 | EGTL Spares | Mtce | 56 | 56Z | NUT:VALVE INTERLOCKING SYSTEM | 316 SS, SP-72-049 | *OBS*Fastener-Other : | EA | 1 | 0 | 0 | NO | 421.7815 | 65485.79 | SFC (USA) | AU065 S02 |  | 01,21,22 | 1 | 1BAB | 1BAB |  | AU065S |  |  |  |  | 2012-04-04
4523 | 29200000TL | 03483 | EGC036020 | P | 58017467 | 58 | EGTL Spares | Mtce | 66 | 66Z | ADAPTER:VALVE INTERLOCKING SYS | 6 IN & 8 IN 150LB GATE,316 SS | Valve-Other : SP-72-049 | EA | 1 | 0 | 0 | NO | 59.5115 | 9239.76 | SFC (USA) | AU065 S01 |  | 01,22 | 1 | 1BAB |  |  | AU065S |  |  |  |  | 2012-04-04
4524 | 29200000TL | 03483 | EGC036011 | P | 58017468 | 58 | EGTL Spares | Mtce | 56 | 56Z | NUT:VALVE INTERLOCKING SYSTEM | 316 SS, SP-72-049 | *OBS*Fastener-Other : | EA | 1 | 0 | 0 | NO | 421.7815 | 65485.79 | SFC (USA) | AU515 S02 |  | 01,21,22 | 1 | 1BAB | 1BAB |  | AU515S |  |  |  |  | 2012-04-04
4525 | 29200000TL | 03483 | EGC036020 | P | 58017469 | 58 | EGTL Spares | Mtce | 66 | 66Z | ADAPTER:VALVE INTERLOCKING SYS | 8 IN 150LB GATE,316 SS | Valve-Other : SP-72-049 | EA | 1 | 0 | 0 | NO | 59.5115 | 9239.76 | SFC (USA) | AU515 S01 |  | 01,22 | 1 | 1BAB |  |  | AU515S |  |  |  |  | 2012-04-04
4526 | 29200000TL | 03483 | EGC036011 | P | 58017470 | 58 | EGTL Spares | Mtce | 56 | 56Z | SCREW: CAP,M6 DIA,40 MM LG | 316 SS, SP72-049 | *OBS*Fastener-BottWa : | EA | 1 | 0 | 0 | NO | 421.7815 | 65485.79 | SFC (USA) | SCM0640R |  | 02,21,22 | 1 | 1BAB | 1BAB |  | OM587S |  |  |  |  | 2012-04-04
4527 | 29200000TL | 03483 | EGC036020 | P | 58017471 | 58 | EGTL Spares | Mtce | 56 | 56Z | ANCHOR:VALVE INTERLOCKING SYST | 10 IN -600LB GEARBOX,316 SS | *OBS*Fastener-Other : SP-72-049 | EA | 1 | 0 | 0 | NO | 0.5601 | 86.96 | SFC (USA) | OM587 S03 |  | 00 | 1 | 1BAB |  |  | OM587S |  |  |  |  | 2012-04-04
4528 | 29200000TL | 03483 | EGC036020 | P | 58017472 | 58 | EGTL Spares | Mtce | 56 | 56Z | ANCHOR: VALVE INTERLOCKING SYS | 10 IN -600LB GEARBOX,316 SS | *OBS*Fastener-Other : SP-72-049 | EA | 1 | 0 | 0 | NO | 421.7815 | 65485.79 | SFC (USA) | OM587 S02 |  | 00 | 1 | 1BAB |  |  | OM587S |  |  |  |  | 2012-04-04
4529 | 29200000TL | 03483 | EGC036020 | P | 58017473 | 58 | EGTL Spares | Mtce | 66 | 66Z | ADAPTER:VALVE INTERLOCKING SYS | 10 IN -600LB GEARBOX,316 SS | Valve-Other : SP-72-049 | EA | 1 | 0 | 0 | NO | 421.7815 | 65485.79 | SFC (USA) | OM587 S01 |  | 01,22 | 1 | 1BAB |  |  | OM587S |  |  |  |  | 2012-04-04
4530 | 29200000TL | 03483 | EGC028006 | P | 58017474 | 58 | EGTL Spares | Mtce | 28 | 28A | NOZZLE:SPRAY,2.5 IN | FNST,BRASS, 750 GPM | Fire Protection / Prevention Equipment & Materials :QA Codes 02, 01A, 21 | EA | 2 | 0 | 0 | NO | 2261.4388 | 422704.33 | ELKHART BRASS | CJN-B-RC |  | 02,01A,21 | 1 | 2BBB |  |  | EGTL1-WFH-LOS-DS-820002 |  |  |  |  | 2012-04-04 | 2015-12-15 | 2016-01-21
4531 | 29200000TL | 03483 | EGC034011 | P | 58017480 | 58 | EGTL Spares | Mtce | 54 | 54A | KIT:GASKET,FOR 1.5 IN FLG | CONTAINS PHENOLIC GASKET | Gaskets : SP-83-HRF001 THRU 014, SP-82-HR-016 THRU 018, EGTL1-WFH-LOS-DD-820016 | EA | 12 | 0 | 0 | NO | 45.0377 | 6992.55 | NATIONAL GASKET |  |  | 01,22 | 1 | 2BBB |  |  | EGTL1-WFH-LOS-DD-820015 |  |  |  |  | 2012-04-04 | 2018-04-20
4532 | 29200000TL | 03483 | EGC036005 | P | 58017484 | 58 | EGTL Spares | Mtce | 66 | 66Q | VALVE: GATE,1.5 IN,200 LB,THD | SS BODY,316 SS TRIM,FULL PORT | Valve - Gate : WEDGE,HANDLE OPERATED,TEFLON PACKING,SCREWED BONNET INSIDE SCREW TYPE,PIPE STEM, FOR DRAIN | EA | 1 | 0 | 0 | NO | 195.1633 | 30301.05 | CF VALVES | GT20C1.5 |  | 02,22 | 1 | 2BBB |  |  | EGTL1-WFH-LOS-DD-820017 |  |  |  |  | 2012-04-04
4533 | 29200000TL | 03483 | EGC034013 | P | 58017485 | 58 | EGTL Spares | Mtce | 54 | 54A | KIT:GASKET,FOR 14 IN FLG | PHENOLIC GASKET,SLEEVES,WASHER | Gaskets : | EA | 1 | 0 | 0 | NO | 143.1197 | 22220.77 | NATIONAL GASKET |  |  | 01,22 | 1 | 2BBB |  |  | EGTL1-WFH-LOS-DD-820017 |  |  |  |  | 2012-04-04
4534 | 29200000TL | 03483 | EGC036005 | P | 58017487 | 58 | EGTL Spares | Mtce | 66 | 66Z | KIT:SOFTGOODS,FOR CRD,SEAL SET | DIAPHRAM,O-RING SET,VARIOUS | Valve-Other : | KI | 2 | 0 | 0 | NO | 392.3282 | 60912.88 | CLA-VAL | 9170021B |  | 01,22 | 1 | 2BBB |  |  | EGTL1-WFH-LOS-DS-820009 |  |  |  |  | 2012-04-04 | 2019-05-27
4535 | 29200000TL | 03483 | EGC036003 | P | 58017488 | 58 | EGTL Spares | Mtce | 66 | 66Z | KIT:SOFTGOODS,FOR 6 IN VALVE | DIAPHRAM,SEAL,O-RINGS,VARIOUS | Valve-Other : | KI | 2 | 0 | 0 | NO | 653.5468 | 101469.67 | CLA-VAL | 2221717J |  | 01,22 | 1 | 2BBB | [7 empty] | 2012-04-04
4536 | 29200000TL | 03483 | EGC033004 | P | 58017505 | 58 | EGTL Spares | Mtce | 51 | 51C | HOLDER: FUSE,SAND FILLED ATQR | 1/10 - 30AA,600VAC,200KA I.R. | Electric Components - Motor / Generator :CC OR TYPE 2 FUSE SIZE,PANEL MOUNT,:SHELTER 120-AH-203, SHELTER 172-AH-015, SHELTER 174-AH-001, 120-AH-10, EGTL1-SEA-ELE-DD-000100 | EA | 1 | 0 | 0 | NO | 90.0522 | 13976.1 | MARC CLIMATIC | LSP003 |  | 01,22 | 1 | 1BCB |  |  | EGTL1-SEA-ELE-DD-000100 |  |  |  |  | 2012-04-04
4537 | 29200000TL | 03483 | EG1007019 | P | 58017516 | 58 | EGTL Spares | Mtce | 51 | 51C | KIT:ELECTRIC HEAT | FOR ANALYZER | Electric Components - Motor / Generator :&quot;CONTAINS PART#N2092 HEATER ELEMENT 2000W/ 460/480V /26 IN STEEL FINNED TUBULAR, ADDITIONAL INFORMATION:SHELTER 120-AH-203, SHELTER 172-AH-015, SHELTER 174-AH-001, 120-AH-103 EGTL1-SEA-ELE-DD-000100, SHELTER | KI | 2 | 0 | 0 | NO | 464.2691 | 72054.56 | MARC CLIMATIC | EHWA05-C06 | A6689000-3 | 01,22 | 1 | 1BCB | [7 empty] | 2012-12-07
4538 | 29200000TL | 03483 | EGC033004 | P | 58017521 | 58 | EGTL Spares | Mtce | 51 | 51Z | RELAY: OVERLOAD | AMBIENT COMPENSATED BIMETAL | Electric-Other : 25A,1NC,1 POLE,MANUAL,PANEL MOUNT,NONE ENCLOSURE, SHELTER 130-AH-243, SHELTER 150-AH-001,130-AH-103, EGTL1-SEA-ELE-DD-000100 | EA | 1 | 0 | 0 | NO | 192.1113 | 29815.68 | MARC CLIMATIC | 48DA18AA4 | 1756-IB16 | 01,10,22 | 1 | 1BCB | [7 empty] | 2012-12-07 | 2022-01-06
4539 | 29300000TL | 03483 | EG1058008 | S | 58017536 | 58 | EGTL Spares | Mtce | 51 | 51C | MOTOR CONDENSER 1/2HP 1200RPM | 208V 230V 460V 3 PHASE 60HZ | Electric Components - Motor / Generator: SHELTER 130 AH 243, SHELTER 150 AH 001, 130 AH 143 EGTL1 SEA ELE DD 000100, SHELTER 130 AH 243, SHELTER 150 AH 001, 130 AH 143, EGTL1 SEA ELE DD 000100 | EA | 2 | 1 | 2 | YES | 1479 | 2157920.16 | MARC CLIMATIC | CM4T12033 | 656221 | 01,11,19,22, | 1 | 1BCB | 1AAA | [6 empty] | 2019-11-01 |  | 2025-01-14
4540 | 29200000TL | 03483 | EGC032007 | P | 58017537 | 58 | EGTL Spares | Mtce | 02 | 02A | GRILL:SUPPLY AIR,30 IN X10 IN | ALUMINUM | Heating Ventilation and Air Conditioning Equipnment & Parts : SHELTER # 130-AH-243, SHELTER # 150-AH-001, 130-AH-143,EGTL1-SEA-ELE-DD-000100 | EA | 1 | 0 | 0 | NO | 1410.8177 | 218958.9 | MARC CLIMATIC | 78-0871-10030 |  | 00 | 1 | 1BCB |  |  | EGTL1-SEA-ELE-DD-000100 |  |  |  |  | 2012-04-04
4541 | 29200000TL | 03483 | EGC032012 | P | 58017540 | 58 | EGTL Spares | Mtce | 51 | 51C | THERMOSTAT:REMOTE BULB | 100 TO 240F DEGREES RANGE | Electric Components - Motor / Generator :HIGH OR LOW LIMIT REMOTE BULB,120 TO 240VAC, HIGH LIMIT, AUTO-RESET, SHELTER 130-AH-243, SHELTER 150-AH-001, ANALYZER | EA | 2 | 0 | 0 | NO | 490.2841 | 76092.1 | MARC CLIMATIC | L4008A1015 | 003-18 | 00 | 1 | 1BCB | [7 empty] | 2012-12-07
4542 | 29200000TL | 03483 | EGC028007 | P | 58017541 | 58 | EGTL Spares | Mtce | 70 | 70Z | ELEMENT: HEATER,2000W | 460/480V,26 IN,STEEL | Boilers & Associated Parts : FINNED TUBULAR ELECTRIC, SHELTER 130-AH-243, SHELTER 150-AH-001, 130-AH-143, EGTL1-SEA-ELE-DD-000100, ANALYZER | EA | 2 | 0 | 0 | NO | 454.2633 | 70501.66 | MARC CLIMATIC | N2092 | 004-05 | 01,10,22 | 1 | 1BCB | [7 empty] | 2012-12-07
4543 | 29300000TL | 03483 | EGC003009 | P | 58017545 | 58 | EGTL Spares | Mtce | 51 | 51C | MOTOR:3 PHASE WALL FAN,3/4 HP | 1725RPM,208-230/460V,TENV&TEFC | Electric Components - Motor / Generator :&quot;SHELTER 120-AH-203, 130-AH-143, 130-AH-243, 172-AH-015, 150-AH-001, 174-AH-001 , NEMA 5&6, ANALYZER&quot; | EA | 1 | 0 | 1 | YES | 250 | 102407.5 | MARC CLIMATIC | 2N865 |  | 01,011,19,22, | 1 | 1BCB | [7 empty] | 2019-11-01 |  | 2021-03-05
4544 | 29200000TL | 03483 | EGC033004 | P | 58017547 | 58 | EGTL Spares | Mtce | 51 | 51C | SWITCH:PRESSURE,15A@120-480VAC | 60 HZ,0-0.5 IN WC/-30 TO 180°F | Electric Components - Motor / Generator :AIR AND NON-COMBUSTIBLE,COMPATIBLE GASES, (-34 TO 82.2°C)(32°F FOR NON DRY AIR). RANGE,3 SCREW TYPE,COMMON,NORMALLY SPDT, SHELTER 120-AH-203, SHELTER 130-AH-143, ANALYZER | EA | 2 | 0 | 0 | NO | 238.138 | 36959.02 | MARC CLIMATIC | 1910-00 |  | 01,10,22 | 1 | 1BCB | [7 empty] | 2012-12-07
4545 | 29200000TL | 03483 | EGC033004 | P | 58017548 | 58 | EGTL Spares | Mtce | 02 | 02A | LIGHT: INDICATING PILOT,120V | WHITE,MOUNTING RING MOUNT | *OBS*HVAC-Other : SCREW TERMINALS,DIV 2, WHITE LENS, SHELTER 120-AH-203, SHELTER 130-AH-143, SHELTER 130-AH-243, SHELTER 172-AH-015, SHELTER 150-AH-001, SHELTER 174-AH-001, DIV 2, WHITE LENS, ANALYZER | EA | 3 | 10 | 20 | NO | 272.1577 | 42238.88 | MARC CLIMATIC | FVLU120-PPLWH | 006824-002 | 01,10,22 | 1 | 1BCB | 1BCB | [6 empty] | 2012-12-07
4546 | 29200000TL | 03483 | EGC033003 | P | 58017549 | 58 | EGTL Spares | Mtce | 02 | 02A | LIGHT: INDICATING PILOT,120V | GREEN,MOUNTING RING MOUNT | *OBS*HVAC-Other : SCREW, DIV 2, SHELTER 120-AH-203, SHELTER 130-AH-143, SHELTER 130-AH-243, SHELTER 172-AH-015, SHELTER 150-AH-001, SHELTER 174-AH-001, DIV 2, ANALYZER | EA | 3 | 10 | 20 | NO | 272.1577 | 42238.88 | MARC CLIMATIC | FVLU120-PPLGN |  | 01,10,22 | 1 | 1BCB | 1BCB | [6 empty] | 2012-12-07
4547 | 29200000TL | 03483 | EGC033003 | P | 58017551 | 58 | EGTL Spares | Mtce | 51 | 51C | SWITCH: SELECTOR,115 VAC,N/O | CONTROL POWER ON/OFF | Electric Components - Motor / Generator :MAINTAINED,2 POSITION,NEMA TYPE 4,4X,13 ENCLOSURE,SELECTOR SWITCH, CAM E, MATERIAL PLASTIC, OPERATION MAINTAINED, 30 MILLIMETERS, STANDARD BLACK, ANALYZER | EA | 2 | 0 | 0 | NO | 150.087 | 23293.5 | MARC CLIMATIC | SKS11B |  | 01,10,22 | 1 | 1BCB | [7 empty] | 2012-12-07
4548 | 29200000TL | 03483 | EGC033003 | P | 58017552 | 58 | EGTL Spares | Mtce | 51 | 51C | SWITCH: SELECTOR,115 VAC | HAND/OFF/AUTO,FAN 1 &2 HOA,N/O | Electric Components - Motor / Generator :&quot;3 POSITION,SHELTER 120-AH-203, SHELTER 130-AH-143, SHELTER 130-AH-243, SHELTER 172-AH-015, SHELTER 150-AH-001, SHELTER 174-AH-00, SHELTER, 120-AH-103 , EGTL1-SEA-ELE-DD-0001, ANALYZER&quot; | EA | 1 | 0 | 0 | NO | 97 | 29726.3339 | MARC CLIMATIC | SKS43B |  | 01,10,22 | 1 | 1BCB | 1BBB | [6 empty] | 2012-12-07 | 2024-08-06 |  |  |  | -2 | 1
4549 | 29200000TL | 03483 | EGC033003 | P | 58017553 | 58 | EGTL Spares | Mtce | 51 | 51Z | BLOCK: CONTACT,4 TERMINAL | 120/240V,5/10A @ 120/240VA | Electric-Other : SHELTER 120-AH-203, SHELTER 130-AH-143, SHELTER 130-AH-243, SHELTER 172-AH-015, SHELTER 150-AH-001, SHELTER 174-AH-001, 120-AH-10, EGTL1-SEA-ELE-DD-000100,ANALYZER | EA | 2 | 0 | 0 | NO | 124.0719 | 19255.96 | MARC CLIMATIC | KA51 |  | 01,22 | 1 | 1BCB | [7 empty] | 2012-12-07
4550 | 29200000TL | 03483 | EGC033003 | P | 58017556 | 58 | EGTL Spares | Mtce | 51 | 51Z | BLOCK CONTACT 4 TERMINAL | 300V 5/10A 120/240VA | Electric-Other : 1 OPEN/1CLOSED CIRCUIT,SHELTER 120-AH-203, SHELTER 130-AH-143, SHELTER 130-AH-243, SHELTER 172-AH-015, SHELTER 150-AH-001, SHELTER 174-AH-001,120-AH-10, EGTL1-SEA-ELE-DD-, ANALYZER | EA | 2 | 0 | 0 | NO | 124.0719 | 19255.96 | MARC CLIMATIC | KA55 |  | 01,22 | 1 | 1BCB | [7 empty] | 2012-12-07
4551 | 29200000TL | 03483 | EGC033003 | P | 58017559 | 58 | EGTL Spares | Mtce | 14 | 14Z | GAUGE:0-0.5IN H2O(300-2000FPM) | 4 IN DIAL,1/8 IN FEMALE NPT | *OBS*Gage&Parts-Pres : DIFFERENTIAL PRESSURE, RANGE,HOUSING, DIE CAST ALUMINUM CASE AND BEZEL,WITH ACRYLIC COVER,EXTERIOR FINISH IS COATED GRAY TO WITHSTAND 168 HOUR SALT SPRAY CORROSION TEST. CASE,ONE PAIR SIDE AND O, ANALYZER | EA | 6 | 1 | 2 | NO | 337.1964 | 95536.595 | MARC CLIMATIC | 2000-0 |  | 05,22 | 1 | 1BCB | 1BCB | [6 empty] | 2012-12-07 | 2018-08-10 | 2019-01-11
4552 | 29200000TL | 03483 | EGC006016 | P | 58017583 | 58 | EGTL Spares | Mtce | 28 | 28E | POWER SUPPLY:LOW VOLTAGE DC | 100-240VAC 0.8A 50/60HZ INPUT | Fire and Gas Control Systems : 24VDC OUTPUT,15A OUTPUT | EA | 1 | 0 | 0 | NO | 4476.8811 | 695214.86 | AUTRONICA | Q024012TL511A |  | 01,10,22 | 1 | 2BBB |  |  | EGTL1-POW-ARC-LO-001209 |  |  |  |  | 2012-04-04
4553 | 29200000TL | 03483 | EGC007011 | P | 58017585 | 58 | EGTL Spares | Mtce | 59 | 59Z | KIT: SPLICE,FOR 2000A COPPER | TIN PLATED BUS COND,15KV | Raw Metals - All :PE INSUL,TYPE: OFFSET Z SPLICE | EA | 3 | 0 | 0 | NO | 1500.9659 | 233085 |  | 2100H-ZCT20 |  | 01,22 | 1 | 3CAC | [7 empty] | 2012-04-04
4554 | 29200000TL | 03483 | EGC007011 | P | 58017586 | 58 | EGTL Spares | Mtce | 59 | 59Z | KIT: SPLICE,2000A COPPER | TIN PLATED BUS COND,15KV | Raw Metals - All :PE INSUL, HORIZONTAL POWER BUS SPLICE KIT,TYPE: MAIN HORIZ SPLICE | EA | 5 | 0 | 0 | NO | 1058.6813 | 164402.62 |  | 2100H-NCT20 |  | 01,22 | 1 | 3CAC | [7 empty] | 2012-04-04
4555 | 29200000TL | 03483 | EGC006016 | P | 58017588 | 58 | EGTL Spares | Mtce | 51 | 51C | STARTER: ELECTRIC MOTOR | NEMA SIZE 1,2 POLE | COMBINATION BREAKER,110/120VAC 50/60HZ,110/120VAC COIL,NEMA 1 ENCLOSURE, ASSY, SUGG MANUFACTURER: MAN PART NO: 2113B-BAB-5LRG-6XP-7FEC2CY-15-41CA-79GD-79U-750S-751S-90011 | AS | 1 | 0 | 0 | NO | 4250.8289 | 1194482.93 |  | 104501-03-01-54 |  | 01,10,22 | 1 | 3CAC | [7 empty] | 2012-04-04 | 2016-04-03
4556 | 29200000TL | 03483 | EGC006016 | P | 58017589 | 58 | EGTL Spares | Mtce | 51 | 51C | STARTER: ELECTRIC MOTOR | NEMA SIZE 2,2 POLE,10 HP | COMBINATION FUSED,110/120VAC COIL,NEMA 1 ENCLOSURE, ASSY, SUGG MANUFACTURER: MAN PART NO: 2113B-CAB-5LRG-6XP-7FEC2DY-15-44CA-79GD-79U-750S-751S-90011 | AS | 1 | 0 | 0 | NO | 4498.0152 | 1263942.26 |  | 104501-03-01-55 |  | 01,10,22 | 1 | 3CAC | [7 empty] | 2012-04-04 | 2016-04-03
4557 | 29200000TL | 03483 | EGC006021 | P | 58017591 | 58 | EGTL Spares | Mtce | 51 | 51C | STARTER: ELECTRIC MOTOR | NEMA SIZE 4,3 POLE,COMBINATION | FUSED,110/120VAC 50/60HZ,110/120VAC COIL,NEMA 1 ENCLOSURE, ASSY, SUGG MANUFACTURER: MAN PART NO: 2113B-EAB-5LRG-6XP-7FEC3FYG-50CA-79GD-79U-107-750S-751S-90011 | AS | 1 | 0 | 0 | NO | 8545.897 | 2401397.06 |  | 104501-03-01-57 |  | 01,10,22 | 1 | 3CAC | [7 empty] | 2012-04-04 | 2016-04-03
4558 | 29200000TL | 03483 | EGC006027 | P | 58017592 | 58 | EGTL Spares | Mtce | 51 | 51C | STARTER: ELECTRIC MOTOR | NEMA SIZE 5,2 POLE,COMBINATION | &quot;BREAKER,110/120VAC 50/60HZ,110/120VAC COIL,NEMA 1 ENCLOSURE, ASSY, SUGG MANUFACTURER: MAN PART NO: 2113B-FAB-5LRG-6XP-7FEC3HYG-54CA-79GD-79U-107-750S-751S-90011 &quot; | AS | 1 | 0 | 0 | NO | 11911.39 | 3347100.6 |  | 104501-03-01-58 |  | 01,10,22 | 1 | 3CAC | [7 empty] | 2012-04-04 | 2016-04-03
4559 | 29200000TL | 03483 | EG1060004 | P | 58017606 | 58 | EGTL Spares | Mtce | 28 | 28E | DETECTOR: FIRE PROTECTION | COMBUSTIBLE AIR,-40 TO 60 DEG | Fire and Gas Control Systems : (-40 TO 140 DEG F),7-30VDC,OUTPUT/MODBUSM MFG PART NUMBER: A-ULTIMAX-X3-E-8-M-0-0-0-0-0-38-3-1-38-1-1-XExplosion Poof Series Configuration (A-ULTIMAX-XP).MODEL: E EXPLOSION PROOF W/DISPLAY.GAS CODE: 38 COMB GAS IR METHANE | EA | 3 | 0 | 0 | NO | 7403 | 1456022.04 | MSA | A-ULTIMAX-XP-E-38-A-4-S- |  | 01,10,22 |  | 1AXX |  |  | PARTS MANUAL |  |  |  |  | 2012-04-04 |  | 2014-11-13
4560 | 29200000TL | 03483 | EG1051032 | P | 58017607 | 58 | EGTL Spares | Mtce | 09 | 09N | KIT:COMBUSTIBLE GAS CALIBRATIO | FOR FLAME DETECTOR,1.5 LPM | Miscellaneous Gases:REGULATOR,CONTAINS CALIBRATION CYL, STL, MAN PART NO: A-CAL-40-F-806735-00-00-0000000 | KI | 25 | 0 | 0 | NO | 1516.3872 | 235431.6254 | MSA |  |  | 01,22 |  | 3CDC |  |  | PARTS MANUAL |  |  |  |  | 2012-04-04 |  | 2013-08-14
4561 | 29200000TL | 03483 | EG3001056 | P | 58017610 | 58 | EGTL Spares | Mtce | 51 | 51C | MOTOR:HVAC SYSTEM VENT FAN,9KW | 1160 RPM,FC-CONTROLLED,460VAC | Electric Components - Motor / Generator :17A 3PH 60HZ,IM B3,WITH IMPELLER, TYPE ER71C-4DN.H7.1R, 6P, MAN PART NO PROJECT NO 004414-1/AHU-1&2-M/I | EA | 1 | 0 | 0 | NO | 4500 | 698535 | ZIEHL-ABEGG |  |  | 00 | 1 | 2CAC |  |  | EGTL1-JBN-HVC-DD-901305 |  |  |  |  | 2012-04-04 |  | 2014-03-27
4562 | 29200000TL | 03483 | EG3001048 | P | 58017620 | 58 | EGTL Spares | Mtce | 51 | 51C | MOTOR:HVAC SYS VENT FAN,15KW | 1760 RPM,FC-CONTROLLED,460VAC | Electric Components - Motor / Generator :3PH 27.8A 60HZ,IM B3, WITH IMPELLER, TYPE ER71C-4DN.K7.1R, 4P, MAN PART NO PROJECT NO 004414-3/AHU-4-M/I | EA | 1 | 0 | 0 | NO | 5500 | 853765 | ZIEHL-ABEGG |  |  | 00 | 1 | 2CAC |  |  | EGTL1-JBN-HVC-DD-901305 |  |  |  |  | 2012-04-04 |  | 2014-03-27
4563 | 29200000TL | 03483 | EG1059009 | P | 58017621 | 58 | EGTL Spares | Mtce | 51 | 51K | CONVERTER:SIGNAL,FREQUENCY | 460VAC 50/60HZ INPUT | Power conditioning equipment : 10-60HZ OUTPUT,18KW POWER, TYPE FC-102P15K5T4, MAN PROJECT NO 004414-3 / AHU-4-FC | EA | 2 | 0 | 0 | NO | 5500 | 853765 | DANFOSS |  |  | 00 | 1 | 2CAC |  |  | EGTL1-JBN-HVC-DD-901305 |  |  |  |  | 2012-04-04 |  | 2014-03-27
4564 | 29200000TL | 03483 | EG6122CON | P | 58017625 | 58 | EGTL Spares | Mtce | 51 | 51C | MOTOR:VENT FAN,18KW,1160 RPM | FC-CONTROLLED,460V 29.5A,3PH | Electric Components - Motor / Generator :60HZ,IM B3, WITH IMPELLER, TYPE ER90C-6DN.N7.1R-18.5, 6P, MAN PART NO PROJECT NO 004414-4/AHU-1-M/I | EA | 1 | 0 | 0 | NO | 7500 | 1164225 | ZIEHL-ABEGG |  |  | 00 | 1 | 2CAC |  |  | EGTL1-JBN-HVC-DD-902307 |  |  |  |  | 2012-04-04 |  | 2014-03-27
4565 | 29200000TL | 03483 | EG1018011 | P | 58017650 | 58 | EGTL Spares | Mtce | 02 | 02A | CONTACTOR:CHILLER,230/460VAC | LINE,110/120VAC COIL,6A,1 POLE | Heating Ventilation and Air Conditioning Equipnment & Parts : GENERAL PURPOSE ENCLOSURE, 3XADMIN & 1XWRKSHP, MINI, 1F, SUPPLIER 09-104-EGTL-ADMIN-CH1-3&WKSHP-CH1 | EA | 2 | 0 | 0 | NO | 941.9207 | 146233.704 | TRANE | CTR0253E |  | 00 | 1 | 2CAC |  |  | EGTL1-JBN-HVC-DD-901312 |  |  |  |  | 2012-04-04 |  | 2014-01-11
4566 | 29200000TL | 03483 | EG3003009 | P | 58017686 | 58 | EGTL Spares | Mtce | 02 | 02A | FAN:EXHAUST,355MM DIA,460V/ | 60 HZ/3PH,7560M3/H CAPACITY | Heating Ventilation and Air Conditioning Equipnment & Parts : FAN:EXHAUST ROOF INSTALLATION, PITCHED ROOF,SINGLE SPEED AND DUCTED ROOF INSTALLATION, MOTOR WITH IMPELLER, DRVF 355MM DIA/30-4, 60HZ/3PH, 7560M3/H CAPACITY, EFW-+2, 7.562M*/H 150KG, REFERENCE | EA | 1 | 2 | 3 | NO | 3010.86 | 596451.366 | TLT | 1709144 |  | 00 | 1 | 2CAC |  |  | EGTL1-JBN-HVC-DD-902311 |  |  |  |  | 2012-04-04 |  | 2014-11-29
4567 | 29200000TL | 03483 | EG1059005 | P | 58017689 | 58 | EGTL Spares | Mtce | 02 | 02A | FAN:HVAC SYSTEM,280MM,230VAC | 50/60HZ,1440M3/H CAPACITY | Heating Ventilation and Air Conditioning Equipnment & Parts : UNIT, COMPLETE | EA | 3 | 3 | 5 | NO | 1064.8977 | 165311.3664 | MAICO | ERM-28-FU1 |  | 00 | 1 | 2CAC |  |  | EGTL1-JBN-HVC-DD-901308 |  |  |  |  | 2012-04-04 |  | 2014-05-07
4568 | 29200000TL | 03483 | EG1055015 | P | 58017696 | 58 | EGTL Spares | Mtce | 76 | 76F | IMPELLER:HVAC SYSTEM,250MM DIA | PLASTIC, VRE 250/731-W1060 | Pump - Centrifugal - Parts : 250/731-L14-PPS, SUPPLIER 09-104-EGTL-WKSHP-EWF-5 ..6 | EA | 2 | 0 | 0 | NO | 1054.4923 | 163702.3226 | MIETZSCH | 9224980-10941-1060I |  | 00 | 1 | 2CAC |  |  | EGTL1-JBN-HVC-DD-902311 |  |  |  |  | 2012-04-04 |  | 2014-03-28
4569 | 29200000TL | 03483 | EG1059005 | P | 58017697 | 58 | EGTL Spares | Mtce | 02 | 02A | MOTOR:HVAC SYSTEM,0.29KW | 1270 RPM,460VAC 3PH 60HZ,IM B3 | Heating Ventilation and Air Conditioning Equipnment & Parts : VRE160/731-W1190-EXDE, 1MJ6073-6CA91-Z, SUPPLIER 09-104-EGTL-WKSHP-EWF-3...4 | EA | 1 | 0 | 0 | NO | 5689.32 | 883270.1979 | MIETZSCH | 9224980-10941-1190M |  | 00 | 1 | 2CAC |  |  | EGTL1-JBN-HVC-DD-902311 |  |  |  |  | 2012-04-04 |  | 2014-02-06
4570 | 29200000TL | 03483 | EGC028027 | P | 58017770 | 58 | EGTL Spares | Mtce | 72 | 72Z | ELEMENT:FILTER,AIR,4 IN X 4 IN | X9 IN,70CFM,PLASTIC/PAPER/WIRE | *OBS*Filtration-Elem : FOR WELDING MACHINE | EA | 24 | 0 | 0 | NO | 48.56 | 7538.94 | KUBOTA | DONALDSON P822686 |  | 00 | 1 | 3XAC | 3XAC | [6 empty] | 2012-04-04 | 2015-04-15
4571 | 29200000TL | 03483 | EGC033011 | P | 58017773 | 58 | EGTL Spares | Mtce | 87 | 87B | PLUG:GLOW,4 IN X1 IN X1 IN | TOWABLE WELDING MACHINES | *OBS*Engines - Other : FOR WELDING MACHINE | EA | 75 | 0 | 0 | NO | 45 | 6986.25 | KUBOTA | KUBOTA 16851-65512 |  | 00 | 1 | 3XAC | 3XAC | [6 empty] | 2012-04-04
4572 | 29200000TL | 03483 | EGC032034 | P | 58017775 | 58 | EGTL Spares | Mtce | 66 | 66F | SEAT:VALVE BUTTERFLY,2IN VALVE | 2 IN,EPDM,FOR PARA SEAL/112 | Valve - Parts & Accessories :ACTUATOR VALVE (FAIL CLOSED+TS | EA | 1 | 0 | 0 | NO | 138.9721 | 21575.42 | TYCO VALVES |  |  | 01,22 | 1 | 1AXX | [7 empty] | 2012-04-04
4573 | 29200000TL | 03483 | EGC032034 | P | 58017776 | 58 | EGTL Spares | Mtce | 66 | 66F | KIT: VALVE BUTTERFLY, 3 IN | PARTS: EPDM, SEAT, SEAL, ETC. | Additional Information:>Valve - Parts & Accessories :REPAIR KIT FOR BUTTERFLY VALVE TYPE JMC AND PARASEAL DN 80, 105602 SAP2859 CONSISTING OF: EPDM SEAT (5), SEAL (9) NUT + SPRING WASHER (7) AND PLUG (8) FOR PARA SEAL/112 ACTUATOR VALVES (FAIL CLOSED), DW | EA | 3 | 0 | 0 | NO | 477.94 | 145819.494 | TYCO VALVES | 158151-1-PARASEAL/112 - 3 | 158151-1-PARASEAL/112 - 3 | 01,22 | 1 | 1AXX |  |  | 158151-1 |  |  | 105602 SAP2859 |  | 2012-01-06 | 2017-05-16 | 2017-08-08
4574 | 29200000TL | 03483 | EGC032034 | P | 58017777 | 58 | EGTL Spares | Mtce | 66 | 66F | KIT: VALVE BUTTERFLY, 3 IN | 3 IN, EPDM | BODY DI/ DISC SS/ SEAT EPDM/ SHAFT SS. YOU REQUESTED ONLY THE SPARE PARTS FOR TRIM 112. KIT WITH SEAT IN EPDM INCLUDING: SEAT (REP 5) O RING (REP 9) SAFETY NUT (REP 7) PROTECTION PLUG (REP 8)PARA SEAL/112 ACTUATOR VALVES (FAIL CLOSED+SPECIAL TRAVEL STOP), | EA | 3 | 0 | 0 | NO | 771.8067 | 228237.0349 | TYCO-SAPAG/ ROBINET | PF5002859 | IM574-4-PARASEAL/112 - 3 | 01,22 | 1 | 1AXX | 1CCC |  | IM574-4 |  |  | PARASEAL/112 |  | 2012-01-06 | 2018-10-14 | 2019-05-24
4575 | 29200000TL | 03483 | EGC032034 | P | 58017778 | 58 | EGTL Spares | Mtce | 66 | 66F | SEAT: VALVE BUTTERFLY, 4 IN | 4 IN, EPDM | Valve - Parts & Accessories :FOR PARA SEAL/112 ACTUATOR VALVES (FAIL CLOSED), DWG# PART LIST PARASEAL KEYSTONE/TYCO REF. 158151-1 (SOLENOID VALVES AND SILECER) | EA | 4 | 1 | 3 | NO | 176.1112 | 27341.26 | TYCO VALVES | 158151-1-PARASEAL/112 - 4 | 158151-1-PARASEAL/112 - 4 | 01,22 | 1 | 1AXX |  |  | 158151-1 |  |  |  |  | 2012-01-06
4576 | 29200000TL | 03483 | EGC032034 | P | 58017779 | 58 | EGTL Spares | Mtce | 66 | 66F | SEAT: VALVE BUTTERFLY, 4 IN | 4 IN, EPDM | Valve - Parts & Accessories :SEAT ONLY FOR PARA SEAL/112 VALVES DWG# PART LIST PARASEAL KEYSTONE/TYCO REF. 158151-1 | EA | 2 | 0 | 0 | NO | 176.1112 | 27341.26 | TYCO VALVES | 158151-1-PARASEAL/112 - 4 | 158151-1-PARASEAL/112 - 4 | 01,22 | 1 | 1AXX |  |  | 158151-1 |  |  |  |  | 2012-01-06
4577 | 29200000TL | 03483 | EGC032034 | P | 58017781 | 58 | EGTL Spares | Mtce | 66 | 66F | SEAT: VALVE BUTTERFLY, 6 IN | 6 IN, EPDM | Valve - Parts & Accessories :FOR PARA SEAL/112 ACTUATOR VALVES (FAIL CLOSED), DWG# PART LIST PARASEAL KEYSTONE/TYCO REF. 158151-1, (SOLENOID VALVES AND SILECER) | EA | 2 | 0 | 0 | NO | 226.4287 | 35153.05 | TYCO VALVES | 158151-1-PARASEAL/112 - 6 | 158151-1-PARASEAL/112 - 6 | 01,22 | 1 | 1AXX |  |  | 158151-1 |  |  |  |  | 2012-01-06
4578 | 29200000TL | 03483 | EGC032034 | P | 58017782 | 58 | EGTL Spares | Mtce | 66 | 66F | SEAT: VALVE BUTTERFLY, 8 IN | 8 IN, EPDM | Valve - Parts & Accessories :SOLENOID VALVES AND SILECER | EA | 2 | 1 | 2 | NO | 315.0833 | 48916.68 | TYCO VALVES |  | SEE ADDITIONAL INFO | 01,22 | 1 | 1AXX | [7 empty] | 2012-01-06 | 2018-02-27
4579 | 29200000TL | 03483 | EGC032034 | P | 58017783 | 58 | EGTL Spares | Mtce | 66 | 66F | SEAT: VALVE BUTTERFLY, 2 IN | 2 IN, EPDM | Valve - Parts & Accessories :FOR PARA SEAL/112 ACTUATOR VALVE (FAIL OPEN), DWG# PART LIST PARASEAL KEYSTONE/TYCO REF. 158151-1, (SOLENOID VALVES AND SILECER) | EA | 2 | 0 | 0 | NO | 217.485 | 64141.71 | TYCO VALVES | 158151-1-PARASEAL/112 - 2 | 158151-1-PARASEAL/112 - 2 | 01,22 | 1 | 1AXX |  |  | 158151-1 |  |  |  |  | 2012-01-06 |  | 2019-11-07
4580 | 29200000TL | 03483 | EGC032034 | P | 58017784 | 58 | EGTL Spares | Mtce | 66 | 66F | SEAT: VALVE BUTTERFLY, 8 IN | 8 IN, EPDM | Valve - Parts & Accessories :FOR PARA SEAL/112 ACTUATOR VALVES (FAIL CLOSED+SPECIAL TRAVEL STOP), DWG# PART LIST PARASEAL KEYSTONE/TYCO REF. 158151-1, (SOLENOID VALVES AND SILECER) FOR 171-KV-0365/368 | EA | 2 | 0 | 0 | NO | 1047.055 | 320189.3731 | TYCO VALVES | 158151-1-PARASEAL/112 - 8 | 158151-1-PARASEAL/112 - 8 | 01,22 | 1 | 1AXX |  |  | 158151-1 |  |  |  |  | 2012-01-06 | 2018-07-02 | 2018-10-11
4581 | 29200000TL | 03483 | EGC032034 | P | 58017785 | 58 | EGTL Spares | Mtce | 66 | 66F | SEAT:VALVE BUTTERFLY,2IN VALVE | 2 IN,EPDM, FOR PARA SEAL/112 | Valve - Parts & Accessories :MANUAL VALVE (WITH LEVEL) | EA | 2 | 0 | 0 | NO | 138.9721 | 21575.42 | TYCO VALVES |  |  | 01,22 | 1 | 1AXX |  |  | SEE ADDITIONAL INFO |  |  |  |  | 2012-04-04
4582 | 29200000TL | 03483 | EGC032034 | P | 58017786 | 58 | EGTL Spares | Mtce | 66 | 66F | SEAT:VALVE BUTTERFLY,3IN VALVE | 3 IN,EPDM, FOR PARA SEAL/112 | Valve - Parts & Accessories :MANUAL VALVE (WITH LEVEL) | EA | 2 | 0 | 0 | NO | 164.1308 | 25481.31 | TYCO VALVES |  |  | 01,22 | 1 | 1AXX | [7 empty] | 2012-04-04
4583 | 29200000TL | 03483 | EGC032034 | P | 58017787 | 58 | EGTL Spares | Mtce | 66 | 66F | SEAT:VALVE BUTTERFLY,4IN VALVE | 4 IN,EPDM, FOR PARA SEAL/112 | Valve - Parts & Accessories :MANUAL VALVE (WITH LEVEL) | EA | 2 | 0 | 0 | NO | 176.1112 | 27341.26 | TYCO VALVES |  |  | 01,22 | 1 | 1AXX |  |  | IM574-4 |  |  |  |  | 2012-04-04
4584 | 29200000TL | 03483 | EGC032034 | P | 58017788 | 58 | EGTL Spares | Mtce | 66 | 66F | SEAT:VALVE BUTTERFLY,8IN VALVE | 8 IN,EPDM,FOR PARA SEAL/112 | Valve - Parts & Accessories :MANUAL VALVE | EA | 2 | 0 | 0 | NO | 315.0833 | 48916.68 | TYCO VALVES |  |  | 01,22 | 1 | 1AXX |  |  | SEE ADDITIONAL INFO |  |  |  |  | 2012-04-04
4585 | 29200000TL | 03483 | EGC032034 | P | 58017789 | 58 | EGTL Spares | Mtce | 66 | 66F | SEAT:VALVE BUTTERFLY,6IN VALVE | 134MM DIA,EPDM,FOR PARA SEAL/ | Valve - Parts & Accessories :112 MANUAL VALVES | EA | 2 | 0 | 0 | NO | 226.4287 | 35153.05 | TYCO VALVES |  |  | 01,22 | 1 | 1AXX | [7 empty] | 2012-04-04
4586 | 29200000TL | 03483 | EGC032034 | P | 58017790 | 58 | EGTL Spares | Mtce | 66 | 66F | SEAT:VALVE BUTTERFLY,10IN VALV | 10 IN,EPDM,FOR PARA SEAL/112 | Valve - Parts & Accessories :MANUAL VALVES | EA | 2 | 0 | 0 | NO | 1106.95 | 300195.9692 | TYCO VALVES |  |  | 01,22 | 1 | 1AXX | [7 empty] | 2012-04-04 | 2018-08-17
4587 | 29200000TL | 03483 | EGC036008 | P | 58017809 | 58 | EGTL Spares | Mtce | 14 | 14Z | GAUGE:PRESSURE, 0-4 BAR RANGE | 115MM DIAL, 1/2 IN MNPT | WIKA PRESSURE GAUGE PART/MODEL NUMBER 233.34 + 990.26, PHENOLIC CASE, 316L SS TUBE, 316L SS, BOTTOM, 1/2 IN NPT TO INSTRUMENT MOUNT, LIQUID KN62 FILLED, M/N 233.34 WITH SAFETY GLASS RANGE, DIAPH.SEAL PROCESS CONN 1 IN ANSI 150 RFSF.DIAPHRAM: WIKA 990.TA, | EA | 2 | 0 | 0 | NO | 779 | 238716.76 | WIKA INSTRUMENTS | 233.34 + 990.26 | SEE ADDITIONAL INFO | 05,22 | 1 | 1AXX | 1AXX |  | IM574-4 |  |  | 1149893/01 |  | 2012-01-06 | 2019-05-21 | 2019-06-11
4588 | 29200000TL | 03483 | EGC034019 | P | 58017845 | 58 | EGTL Spares | Mtce | 73 | 73A | HANDLE:AIR CONTROL,CS | PROCESS HEATERS,STM SUP-HEATER | *OBS*HEAT TRANS-PART : &quot;TECOFI, VAR, 172-HF-001-C03B, M/N JONH ZINK PSFR-18 SPL NATURAL DRAFT, JOHN ZINK PSFR-10R FORCED DRAFT FOR DIMENSIONS, PLEASE REFER TO DWG B11741-600.01 REV.10 & B11741-600.02 REV.5&quot; | EA | 4 | 1 | 3 | NO | 420.0812 | 65221.8 | JOHN ZINK | SP101405-0030 / 0037 | TECOFI | 01,22 | 1 | 2BAB | 2BAB |  | BIH DOC: 565-400-106AA |  |  | SEE ADDITIONAL INFO |  | 2012-01-06
4589 | 29200000TL | 03483 | EGC034024 | P | 58017853 | 58 | EGTL Spares | Mtce | 73 | 73A | TIP:TAIL GAS,3 IN,CK20 | PROCESS HEATERS,STM SUP-HEATER | *OBS*HEAT TRANS-PART : &quot;Z-38E-3 IN, CK 20, 120-HF-101/120-HF-201 FOR DIMENSIONS, PLEASE REFER TO DRAWING MBUP00125.600.01&quot; | EA | 2 | 0 | 0 | NO | 3874.7486 | 601593.46 | JOHN ZINK | SP101405-0137 | 170061 | 00 |  | 2BAB | 2BAB |  | BIH DOC: 606-400-106AA |  |  |  |  | 2012-01-06
4590 | 29200000TL | 03483 | EGC034018 | P | 58017856 | 58 | EGTL Spares | Mtce | 73 | 73A | PLATE:POSITIONING,65MM,CS | PLATE FOR DIMENSIONS | *OBS*HEAT TRANS-PART : | EA | 2 | 0 | 0 | NO | 389.0752 | 60407.81 | JOHN ZINK | SP101405-0199 |  | 00 |  | 2BAB | 2BAB | [6 empty] | 2012-04-04
4591 | 29200000TL | 03483 | EGC034018 | P | 58017857 | 58 | EGTL Spares | Mtce | 73 | 73A | PLATE:POSITION,CS | PROCESS HEATERS,STM SUP-HEATER | *OBS*HEAT TRANS-PART : REFER TO DRAWING MBUP00125.600.01,CS | EA | 4 | 0 | 0 | NO | 235.0454 | 36493.15 | JOHN ZINK | SP101405-0200 |  | 00 |  | 2BAB | 2BAB | [6 empty] | 2012-04-04
4592 | 29200000TL | 03483 | EGC034023 | P | 58017861 | 58 | EGTL Spares | Mtce | 73 | 73A | HEATER:AIR/FUEL MIXER ASSY | MIXER ASSEMBLY HFC 1-1/2'' | Heat Transfer - Units & Parts : MIXER ASSEMBLY HFC 1-1/2'' USED FOR 172-HF-001 PILOT ASSEMBLY | AS | 10 | 0 | 0 | NO | 568.338 | 169134.3458 | JOHN ZINK | SP101405-0204 |  | 00 |  | 2BAB | [7 empty] | 2012-04-04 | 2018-08-11 | 2018-08-18
4593 | 29300000TL | 03483 | EGC028034 | P | 58017867 | 58 | EGTL Spares | Mtce | 51 | 51Z | INSULATOR TYPE:SUPER HEATER | VOL:NA SIZE:NA MATL:CERAMIC | INSULATOR JZE-27782 CUSTOMER REFERENCE DRAWING NO.: MBUP00125-600.01 JOHN ZINK REFERENCE: SP101405-0209 FOR UNIT 20 FIRED HEATER 120-HF-101A/B AND 120-HF-201A/B. EGTL TAG: 120-BXU-2011A TO 120-BXU-2011P AND 120-BXU-2001A TO 120-BXU-2001F | EA | 30 | 1 | 2 | YES | 210 | 306398.4 | JOHN ZINK | SP101405-0209 |  | 00 |  | 2BAB | 2BBB | [6 empty] | 2019-11-01 | 2024-10-16 | 2026-01-06 |  |  | -4 | 1
4594 | 29300000TL | 03483 | EG1006015 | P | 58017872 | 58 | EGTL Spares | Mtce | 51 | 51E | BOX: ELECTRICAL,JUNCTION | GREY GANG,NO SIZE,ROUND | Electric Components - Conduit / Fitting :IT IS JUNCTION BOX CONNECTION,CS SJC ELTER EEXD IIC T6 | EA | 4 | 2 | 4 | YES | 306.95 | 288919.757 | JOHN ZINK | SP101405-0214 |  | 01,10,22 |  | 2BAB | 2BBB | [6 empty] | 2019-11-01 |  | 2023-11-03
4595 | 29200000TL | 03483 | EGC005005 | P | 58017875 | 58 | EGTL Spares | Mtce | 51 | 51Z | IGNITER TYPE:PORTABLE SIZE:NA | PORTABLE IGNITOR EEXD IIC T5 | CUSTOMER REFERENCE: DRAWING NO: B11741-600.01 REV.10 B11741-600.02 REV.5 JOHN ZINK REFERENCE: SP101405-0083 FOR UNIT 72 FIRED SUPER HEATER 172-HF-001-C03A/B EGTL TAG: 172-BXE-0021 TO 172-BXE-0038 AND 172-BXE-0121 TO 172-BXE-0138. FOR UNIT 20: 120-BXU- | EA | 2 | 0 | 0 | NO | 11923.768 | 1851164.98 | JOHN ZINK | SP101405-0083 |  | 00 |  | 2BAB | 2BAB | [6 empty] | 2013-01-20 | 2018-06-05
4596 | 29200000TL | 03483 | EGC033032 | P | 58017883 | 58 | EGTL Spares | Mtce | 73 | 73A | STEM:4 IN MAX,NYLON BUNA-N | COVERED | *OBS*HEAT TRANS-PART : | EA | 1 | 0 | 0 | NO | 424.0819 | 65842.96 | STI | SC-1 63 STEM BELLOW |  | 00 | 1 | 2BAB | 2BAB |  | BIH DOC: 565-347-106BB |  |  | TPS - SC ND 63 |  | 2012-04-04
4597 | 29200000TL | 03483 | EG1015008 | P | 58017884 | 58 | EGTL Spares | Mtce | 66 | 66F | CONTROLLER:VALVE,0-100% RANGE | FIELDVUE, FF STD | Valve - Parts & Accessories :Old Part Number: DVC6010Do not order. obsolete itemDO NOT RE-ORDER, 58017884 is replaced by JDE: 58800518. | EA | 1 | 0 | 0 | NO | 7492.0781 | 1163175.7207 | FISHER |  |  | 01,11,22 |  | 2BAB |  |  | BIH DOC: 565-434-162AA/BA |  |  | DVC6200 |  | 2012-04-04 | 2016-09-14 | 2013-11-11
4598 | 292000TLDE | 03483 | EG3001028 | P | 58017886 | 58 | EGTL Spares | Mtce | 51 | 51C | MOTOR:ELECTRIC HEATER,200 HP | 1200 RPM, 460VAC, 449T TEFC | Electric Components - Motor / Generator :XSD841, 120-CB-102/202-M, (PROCESS HEATERS,STM SUP-HEATER) | EA | 1 | 0 | 0 | NO | 0 | 0 | GE | 5KS449XAA326 | I | 01,011,19,22, | 1 | 2BAB |  |  | BIH DOC: 565-480-169BA |  |  |  |  | 2025-10-20 |  |  | 1 | 1
4599 | 292000TLDE | 03483 | EG1054006 | P | 58017888 | 58 | EGTL Spares | Mtce | 66 | 66P | VALVE:GLOBE,6 IN X 8 IN,300 LB | 216 WCC BODY,17-4PH SS TRIM | Valve - Control : 216 WCC BONNET,MANUAL OPERATED,TFE PACKING,STD, COMPLETE EWT, 416 SS, 316 SS, ASME B16.34, 4-3/8 IN PORT | EA | 1 | 0 | 0 | YES | 5382.0625 | 8058508.4 | FISHER | EWT-8 |  | 02,22 | 1 | 2BAB |  |  | BIH DOC: 565-434-169BA |  |  | ENVIROKINETICS |  | 2016-03-31 |  |  | 1 | 1
4600 | 29200000TL | 03483 | EGC034017 | P | 58017889 | 58 | EGTL Spares | Mtce | 66 | 66F | KIT:OVERALL,PNEUMATIC CYLINDER | PROCESS HEATERS,STM SUP-HEATER | Valve - Parts & Accessories :CONTAINS ELECTRO-PNEUMATIC POSITIONER, 2 OFF P&F INDUCTIVE PROXIMITY LIMIT SWITCHES, 2 OFF ALUMINIUM AL-101 AIR LOCKS, 2 OFF ZAMA, NBR & TECHNOPLYMER FILTER REGULATORS, 120-CB-202, M/N H6-P.R.74-1OP-1. | KI | 2 | 0 | 0 | NO | 18985.6678 | 2947714.78 | GRUBER HERMANOS |  | B,C,D,& E | 00 | 1 | 2BAB |  |  | BIH DOC: 565-480-106BC |  |  | SEE ADDITIONAL INFO |  | 2012-01-06
4601 | 29200000TL | 03483 | EGC002012 | P | 58017890 | 58 | EGTL Spares | Mtce | 66 | 66P | VALVE: GLOBE,2 IN,300 LB | 216 WCC BODY,316 SS TRIM | Valve - Control : 216 WCC BONNET,MANUAL OPERATED,TFE PACKING,STD, COMPLETE EZ, 416 SS, 440CSS, ASME B16.34, 1 IN PORT | EA | 1 | 0 | 0 | NO | 9935.9195 | 1542650.86 | FISHER | EZ-2 |  | 02,22 | 1 | 2BAB |  |  | BIH DOC: 565-434-169BA |  |  | ENVIROKINETICS |  | 2012-04-04
4602 | 29200000TL | 03483 | EGC002012 | P | 58017900 | 58 | EGTL Spares | Mtce | 66 | 66P | VALVE: GLOBE,3 IN,ASME B16.34 | 3 IN 300LB,216 WCC BODY,316 SS | Valve - Control : TRIM,216 WCC BONNET,2 5/16 IN PORT,MANUAL OPERATED,ASME B16.34,TFE PACKING,GLOBE,STANDARD, COMPLETE EZ, 416 SS, 440CSS, ASME B16.34, 2-5/16 IN P | EA | 1 | 0 | 0 | NO | 14251.7533 | 2212727.21 | FISHER | EZ-3 |  | 02,22 | 1 | 2BAB |  |  | BIH DOC: 565-434-169BA |  |  | ENVIROKINETICS |  | 2012-04-04
4603 | 29300000TL | 03483 | EG1055024 | P | 58017901 | 58 | EGTL Spares | Mtce | 66 | 66F | DIAPHRAGM: ACTUATOR, SIZE 45 | 1.4 BARG, BENCH SET 12-30 | Valve - Parts & Accessories :FISHER CONTROL ACTUATOR SERIAL NUMBER 19356124, TYPE 667, BENCH SET 12-30, TRAVEL 1-1/8, OPER. RANGE 0-33, BLF J2857. | EA | 1 | 0 | 1 | YES | 3480.65 | 4136439.2665 | FISHER | 667 SIZE 45 |  | 00 | 1 | 2BAB |  |  | BIH DOC: 565-434-169BA |  |  | TYPE 667 |  | 2019-11-01 |  | 2023-05-18
4604 | 29200000TL | 03483 | EGC036018 | P | 58017904 | 58 | EGTL Spares | Mtce | 51 | 51Z | SWITCH: LIMIT | 8V,NOT SUPPLIED,SS ENCLOSURE | Electric-Other : INDUCTIVE PROXIMITY, NAMUR CONNECTION, PV-1062 & PV-2062, M/N H6-P.R.74-1OP-1.OOD SIZE 137, (PROCESS HEATERS,STM SUP-HEATER) | EA | 1 | 0 | 0 | NO | 1661.3209 | 257936.69 | CAMOZZI | P&F NJ4-12GM-N | C | 01,10,22 | 1 | 2BAB |  |  | BIH DOC: 565-480-160EA |  |  | SEE ADDITIONAL INFO |  | 2012-01-06 | 2025-07-07 |  | -1 | 1
4605 | 29200000TL | 03483 | EGC002012 | P | 58017906 | 58 | EGTL Spares | Mtce | 66 | 66C | VALVE: BUTTERFLY,14 IN,ASME | B16.34,14 IN 900LB,216 WCB BOD | Valve-Regulators : 316 SS TRIM,216 WCB BONNET,BUTTERFLY,MANUAL OPERATED,ASME B16.34,TFE PACKING, COMPLETE, 172-XXV-0101, ASME B16.34 | EA | 1 | 0 | 0 | NO | 17232.3291 | 2675491.41 | WKM | WKMB5313-02-F02-13 |  | 02,22 | 1 | 2BAB |  |  | BIH DOC: 565-434-169AB |  |  | ENVIROKINETICS |  | 2012-04-04
4606 | 29200000TL | 03483 | EGC002012 | P | 58017913 | 58 | EGTL Spares | Mtce | 66 | 66P | VALVE: GLOBE,4 IN,300 LB | 216 WCC BODY,316 SS TRIM | Valve - Control : 216 WCC BONNET,MANUAL OPERATED,TFE PACKING,STD, COMPLETE ET, 416 SS, CB-7CU, ASME B16.34, 2-7/8 IN PORT | EA | 1 | 0 | 0 | NO | 8387.72 | 2554060.74 | FISHER |  |  | 02,22 | 1 | 2BAB |  |  | BIH DOC: 565-434-169BA |  |  | ENVIROKINETICS |  | 2012-04-04 | 2016-06-17 | 2016-07-08
4607 | 29200000TL | 03483 | EG3001064 | P | 58017914 | 58 | EGTL Spares | Mtce | 66 | 66R | VALVE: GLOBE,3 IN,300 LB | 216 WCC BODY,316 SS TRIM | Valve - Globe : 216 WCC BONNET,MANUAL OPERATED,TFE PACKING,STD, COMPLETE ET, 416 SS, CB-7CU, ASME B16.34, 2-5/16 IN PORT | EA | 1 | 0 | 0 | NO | 14922.82 | 2932334.13 | FISHER |  |  | 02,22 | 1 | 2BAB |  |  | BIH DOC: 565-434-169BA |  |  | ENVIROKINETICS |  | 2012-04-04 | 2014-01-21 | 2015-03-05
4608 | 29200000TL | 03483 | EGC010029 | P | 58017940 | 58 | EGTL Spares | Mtce | 76 | 76Z | RING: WEAR,316 SS | CF-8M A743/A744 | Pumps-Other : IMPLR, 172-PC-030B. | EA | 3 | 0 | 0 | NO | 577.2345 | 89586.8 | ITT CORPORATION | B02015A01 1203 |  | 01,22 | 1 | 2BAB | [7 empty] | 2012-12-05
4609 | 29200000TL | 03483 | EGC011019 | P | 58017942 | 58 | EGTL Spares | Mtce | 54 | 54A | GASKET:DISCHARGE | NON ASBESTOS,ROUND | Gaskets : &quot;172-PC-030A/B (MODEL 3410 S 4X6-11H) , EGTL1-GOU-MEC-DD-720104 PART 351D,FOR STEAM TURBINE COND. PUMP&quot; | EA | 1 | 0 | 0 | NO | 18.0104 | 2795.22 | ITT CORPORATION | C02323A02 5108 |  | 00 | 1 | 2BAB | [7 empty] | 2012-12-05 | 2024-08-24 |  |  |  | -1 | 1
4610 | 29200000TL | 03483 | EGC011019 | P | 58017943 | 58 | EGTL Spares | Mtce | 54 | 54A | GASKET:SUCTION | NON ASBESTOS,ROUND | Gaskets : &quot;172-PC-030A, 172-PC-030B (MODEL 3410 S 4X6-11H) , EGTL1-GOU-MEC-DD-720104 PART 351S, FOR STEAM TURBINE COND. PUMP&quot; | EA | 1 | 0 | 0 | NO | 18.0104 | 2795.22 | ITT CORPORATION | C02323A01 5108 |  | 00 | 1 | 2BAB | [7 empty] | 2012-12-05 | 2024-08-24 |  |  |  | -1 | 1
4611 | 29300000TL | 03483 | EGC010021 | P | 58017944 | 58 | EGTL Spares | Mtce | 54 | 54A | GASKET:END COVER | VELLUMOID -P3313D,ROUND | Gaskets : &quot;VELLUMOID, 172-PC-030A, 172-PC-030B (MODEL 3410 S 4X6-11H) , EGTL1-GOU-MEC-DD-720104 - PART 360 ,STEAM TURBINE COND. PUMP&quot; | EA | 3 | 2 | 4 | YES | 340.59 | 496934.4336 | ITT CORPORATION | B01041A 5130 |  | 00 | 1 | 2BAB | [7 empty] | 2019-11-01 |  | 2025-07-22
4612 | 29300000TL | 03483 | EGC002023 | P | 58017945 | 58 | EGTL Spares | Mtce | 54 | 54A | SEAL: MECHANICAL, 44.3MM | 69.58MM,CARTRIDGE,BALANCED,SGL | Seals : "SILICONE CARBIDE, CARBON ROT FACE, 316 SS HARDWARE, ALLOY C-276 (UNS N10276) SPRING, VITON, GLASS-FILLED PTFE GASKET, 172-PC-030 A/B (MODEL 3410 S 4X6-11H), (STEAM TURBINE COND. PUMP)"JOHN CRANE Seal Drawing # HSP-1006728-1 | EA | 2 | 1 | 2 | YES | 3079.97 | 4445474.6995 | JOHN CRANE | HSP-1006728-1 | HSP-1006728-1 | 00 | 1 | 2BAB | 1BBB |  | A257365C |  |  |  |  | 2019-11-01 |  | 2025-08-27
4613 | 29200000TL | 03483 | EG1007019 | P | 58017946 | 58 | EGTL Spares | Mtce | 54 | 54A | O-RING:OUTBOARD,34.52 MM ID | SEAL ROTOR,38.05 MM OD,3.53 MM | *OBS*GS&P-O-Rings : VITON,AS 568-220, 172-PC-030A/B (MODEL 3410 S 4X6-11H), STEAM TURBINE COND. PUMP | EA | 5 | 0 | 0 | NO | 9.9057 | 1537.37 | ITT CORPORATION | C02495A2205304 |  | 00 | 1 | 2BAB | 1BBB | [6 empty] | 2012-12-05
4614 | 29200000TL | 03483 | EG1007019 | P | 58017947 | 58 | EGTL Spares | Mtce | 54 | 54D | O-RING:OUTBOARD,50.52 MM ID | SEAL STATOR,52.27MM OD,1.75 MM | *OBS*GS&P-O-Rings : VITON,AS568-33, 172-PC-030A/B (MODEL 3410 S 4X6-11H), STEAM TURBINE COND. PUMP | EA | 5 | 0 | 0 | NO | 17.1099 | 2655.46 | ITT CORPORATION | C02495A33 5304 |  | 00 | 1 | 2BAB | 2BAB | [6 empty] | 2012-12-05
4615 | 29200000TL | 03483 | EG1007019 | P | 58017948 | 58 | EGTL Spares | Mtce | 54 | 54D | O-RING:INBOARD ,37.77 MM ID | SEAL ROTOR,40.39 MM OD,2.62 MM | *OBS*GS&P-O-Rings : VITON,AS568-128, 172-PC-030A, 172-PC-030B (MODEL 3410 S 4X6-11H),STEAM TURBINE COND. PUMP | EA | 6 | 0 | 0 | NO | 19.8115 | 3074.74 | ITT CORPORATION | C02495A1285304 |  | 00 | 1 | 2BAB | 2BAB | [6 empty] | 2012-12-05
4616 | 29200000TL | 03483 | EG1007019 | P | 58017949 | 58 | EGTL Spares | Mtce | 54 | 54D | O-RING:INBOARD,47.35 MM ID | SEAL STATOR,49.13 MM OD,1.78 M | *OBS*GS&P-O-Rings : &quot;VITON,AS568-32, 172-PC-030A, 172-PC-030B (MODEL 3410 S 4X6-11H) , EGTL1-GOU-MEC-DD-720104 PART 497J,STEAM TURBINE COND. PUMP&quot; | EA | 5 | 0 | 0 | NO | 20.712 | 3214.5 | ITT CORPORATION | C02495A32 5304 |  | 00 | 1 | 2BAB | 2BAB | [6 empty] | 2012-12-05
4617 | 29200000TL | 03483 | EGC010029 | P | 58017959 | 58 | EGTL Spares | Mtce | 54 | 54D | O-RING:RADIAL LAB SEAL,59.92MM | 63.45 MM OD,3.53 MM WD,VITON | *OBS*GS&P-O-Rings : AS 568-229, 173-PC-001A, 173-PC-001B, 173-PC-002A, 173-PC-002B, 173-PC-003A, 173-PC-003B, STEAM TURBINE COND. PUMP | EA | 5 | 0 | 0 | NO | 18.0104 | 2795.22 | ITT CORPORATION | C02495A2295304 |  | 00 | 1 | 2BAB | 2BAB | [6 empty] | 2012-12-05
4618 | 29200000TL | 03483 | EGC010021 | P | 58017960 | 58 | EGTL Spares | Mtce | 54 | 54D | O-RING:RADIAL LAB SEAL,75.92MM | 77.67 MM OD,1.78 MM WD,VITON | *OBS*GS&P-O-Rings : AS568-041,173-PC-001A, 173-PC-001B, 173-PC-002A, 173-PC-002B, 173-PC-003A, 173-PC-003B (MODEL 3180 M 4X6-19), STEAM TURBINE COND. PUMP | EA | 5 | 0 | 0 | NO | 26.1151 | 4053.07 | ITT CORPORATION | C02495A41 5304 |  | 00 | 1 | 2BAB | 2BAB | [6 empty] | 2012-12-05
4619 | 29200000TL | 03483 | EGC010029 | P | 58017961 | 58 | EGTL Spares | Mtce | 54 | 54D | O-RING:RADIAL LAB SEAL,47.22MM | 50.75 MM OD,3.53 MM WD,VITON | AS 568A-225, 173-PC-001A, 173-PC-001B, 173-PC-002A, 173-PC-002B, 173-PC-003A, 173-PC-003B (MODEL 3180 M 4X6-19), STEAM TURBINE COND. PUMPITEM# 497K: Drawing Number: A257366C; ITT JOB NUMBER: A77C; PUMP SERIAL NUMBER: E257C366-1-2-3-4-5-6 | EA | 5 | 0 | 0 | NO | 15.3089 | 2375.94 | ITT CORPORATION | C02495A2255304 |  | 00 | 1 | 2BAB | 2BAB | [6 empty] | 2012-12-05
4620 | 29200000TL | 03483 | EGC010021 | P | 58017962 | 58 | EGTL Spares | Mtce | 54 | 54D | O-RING:THRUST LAB SEAL,66.4 MM | 68.18 MM OD,1.78 MM WD,VITON | AS568-38,173-PC-001A, 173-PC-001B, 173-PC-002A, 173-PC-002B, 173-PC-003A, 173-PC-003B (MODEL 3180 M 4X6-19), STEAM TURBINE COND. PUMP.Drawing Number: A257366C; ITT JOB NUMBER: A77C; PUMP SERIAL NUMBER: E257C366-1-2-3-4-5-6 | EA | 5 | 0 | 0 | NO | 22.5131 | 3494.03 | ITT CORPORATION | C02495A38 5304 |  | 00 | 1 | 2BAB | 2BAB | [6 empty] | 2012-12-05
4621 | 29200000TL | 03483 | EGC004016 | P | 58017963 | 58 | EGTL Spares | Mtce | 76 | 76Z | ADAPTER:FRAME,10 IN MTI, DI | STEAM TURBINE COND. PUMP | Pumps-Other : ASSY, 172-PC-003/003M (MODEL 3196 MTX 1X2-10) | EA | 1 | 0 | 0 | NO | 593.4439 | 92102.5 | ITT CORPORATION | RD11801A 1013 | RD11801A 1013 | 01,22 | 1 | 2BAB |  |  | A721364C |  |  |  |  | 2012-01-06
4622 | 29200000TL | 03483 | EG5008012 | P | 58017967 | 58 | EGTL Spares | Mtce | 54 | 54A | SEAL: MECHANICAL, 44.28 MM | 91.08MM,CARTRIDGE,BALANCED,SGL | Seals : CARBON, SILICON CARBIDE ROT FACE, 316 SS HARDWARE, ALLOY C-276 (UNS N10276) SPRING, GLASS-FILLED PTFE GASKET, 105-PC-001A, 105-PC-001B, 105-PC-002A, 105-PC-002B, 130-PC-109A/B,130-PC-209A/B (STEAM TURBINE COND. PUMP)JOHN CRANE Seal Drawing # HSP- | EA | 2 | 2 | 3 | NO | 3525.3785 | 595571.8211 | JOHN CRANE | HSP-1027379-1 | HSP-1027379-1, 725F895SL | 01,22 | 1 | 2BAB | 1BBB |  | A725892C, A725895C |  |  |  |  | 2012-01-06 | 2021-08-08 | 2015-05-17
4623 | 29200000TL | 03483 | EG1009003 | P | 58017970 | 58 | EGTL Spares | Mtce | 54 | 54A | SEAL: MECHANICAL, 1.375 IN | 2.875 IN,CARTRIDGE,PRESSURIZED | Seals : SGL ARRANGEMENT, RESIN IMPREGNATED CARBON, SINTERED SILICON CARBIDE ROT FACE, 316 SS HARDWARE, ALLOY C276 SPRING,O-RING, FLUOROELASTOMER GASKET, 5610PR, HSP-1027390-1173-PC-005, 173-PC-006, 173-PC-007JOHN CRANE Seal Drawing # HSP-HSP-1027390-1 | EA | 1 | 1 | 2 | NO | 3017.7489 | 650795.2997 | JOHN CRANE | HSP-1027390-1 | HSP-1027390-1 | 00 | 1 | 2BAB | 1BBB |  | A725893C, A725894C |  |  |  |  | 2012-01-06 | 2024-12-19 | 2019-01-03 |  |  | -1 | 1
4624 | 29200000TL | 03483 | EG1020004 | P | 58017972 | 58 | EGTL Spares | Mtce | 50 | 50Z | BEARING: BALL,25 MM ID | ANGULAR CONTACT,DBL ROW,62MMOD | Bearings & Accessories - All :25.4 MM WD,GROOVE-METRIC SERIES,2 SEAL,2 SHIELD,C3,PRESSED STEEL CAGE, SKF 3305A/C3, 172-PC-013, 172-PC-013W, 172-PC-014 (MODEL 3171 ST 1X1.5-6), STEAM TURBINE COND. PUMP | EA | 2 | 0 | 0 | NO | 92.1769 | 14309.9322 | SKF | 3305A/C3 |  | 01,21,22 | 1 | 2BAB | [7 empty] | 2013-01-12 | 2013-10-25 | 2014-06-10
4625 | 29200000TL | 03483 | EGC027029 | P | 58017974 | 58 | EGTL Spares | Mtce | 54 | 54A | GASKET:FLANGE NON-SPIRAL,18 IN | PIPE, SHEET, BLUE GUARD,TANK | Gaskets : 172-PC-013, 172-PC-013W, 172-PC-014 (MODEL 3171 ST 1X1.5-6), SEE EGTL1-GOU-MEC-DD-720902 PART NO 540M, STEAM TURBINE COND. PUMP | EA | 2 | 0 | 0 | NO | 268.3555 | 41648.78 | ITT CORPORATION | B01084E0385136 |  | 00 | 1 | 2BAB | [7 empty] | 2012-12-05
4626 | 29200000TL | 03483 | EGC010029 | P | 58017975 | 58 | EGTL Spares | Mtce | 54 | 54A | GASKET:SUCTION COVER | BLUE GUARD,ROUND | Gaskets : &quot;172-PC-13, 172-PC-013W, 172-PC-014 (MODEL 3171 ST 1X1.5-6) DWG EGTL1-GOU-MEC-DD-720902 PART 351, STEAM TURBINE COND. PUMP&quot; | EA | 4 | 0 | 0 | NO | 16.2094 | 2515.7 | ITT CORPORATION | B00003B03 5136 |  | 00 | 1 | 2BAB | [7 empty] | 2012-12-05
4627 | 29200000TL | 03483 | EGC010015 | P | 58017976 | 58 | EGTL Spares | Mtce | 54 | 54A | GASKET:DISCHARGE FLG | BLUE GUARD,ROUND | Gaskets : 172-PC-013, 172-PC-013W, 172-PC-014 (MODEL 3171 ST 1X1.5-6, EGTL1-GOU-MEC-DD-720902 PART 351A, GP, STEAM TURBINE COND. PUMP | EA | 2 | 0 | 0 | NO | 7.2042 | 1118.09 | ITT CORPORATION | B00003B10 5136 |  | 00 | 1 | 2BAB | [7 empty] | 2012-12-06
4628 | 29200000TL | 03483 | EGC002028 | P | 58017977 | 58 | EGTL Spares | Mtce | 54 | 54A | SEAL: MECHANICAL, 28.46MM | 44.27MM,CARTRIDGE,BALANCED,SGL | Seals : SILICONE CARBIDE, CARBIDE ROT FACE, 316 SS HARDWARE, ALLOY C276 UNS N10276 SPRING, CHEMLOY GASKET, 172-PC-013, 172-PC-013W, 172-PC-014 (MODEL 3171 ST 1X1.5-6) (STEAM TURBINE COND. PUMP)JOHN CRANE Seal Drawing # HSP-1028725-1 | EA | 2 | 0 | 0 | NO | 2278.4185 | 353694.4075 | JOHN CRANE | HSP-1028725-1 | HSP-1028725-1 | 00 | 1 | 2BAB | 1BBB |  | 442093C, 442094C |  |  |  |  | 2012-01-06 |  | 2013-11-29
4629 | 29200000TL | 03483 | EGC002023 | P | 58017978 | 58 | EGTL Spares | Mtce | 54 | 54A | SEAL: MECHANICAL, 1.125 IN | 1.60 IN,CARTRIDGE,PRESSURIZED | Seals : SGL ARRANGEMENT, RESIN IMPREGNATED CARBON, SINTERED SILICON CARBIDE ROT FACE, 316 SS HARDWARE, ALLOY C276 SPRING, O-RING, FLUOROELASTOMER GASKET, TYPE 5610D, 172-PC-014, (PUMP) | EA | 1 | 0 | 0 | NO | 1202.697 | 186658.58 | JOHN CRANE | M122233 | 442094MECH | 00 | 1 | 2BAB | 1BBB |  | 442094 |  |  |  |  | 2012-01-06
4630 | 29200000TL | 03483 | EG1014017 | P | 58017979 | 58 | EGTL Spares | Mtce | 50 | 50Z | BEARING: BALL,70 MM ID | DEEP GROOVE,SGL ROW,150 MM OD | Bearings & Accessories - All :35 MM WD,MEDIUM SERIES,GROOVE,C3,PRESSED STEEL CAGE, DE & ODE SET, 6314ZC3, 172-PC-030A,,172-PC-030B, (MODEL 3410 S 4X6-11H) 172-PC-016A, 172-PC-016B (MODEL 3196 MTX 4X6-13) CROSS REF DWG, STEAM TURBINE COND. PUMP. | EA | 1 | 0 | 0 | NO | 479.5208 | 85420.4935 | SKF | 6314-Z/C3 |  | 01,21,22 | 1 | 2BAB | [7 empty] | 2012-12-05 | 2024-10-03 | 2017-03-09 |  |  | -2 | 2
4631 | 29200000TL | 03483 | EG1014017 | P | 58017980 | 58 | EGTL Spares | Mtce | 50 | 50Z | BEARING: BALL 90MM ID 190MM OD | 43MM WD DEEP GROOVE SGL ROW | MEDIUM SERIES PRESSED STL CAGE 173-PC-001A, 173-PC-001B, 173-PC-002A, 173-PC-002B, 173-PC-003A, 173-PC-003B (MODEL 3180 M 4X6-19) STEAM TURBINE COND PUMP | EA | 1 | 0 | 0 | NO | 250 | 76615 | SKF | 6318ZC3 |  | 01,21,22 | 1 | 2BAB | 2BAB | [6 empty] | 2012-12-05 | 2019-06-27 | 2019-03-05
4632 | 29200000TL | 03483 | EG1014016 | P | 58017982 | 58 | EGTL Spares | Mtce | 50 | 50Z | BEARING:BALL 50 MM ID 90 MM OD | 20 MM WD DEEP GROOVE SGL ROW | Bearings & Accessories - All :PRESSED STEEL CAGE, DE & ODE SET, 130-PC-109A, 130-PC-109B, 130-PC-209A, 130-PC-209B (MODEL 3196 1.5X3-13) STEAM TURBINE COND. PUMP. (SAME AS 58016046) | EA | 2 | 0 | 0 | NO | 78 | 12110.0571 | SKF | 6210-Z/C3 |  | 01,21,22 | 1 | 2BAB | [7 empty] | 2013-03-06 | 2015-09-26
4633 | 29200000TL | 03483 | EGC024006 | P | 58017986 | 58 | EGTL Spares | Mtce | 66 | 66Z | COUPLING: SHAFT,FLEXIBLE,45MM | BORE, 112MM OD, 95MM LG, SS | COMPLETE M/N TSKS, TYPE METASTREAM, SIZE 0135, (SOLENOID VALVES AND SILECER) | EA | 1 | 0 | 0 | NO | 3410 | 529879.9 | ITT GOULDS | SIZE 0135 |  | 01,22 | 1 | 2CAC | 1CCC |  | 71-PA-E-90711 |  |  |  |  | 2012-01-06
4634 | 29200000TL | 03483 | EGC020018 | P | 58017993 | 58 | EGTL Spares | Mtce | 54 | 54A | SEAL: OIL 20MM ID 45MM OD | X 25MM WD BRONZE CAGE | Seals : TEFC/STD D FLG 460V - 20 HP - 3545 RPM | EA | 2 | 0 | 0 | NO | 1388.6417 | 215710.325 | INPPRO SEALS |  |  | 01,22 | 2 | 3CAC | 1BBB |  | 4002B5825PGP5206 |  |  |  |  | 2012-04-04 | 2019-02-02 | 2013-07-25
4635 | 29200000TL | 03483 | EGC020012 | P | 58017994 | 58 | EGTL Spares | Mtce | 02 | 02A | KIT:REPAIR,FOR DEWATERING | CENTRIFUGE MOTOR FAN ASSY | Heating Ventilation and Air Conditioning Equipnment & Parts : CONTAINS SS/PLASTIC HARDWARE,FAN MOTOR,TEFC / STD &quot;D&quot; FLANGE / 460V / 20 HP / 3545 RPM | EA | 1 | 0 | 0 | NO | 371.3909 | 57658.44 | GE-BARIGELLI | 159C6704G22 |  | 01,22 | 1 | 3CAC |  |  | 4002B5825PGP5206 |  |  |  |  | 2012-04-04
4636 | 29200000TL | 03483 | EGC020019 | P | 58017996 | 58 | EGTL Spares | Mtce | 50 | 50Z | SEAL:ODE,7/8IN,VITON | SOLENOID VALVES AND SILECER | Bearings & Accessories - All :(BZ - 180T HORIZ.), TEFC / IEEE-841 / STD. CONSTR 460V / 5 HP / 3540 RPM | EA | 2 | 1 | 2 | NO | 425.3025 | 66028.21 | GE-MAPRO | 4002B5914AGP002 | 4002B5914AGP002 | 01,22 | 1 | 3CAC |  |  | 4002B5818PAP5301 |  |  |  |  | 2012-01-06
4637 | 29200000TL | 03483 | EGC020018 | P | 58017997 | 58 | EGTL Spares | Mtce | 50 | 50Z | SEAL:DE,7/8IN,VITON | SOLENOID VALVES AND SILECER | Bearings & Accessories - All :(BZ-180T HORIZ.), TEFC / IEEE-841 / STD. CONSTR 460V / 5 HP / 3540 RPM | EA | 2 | 0 | 0 | NO | 371.3909 | 57658.44 | GE-MAPRO | 4002B5914AF2 | 4002B5914AF2 | 01,22 | 1 | 3CAC |  |  | 4002B5818PAP5301 |  |  |  |  | 2012-01-06
4638 | 29300000TL | 03483 | EGC022007 | P | 58018000 | 58 | EGTL Spares | Mtce | 66 | 66H | ABSORBER: SHOCK | DUMPER COUPLING,ADIPRENE | Valve-Safety Relief : &quot;MAX ROY A 105 RA.144(173)K5P2,5/EN.RL.78.CZ.VV3.Z , EQUIPMENT: DOSING PUMPS(SOLENOID VALVES AND SILECER)&quot; | EA | 1 | 0 | 1 | YES | 668.37 | 508572.0799 | MILTON ROY | 4400066001 | 4400066001 | 01,22 | 1 | 2CAC |  |  | 1065678010 |  |  |  |  | 2019-11-01 |  | 2023-08-14
4639 | 29200000TL | 03483 | EGC020018 | P | 58018003 | 58 | EGTL Spares | Mtce | 76 | 76Z | COUPLING: SHAFT | SOLENOID VALVES AND SILECER | Pumps-Other : &quot;COUPLING,SHAFT:FLEXIBLE,22MM BORE,54MM OD,146MM LG,SS, :PUMP COUPLING, MAN PART NO: 052 MILROYAL D MD.23 (28)J 40 H 2,5/CZ.VS.VV3.Z, SUPP PART NO: 052 MILROYAL D MD.23 (28)J 40 H 2,5/CZ.VS.VV3.Z EQUIPMENT: SOLENOID VALVES AND SILE&quot | EA | 1 | 0 | 1 | NO | 1400.05 | 277349.905 | MILTON ROY | 2520076004R | SEE ADDITIONAL INFO | 01,22 | 1 |  |  |  | 1600852001 |  |  |  |  | 2012-01-06 | 2014-10-04 | 2015-02-07
4640 | 29200000TL | 03483 | EGC020016 | P | 58018005 | 58 | EGTL Spares | Mtce | 76 | 76Z | COUPLING: SHAFT HALF MOTOR | 22MM BORE,54MM OD,77MM LG,SS | Pumps-Other : MD.23 (28)J 40 H 2,5/CZ.VS.VV3.Z, (SOLENOID VALVES AND SILECER) | EA | 1 | 0 | 0 | NO | 179.7053 | 27899.25 | MILTON ROY | 052A MILROYAL D | 052A MILROYAL D | 01,22 | 1 |  |  |  | 1600852001 |  |  |  |  | 2012-01-06
4641 | 29200000TL | 03483 | EG1038009 | P | 58018008 | 58 | EGTL Spares | Mtce | 51 | 51E | CONNECTOR: ELECTRICAL TERMINAL | RING,22-16 AWG COND,COPPER | Electric Components - Conduit / Fitting :ELECTRO - TIN PLATED, CRIMP, COPPER ELECTRO - TIN PLATED CONNECTOR, NO 6 STUD TERMINATION,VINYL INSUL, BLUE (MISC ELECTRICAL CONSUMABLES) | PK | 10 | 5 | 10 | NO | 6.6667 | 1035.01 | THOMAS & BETTS | TV-18-6R-XV |  | 00 | 1 | 2CAC | [7 empty] | 2012-01-07
4642 | 29200000TL | 03483 | EG1039001 | S | 58018009 | 58 | EGTL Spares | Mtce | 51 | 51E | CONNECTOR: ELECTRICAL TERMINAL | RING,22-16 AWG COND,COPPER | Electric Components - Conduit / Fitting :TIN PLATED, CRIMP, COPPER TIN PLATED CONNECTOR, NO 8 STUD TERMINATION, VINYL INSUL (MISC ELECTRICAL CONSUMABLES) | PK | 10 | 0 | 0 | NO | 6.6667 | 1035.01 | THOMAS & BETTS | TV18-8R-XV |  | 00 | 1 | 2CAC | [7 empty] | 2012-01-07
4643 | 29200000TL | 03483 | EG1039001 | S | 58018010 | 58 | EGTL Spares | Mtce | 51 | 51E | CONNECTOR: ELECTRICAL TERMINAL | RING,22-16 AWG COND,COPPER | Electric Components - Conduit / Fitting :TIN PLATED, CRIMP, COPPER TIN PLATED CONNECTOR, NO 10 STUD TERMINATION, VINYL INSUL, RED (MISC ELECTRICAL CONSUMABLES) | PK | 8 | 0 | 0 | NO | 6.6667 | 1035.01 | THOMAS & BETTS | TV18-10R-XV |  | 00 | 1 | 2CAC | 2BBB | [6 empty] | 2012-01-07 | 2019-09-01
4644 | 29200000TL | 03483 | EGC029016 | P | 58018011 | 58 | EGTL Spares | Mtce | 51 | 51E | CONNECTOR: ELECTRICAL TERMINAL | RING, 22-16 AWG | Electric Components - Conduit / Fitting :COND, COPPER TIN PLATED, CRIMP, COPPER TIN PLATED CONNECTOR, 5/16 IN STUD TERMINATION, VINYL INSUL, RED, 1000 PER PACK | PK | 1 | 0 | 0 | NO | 113.4167 | 17607.94 | THOMAS & BETTS | KV18-516R-M |  | 00 | 1 | 2CAC | [7 empty] | 2012-01-07
4645 | 29200000TL | 03483 | EG1039001 | S | 58018013 | 58 | EGTL Spares | Mtce | 51 | 51E | CONNECTOR: ELECTRICAL TERMINAL | RING, 16-14 AWG | Electric Components - Conduit / Fitting :COND, COPPER TIN PLATED, CRIMP, COPPER TIN PLATED CONNECTOR, NO 8 STUD TERMINATION, VINYL INSUL, BLUE | PK | 10 | 0 | 0 | NO | 7.5 | 1164.38 | THOMAS & BETTS | TV14-8R-XV |  | 00 | 1 | 2CAC | [7 empty] | 2012-01-07
4646 | 29200000TL | 03483 | EG1039001 | S | 58018014 | 58 | EGTL Spares | Mtce | 51 | 51E | CONNECTOR: ELECTRICAL TERMINAL | RING, 16-14 AWG | Electric Components - Conduit / Fitting :COND, COPPER TIN PLATED, CRIMP, COPPER TIN PLATED CONNECTOR, NO 10 STUD TERMINATION, VINYL INSUL, BLUE | PK | 10 | 0 | 0 | NO | 7.5 | 1164.38 | THOMAS & BETTS | TV14-10R-XV |  | 00 | 1 | 2CAC | [7 empty] | 2012-01-07
4647 | 29200000TL | 03483 | EGC029016 | P | 58018016 | 58 | EGTL Spares | Mtce | 51 | 51E | CONNECTOR: ELECTRICAL TERMINAL | RING, 16-14 AWG | Electric Components - Conduit / Fitting :COND, COPPER TIN PLATED, CRIMP, COPPER TIN PLATED CONNECTOR, 5/16 IN STUD TERMINATION, VINYL INSUL, BLUE, 1000 PER PACK | PK | 1 | 0 | 0 | NO | 133.4167 | 20712.94 | THOMAS & BETTS | KV14-516R-M |  | 00 | 1 | 2CAC | [7 empty] | 2012-01-07
4648 | 29200000TL | 03483 | EGC029016 | P | 58018017 | 58 | EGTL Spares | Mtce | 51 | 51E | CONNECTOR: ELECTRICAL TERMINAL | RING, 16-14 AWG | Electric Components - Conduit / Fitting :COND, COPPER TIN PLATED, CRIMP, COPPER TIN PLATED CONNECTOR, 3/8 IN STUD TERMINATION, VINYL INSUL, BLUE, 1000 PER PACK | PK | 1 | 0 | 0 | NO | 133.4167 | 20712.94 | THOMAS & BETTS | KV14-38R-M |  | 00 | 1 | 2CAC | [7 empty] | 2012-01-07
4649 | 29200000TL | 03483 | EG1039001 | S | 58018020 | 58 | EGTL Spares | Mtce | 51 | 51E | CONNECTOR: ELECTRICAL TERMINAL | RING, 12-10 AWG | Electric Components - Conduit / Fitting :COND, COPPER TIN PLATED, CRIMP, COPPER TIN PLATED CONNECTOR, NO 10 STUD TERMINATION, VINYL INSUL, YELLOW | PK | 15 | 0 | 0 | NO | 8.3333 | 1293.74 | THOMAS & BETTS | TV10-10R-XV |  | 00 | 1 | 2CAC | [7 empty] | 2012-01-07
4650 | 29200000TL | 03483 | EG1039001 | S | 58018021 | 58 | EGTL Spares | Mtce | 51 | 51E | CONNECTOR: ELECTRICAL TERMINAL | RING, 12-10 AWG | Electric Components - Conduit / Fitting :COND, COPPER TIN PLATED, CRIMP, COPPER TIN PLATED CONNECTOR, 1/4 IN STUD TERMINATION, VINYL INSUL, YELLOW | PK | 14 | 0 | 0 | NO | 8.3333 | 1293.74 | THOMAS & BETTS | TV10-14R-XV |  | 00 | 1 | 2CAC | [7 empty] | 2012-01-07 | 2025-07-04 |  | -1 | 1
4651 | 29200000TL | 03483 | EGC029016 | P | 58018022 | 58 | EGTL Spares | Mtce | 51 | 51E | CONNECTOR: ELECTRICAL TERMINAL | RING, 12-10 AWG | Electric Components - Conduit / Fitting :COND, COPPER TIN PLATED, CRIMP, COPPER TIN PLATED CONNECTOR, 3/8 IN STUD TERMINATION, VINYL INSUL, YELLOW, 500 PER PACK | PK | 1 | 0 | 0 | NO | 75.375 | 11701.97 | THOMAS & BETTS | KV10-38R-D |  | 00 | 1 | 2CAC | [7 empty] | 2012-01-07
4652 | 29200000TL | 03483 | EG1039001 | S | 58018023 | 58 | EGTL Spares | Mtce | 51 | 51E | CONNECTOR: ELECTRICAL TERMINAL | RING, 12-10 AWG | Electric Components - Conduit / Fitting :COND, COPPER TIN PLATED, CRIMP, COPPER TIN PLATED CONNECTOR, 1/2 IN STUD TERMINATION, VINYL INSUL, YELLOW | PK | 15 | 0 | 0 | NO | 8.3333 | 1293.74 | THOMAS & BETTS | TV10-12R / |  | 00 | 1 | 2CAC | [7 empty] | 2012-01-07
4653 | 29200000TL | 03483 | EGC029016 | P | 58018024 | 58 | EGTL Spares | Mtce | 51 | 51E | CONNECTOR: ELECTRICAL TERMINAL | RING, 8 AWG | Electric Components - Conduit / Fitting :COND, COPPER TIN PLATED, CRIMP, COPPER TIN PLATED CONNECTOR, NO 8 STUD TERMINATION, VINYL INSUL, RED, 500 PER PACK | PK | 1 | 0 | 0 | NO | 210.3333 | 32654.24 | THOMAS & BETTS | KV8-8R-D |  | 00 | 1 | 2CAC | [7 empty] | 2012-01-07
4654 | 29200000TL | 03483 | EGC029016 | P | 58018025 | 58 | EGTL Spares | Mtce | 51 | 51E | CONNECTOR: ELECTRICAL TERMINAL | RING, 8 AWG | Electric Components - Conduit / Fitting :COND, COPPER TIN PLATED, CRIMP, COPPER TIN PLATED CONNECTOR, NO 10 STUD TERMINATION, VINYL INSUL, RED, 500 PER PACK | PK | 1 | 0 | 0 | NO | 178.7917 | 27757.41 | THOMAS & BETTS | KV8-10R-D |  | 00 | 1 | 2CAC | [7 empty] | 2012-01-07
4655 | 29200000TL | 03483 | EGC029016 | P | 58018026 | 58 | EGTL Spares | Mtce | 51 | 51E | CONNECTOR: ELECTRICAL TERMINAL | RING, 8 AWG | Electric Components - Conduit / Fitting :COND, COPPER TIN PLATED, CRIMP, COPPER TIN PLATED CONNECTOR, 1/4 IN STUD TERMINATION, VINYL INSUL, RED, 500 PER PACK | PK | 1 | 0 | 0 | NO | 210.3333 | 32654.24 | THOMAS & BETTS | KV8-14R-D |  | 00 | 1 | 2CAC | [7 empty] | 2012-01-07
4656 | 29200000TL | 03483 | EGC029016 | P | 58018027 | 58 | EGTL Spares | Mtce | 51 | 51E | CONNECTOR: ELECTRICAL TERMINAL | RING, 8 AWG | Electric Components - Conduit / Fitting :COND, COPPER TIN PLATED, CRIMP, COPPER TIN PLATED CONNECTOR, 5/16 IN STUD TERMINATION, VINYL INSUL, RED, 500 PER PACK | PK | 1 | 0 | 0 | NO | 178.7917 | 27757.41 | THOMAS & BETTS | KV8-516R-D |  | 00 | 1 | 2CAC | [7 empty] | 2012-01-07
4657 | 29200000TL | 03483 | EGC029016 | P | 58018028 | 58 | EGTL Spares | Mtce | 51 | 51E | CONNECTOR: ELECTRICAL TERMINAL | RING, 8 AWG | Electric Components - Conduit / Fitting :COND, COPPER TIN PLATED, CRIMP, COPPER TIN PLATED CONNECTOR, 3/8 IN STUD TERMINATION, VINYL INSUL, RED, 500 PER PACK | PK | 1 | 0 | 0 | NO | 178.7917 | 27757.41 | THOMAS & BETTS | KV8-38R-D |  | 00 | 1 | 2CAC | [7 empty] | 2012-01-07
4658 | 29200000TL | 03483 | EGC029016 | P | 58018029 | 58 | EGTL Spares | Mtce | 51 | 51E | CONNECTOR: ELECTRICAL TERMINAL | RING, 8 AWG | Electric Components - Conduit / Fitting :COND, COPPER TIN PLATED, CRIMP, COPPER TIN PLATED CONNECTOR, 1/2 IN STUD TERMINATION, VINYL INSUL, RED, 500 PER PACK | PK | 1 | 0 | 0 | NO | 244 | 37881 | THOMAS & BETTS | KV8-12R-D |  | 00 | 1 | 2CAC | [7 empty] | 2012-01-07
4659 | 29200000TL | 03483 | EGC029016 | P | 58018030 | 58 | EGTL Spares | Mtce | 51 | 51E | CONNECTOR: ELECTRICAL TERMINAL | RING, 6 AWG | Electric Components - Conduit / Fitting :COND, COPPER TIN PLATED, CRIMP, COPPER TIN PLATED CONNECTOR, NO 10 STUD TERMINATION, VINYL INSUL, BLUE, 250 PER PACK | PK | 1 | 0 | 0 | NO | 117.1875 | 18193.36 | THOMAS & BETTS | KV6-10R-W |  | 00 | 1 | 2CAC | [7 empty] | 2012-01-07
4660 | 29200000TL | 03483 | EGC029016 | P | 58018031 | 58 | EGTL Spares | Mtce | 51 | 51E | CONNECTOR: ELECTRICAL TERMINAL | RING, 6 AWG | Electric Components - Conduit / Fitting :COND, COPPER TIN PLATED, CRIMP, COPPER TIN PLATED CONNECTOR, 1/4 IN STUD TERMINATION, VINYL INSUL, BLUE, 250 PER PACK | PK | 1 | 0 | 0 | NO | 137.875 | 21405.09 | THOMAS & BETTS | KV6-14R-W |  | 00 | 1 | 2CAC | [7 empty] | 2012-01-07
4661 | 29200000TL | 03483 | EGC029016 | P | 58018032 | 58 | EGTL Spares | Mtce | 51 | 51E | CONNECTOR: ELECTRICAL TERMINAL | RING, 6 AWG | Electric Components - Conduit / Fitting :COND, COPPER TIN PLATED, CRIMP, COPPER TIN PLATED CONNECTOR, 5/16 IN STUD TERMINATION, VINYL INSUL, BLUE, 250 PER PACK | PK | 1 | 0 | 0 | NO | 117.1875 | 18193.36 | THOMAS & BETTS | KV6-516R-W |  | 00 | 1 | 2CAC | [7 empty] | 2012-01-07
4662 | 29200000TL | 03483 | EGC029016 | P | 58018033 | 58 | EGTL Spares | Mtce | 51 | 51E | CONNECTOR: ELECTRICAL TERMINAL | RING, 6 AWG | Electric Components - Conduit / Fitting :COND, COPPER TIN PLATED, CRIMP, COPPER TIN PLATED CONNECTOR, 3/8 IN STUD TERMINATION, VINYL INSUL, BLUE, 250 PER PACK | PK | 1 | 0 | 0 | NO | 137.875 | 21405.09 | THOMAS & BETTS | KV6-38R-W |  | 00 | 1 | 2CAC | [7 empty] | 2012-01-07
4663 | 29200000TL | 03483 | EG1039001 | S | 58018035 | 58 | EGTL Spares | Mtce | 51 | 51E | CONNECTOR: ELECTRICAL TERMINAL | FORK, 22-16 AWG | Electric Components - Conduit / Fitting :COND, COPPER TIN PLATED, CRIMP, COPPER TIN PLATED CONNECTOR, 6 STUD TERMINATION, VINYL INSUL, RED | PK | 15 | 0 | 0 | NO | 68.8889 | 20681.67 | THOMAS & BETTS | TV18-6F-XV |  | 00 | 1 | 2CAC | [7 empty] | 2012-01-07 | 2017-02-02 | 2017-03-09
4664 | 29200000TL | 03483 | EG1039001 | S | 58018036 | 58 | EGTL Spares | Mtce | 51 | 51E | CONNECTOR: ELECTRICAL TERMINAL | FORK, 22-16 AWG | Electric Components - Conduit / Fitting :COND, COPPER TIN PLATED, CRIMP, COPPER TIN PLATED CONNECTOR, 8 STUD TERMINATION, VINYL INSUL, RED | PK | 10 | 0 | 0 | NO | 6.6667 | 1035.01 | THOMAS & BETTS | TV18-8F-XV |  | 00 | 1 | 2CAC | [7 empty] | 2012-01-07
4665 | 29200000TL | 03483 | EG1038009 | P | 58018037 | 58 | EGTL Spares | Mtce | 51 | 51E | CONNECTOR: ELECTRICAL TERMINAL | FORK, 22-16 AWG | Electric Components - Conduit / Fitting :COND, COPPER TIN PLATED, CRIMP, COPPER TIN PLATED CONNECTOR, 10 STUD TERMINATION, VINYL INSUL, RED | PK | 8 | 0 | 0 | NO | 6.6667 | 1035.01 | THOMAS & BETTS | TV18-10F-XV |  | 00 | 1 | 2CAC | [7 empty] | 2012-01-07 | 2016-01-16
4666 | 29200000TL | 03483 | EG1017017 | P | 58018038 | 58 | EGTL Spares | Mtce | 51 | 51E | CONNECTOR: ELECTRICAL TERMINAL | FORK, 22-16 AWG | Electric Components - Conduit / Fitting :COND, COPPER TIN PLATED, CRIMP, COPPER TIN PLATED CONNECTOR, 1/4 IN STUD TERMINATION, VINYL INSUL, RED, 1000 PER PACK | PK | 2 | 0 | 0 | NO | 149.7032 | 23241.47 | THOMAS & BETTS | KV18-14F-M |  | 00 | 1 | 2CAC | [7 empty] | 2012-01-07 |  | 2014-02-04
4667 | 29200000TL | 03483 | EG1030009 | P | 58018039 | 58 | EGTL Spares | Mtce | 51 | 51E | CONNECTOR: ELECTRICAL TERMINAL | FORK, 16-14 AWG | Electric Components - Conduit / Fitting :COND, COPPER TIN PLATED, CRIMP, COPPER TIN PLATED CONNECTOR, 6 STUD TERMINATION, VINYL INSUL, BLUE. Make Reorderale | PK | 9 | 0 | 0 | NO | 7.5 | 1164.38 | THOMAS & BETTS | TV14-6F-XV |  | 00 | 1 | 2CAC | 2BBB | [6 empty] | 2012-01-07 | 2019-03-28
4668 | 29200000TL | 03483 | EG1030009 | S | 58018040 | 58 | EGTL Spares | Mtce | 51 | 51E | CONNECTOR: ELECTRICAL TERMINAL | FORK, 16-14 AWG | Electric Components - Conduit / Fitting :COND, COPPER TIN PLATED, CRIMP, COPPER TIN PLATED CONNECTOR, 8 STUD TERMINATION, VINYL INSUL, BLUE | PK | 7 | 5 | 15 | NO | 7.5 | 1164.38 | THOMAS & BETTS | TV14-8F-XV |  | 00 | 1 | 2CAC | [7 empty] | 2012-01-07 | 2019-03-28
4669 | 29200000TL | 03483 | EG1030009 | S | 58018041 | 58 | EGTL Spares | Mtce | 51 | 51E | CONNECTOR: ELECTRICAL TERMINAL | FORK, 16-14 AWG | Electric Components - Conduit / Fitting :COND, COPPER TIN PLATED, CRIMP, COPPER TIN PLATED CONNECTOR, 10 STUD TERMINATION, VINYL INSUL, BLUE | PK | 9 | 0 | 0 | NO | 7.5 | 1164.38 | THOMAS & BETTS | TV14-10F-XV |  | 00 | 1 | 2CAC | 1BBB | [6 empty] | 2012-01-07 | 2019-03-28
4670 | 29200000TL | 03483 | EG1030009 | P | 58018043 | 58 | EGTL Spares | Mtce | 51 | 51E | CONNECTOR: ELECTRICAL TERMINAL | FORK, 12-10 AWG | Electric Components - Conduit / Fitting :COND, COPPER TIN PLATED, CRIMP, COPPER TIN PLATED CONNECTOR, 6 STUD TERMINATION, VINYL INSUL, YELLOW | PK | 13 | 0 | 0 | NO | 8.3333 | 1293.74 | THOMAS & BETTS | TV10-6F-XV |  | 00 | 1 | 2CAC | [7 empty] | 2012-01-07 | 2016-01-16
4671 | 29200000TL | 03483 | EG1030001 | S | 58018044 | 58 | EGTL Spares | Mtce | 51 | 51E | CONNECTOR: ELECTRICAL TERMINAL | FORK, 12-10 AWG | Electric Components - Conduit / Fitting :COND, COPPER TIN PLATED,CRIMP, COPPER TIN PLATED CONNECTOR, 8 STUD TERMINATION, VINYL INSUL, YELLOW | PK | 14 | 7 | 15 | NO | 8.3333 | 1293.74 | THOMAS & BETTS | TV10-8F-XV |  | 00 | 1 | 2CAC | [7 empty] | 2012-01-07 | 2016-05-17
4672 | 29200000TL | 03483 | EG1030009 | P | 58018045 | 58 | EGTL Spares | Mtce | 51 | 51E | CONNECTOR: ELECTRICAL TERMINAL | FORK, 12-10 AWG | Electric Components - Conduit / Fitting :COND, COPPER TIN PLATED,CRIMP, COPPER TIN PLATED CONNECTOR, 10 STUD TERMINATION, VINYL INSUL, YELLOW | PK | 15 | 0 | 0 | NO | 8.3333 | 1293.74 | THOMAS & BETTS | TV10-10F-XV |  | 00 | 1 | 2CAC | [7 empty] | 2012-01-07
4673 | 29200000TL | 03483 | EG1030009 | P | 58018046 | 58 | EGTL Spares | Mtce | 51 | 51E | CONNECTOR: ELECTRICAL TERMINAL | FORK, 12-10 AWG | Electric Components - Conduit / Fitting :COND, COPPER TIN PLATED,CRIMP, COPPER TIN PLATED CONNECTOR, 1/4 STUD TERMINATION, VINYL INSUL, YELLOW | PK | 15 | 0 | 0 | NO | 8.3333 | 1293.74 | THOMAS & BETTS | TV10-14F-XV |  | 00 | 1 | 2CAC | [7 empty] | 2012-01-07
4674 | 29200000TL | 03483 | EG1030009 | P | 58018047 | 58 | EGTL Spares | Mtce | 51 | 51E | CONNECTOR: ELECTRICAL TERMINAL | FORK, 12-10 AWG | Electric Components - Conduit / Fitting :COND, COPPER TIN PLATED,CRIMP, COPPER TIN PLATED CONNECTOR, 5/16 STUD TERMINATION, VINYL INSUL, YELLOW | PK | 15 | 0 | 0 | NO | 8.3333 | 1293.74 | THOMAS & BETTS | TV10-516F |  | 00 | 1 | 2CAC | [7 empty] | 2012-01-07
4675 | 29200000TL | 03483 | EG1030002 | P | 58018048 | 58 | EGTL Spares | Mtce | 51 | 51E | CONNECTOR: ELECTRICAL TERMINAL | LOCKING FORK, 22-16 AWG | Electric Components - Conduit / Fitting :COND, COPPER TIN PLATED, CRIMP, COPPER TIN PLATED CONNECTOR, NO 6 STUD TERMINATION, VINYL INSUL, RED | PK | 10 | 5 | 10 | NO | 6.6667 | 1035.01 | THOMAS & BETTS | TV18-6LF |  | 00 | 1 | 2CAC | [7 empty] | 2012-01-07
4676 | 29200000TL | 03483 | EG1030001 | P | 58018049 | 58 | EGTL Spares | Mtce | 51 | 51E | CONNECTOR: ELECTRICAL TERMINAL | LOCKING FORK, 22-16 AWG | Electric Components - Conduit / Fitting :COND, COPPER TIN PLATED, CRIMP, COPPER TIN PLATED CONNECTOR, NO 8 STUD TERMINATION, VINYL INSUL, RED | PK | 10 | 0 | 0 | NO | 6.6667 | 1035.01 | THOMAS & BETTS | TV18-8LF-XV |  | 00 | 1 | 2CAC | [7 empty] | 2012-01-07
4677 | 29200000TL | 03483 | EG1030009 | P | 58018050 | 58 | EGTL Spares | Mtce | 51 | 51E | CONNECTOR: ELECTRICAL TERMINAL | LOCKING FORK, 22-16 AWG | Electric Components - Conduit / Fitting :COND, COPPER TIN PLATED, CRIMP, COPPER TIN PLATED CONNECTOR, NO 10 STUD TERMINATION, VINYL INSUL, RED | PK | 10 | 0 | 0 | NO | 6.6667 | 1035.01 | THOMAS & BETTS | TV18-10LF-XV |  | 00 | 1 | 2CAC | [7 empty] | 2012-01-07
4678 | 29200000TL | 03483 | EG1030009 | P | 58018052 | 58 | EGTL Spares | Mtce | 51 | 51E | CONNECTOR: ELECTRICAL TERMINAL | LOCKING FORK, 16-14 AWG | Electric Components - Conduit / Fitting :COND, COPPER TIN PLATED, CRIMP, COPPER TIN PLATED CONNECTOR, NO 8 STUD TERMINATION, VINYL INSUL, BLUE | PK | 10 | 0 | 0 | NO | 7.5 | 1164.38 | THOMAS & BETTS | TV14-8LF-XV |  | 00 | 1 | 2CAC | [7 empty] | 2012-01-07
4679 | 29200000TL | 03483 | EG1030001 | P | 58018053 | 58 | EGTL Spares | Mtce | 51 | 51E | CONNECTOR: ELECTRICAL TERMINAL | LOCKING FORK, 16-14 AWG | Electric Components - Conduit / Fitting :COND, COPPER TIN PLATED, CRIMP, COPPER TIN PLATED CONNECTOR, NO 10 STUD TERMINATION, VINYL INSUL, BLUE | PK | 10 | 0 | 0 | NO | 7.5 | 1164.38 | THOMAS & BETTS | TV14-10LF-XV |  | 00 | 1 | 2CAC | [7 empty] | 2012-01-07
4680 | 29200000TL | 03483 | EG1030001 | P | 58018054 | 58 | EGTL Spares | Mtce | 51 | 51E | CONNECTOR: ELECTRICAL TERMINAL | LOCKING FORK, 12- 10 AWG | Electric Components - Conduit / Fitting :COND, COPPER, CRIMP, COPPER CONNECTOR, NO 6 STUD TERMINATION, VINYL INSUL, YELLOW | PK | 13 | 0 | 0 | NO | 8.3333 | 1293.74 | THOMAS & BETTS | TV10-6LF-XV |  | 00 | 1 | 2CAC | [7 empty] | 2012-01-07 | 2018-08-03
4681 | 29200000TL | 03483 | EG1030001 | P | 58018055 | 58 | EGTL Spares | Mtce | 51 | 51E | CONNECTOR: ELECTRICAL TERMINAL | LOCKING FORK, 12- 10 AWG | Electric Components - Conduit / Fitting :COND, COPPER, CRIMP, COPPER CONNECTOR, NO 8 STUD TERMINATION, VINYL INSUL, YELLOW | PK | 15 | 0 | 0 | NO | 8.3333 | 1293.74 | THOMAS & BETTS | TV10-8LF-XV |  | 00 | 1 | 2CAC | [7 empty] | 2012-01-07
4682 | 29200000TL | 03483 | EG1030001 | P | 58018056 | 58 | EGTL Spares | Mtce | 51 | 51E | CONNECTOR: ELECTRICAL TERMINAL | LOCKING FORK, 12- 10 AWG | Electric Components - Conduit / Fitting :COND, COPPER, CRIMP, COPPER CONNECTOR, NO 10 STUD TERMINATION, VINYL INSUL, YELLOW | PK | 15 | 0 | 0 | NO | 8.3333 | 1293.74 | THOMAS & BETTS | TV10-10LF-XV |  | 00 | 1 | 2CAC | [7 empty] | 2012-01-07
4683 | 29200000TL | 03483 | EG1030001 | P | 58018057 | 58 | EGTL Spares | Mtce | 51 | 51E | CONNECTOR: ELECTRICAL WIRE NUT | & SCREW ON, 22 AWG, 16 AWG | Electric Components - Conduit / Fitting :WHITE, COPPER CONNECTOR, NYLON, WIRE JOINTS | PK | 10 | 5 | 10 | NO | 6.6667 | 1035.01 | THOMAS & BETTS | TN18-WJ-XV |  | 00 | 1 | 2CAC | [7 empty] | 2012-01-07
4684 | 29200000TL | 03483 | EG1030001 | P | 58018058 | 58 | EGTL Spares | Mtce | 51 | 51E | CONNECTOR: ELECTRICAL WIRE NUT | & SCREW ON, 16 AWG, 14 AWG | Electric Components - Conduit / Fitting :WHITE, NYLON CONNECTOR, JOINTS | PK | 10 | 0 | 0 | NO | 7.5 | 1164.38 | THOMAS & BETTS | TN14-WJ-XV |  | 00 | 1 | 2CAC | [7 empty] | 2012-01-07
4685 | 29200000TL | 03483 | EG1030001 | P | 58018059 | 58 | EGTL Spares | Mtce | 51 | 51E | CONNECTOR: ELECTRICAL WIRE NUT | & SCREW ON, 12 AWG, 10 AWG | Electric Components - Conduit / Fitting :WHITE, NYLON CONNECTOR, JOINTS | PK | 10 | 0 | 0 | NO | 8.3333 | 1293.74 | THOMAS & BETTS | TN10-WJ-XV |  | 00 | 1 | 2CAC | [7 empty] | 2012-01-07
4686 | 29200000TL | 03483 | EG1017017 | P | 58018060 | 58 | EGTL Spares | Mtce | 51 | 51E | CONNECTOR: ELECTRICAL TERMINAL | FEMALE BULLET, 22-16 AWG | Electric Components - Conduit / Fitting :COND, TIN, CRIMP, TIN CONNECTOR, BULLET TERMINATION, VINYL INSUL, RED, 1000/PACK | PK | 2 | 0 | 1 | NO | 190.0715 | 29508.655 | THOMAS & BETTS | KVF18-4FB-M |  | 00 | 1 | 2CAC | [7 empty] | 2012-01-07 |  | 2014-02-04
4687 | 29200000TL | 03483 | EGC029016 | P | 58018061 | 58 | EGTL Spares | Mtce | 51 | 51E | CONNECTOR: ELECTRICAL TERMINAL | MALE BULLET, 16-14 AWG | Electric Components - Conduit / Fitting :COND, BRASS WITH COPPER SLEEVE, CRIMP, BRASS WITH COPPER SLEEVE CONNECTOR, BULLET TERMINATION, VINYL INSUL, BLUE, 1000/PACK | PK | 1 | 0 | 0 | NO | 170.62 | 26488.76 | THOMAS & BETTS | KV14-4MB-M |  | 00 | 1 | 2CAC | [7 empty] | 2012-01-07
4688 | 29200000TL | 03483 | EG1030001 | P | 58018062 | 58 | EGTL Spares | Mtce | 51 | 51E | CONNECTOR: ELECTRICAL | DISCONNECT 22-16 AWG | Electric Components - Conduit / Fitting :FEMALE, COND, 0.846 IN X 0.260 IN, BRASS WITH COPPER SLEEVE, CRIMP, NYLON FULLY INSUL, RED | PK | 10 | 0 | 0 | NO | 12.35 | 1917.34 | THOMAS & BETTS | TNF18-250FD-XV |  | 00 | 1 | 2CAC | [7 empty] | 2012-01-07
4689 | 29200000TL | 03483 | EG1030001 | P | 58018063 | 58 | EGTL Spares | Mtce | 51 | 51E | CONNECTOR: ELECTRICAL | DISCONNECT 16-14 AWG | Electric Components - Conduit / Fitting :FEMALE, COND, 0.846 IN X 0.260 IN, BRASS WITH COPPER SLEEVE, CRIMP, NYLON FULLY INSUL, BLUE | PK | 10 | 0 | 0 | NO | 13.3 | 2064.83 | THOMAS & BETTS | TNF14-250FD-XV |  | 00 | 1 | 2CAC | [7 empty] | 2012-01-07
4690 | 29200000TL | 03483 | EG1030001 | P | 58018064 | 58 | EGTL Spares | Mtce | 51 | 51E | CONNECTOR: ELECTRICAL | DISCONNECT 12-10 AWG | Electric Components - Conduit / Fitting :FEMALE, COND, 0.953 IN X 0.260 IN, BRASS WITH COPPER SLEEVE, CRIMP, NYLON FULLY INSUL, YELLOW | PK | 10 | 0 | 0 | NO | 14.25 | 2212.31 | THOMAS & BETTS | TNF10-250FD-XV |  | 00 | 1 | 2CAC | [7 empty] | 2012-01-07
4691 | 29200000TL | 03483 | EG1030001 | P | 58018065 | 58 | EGTL Spares | Mtce | 51 | 51E | CONNECTOR: ELECTRICAL | DISCONNECT 22-16 AWG | Electric Components - Conduit / Fitting :MALE, COND, 0.976 IN X 0.250 IN, BRASS WITH COPPER SLEEVE, CRIMP, NYLON FULLY INSUL, RED | PK | 10 | 0 | 0 | NO | 12.35 | 1917.34 | THOMAS & BETTS | TNF18-250MD-XV |  | 00 | 1 | 2CAC | [7 empty] | 2012-01-07
4692 | 29200000TL | 03483 | EG1030001 | P | 58018066 | 58 | EGTL Spares | Mtce | 51 | 51E | CONNECTOR: ELECTRICAL | DISCONNECT 16-14 AWG | Electric Components - Conduit / Fitting :MALE, COND, 0.976 IN X 0.250 IN, BRASS WITH COPPER SLEEVE, CRIMP, NYLON FULLY INSUL, BLUE | PK | 10 | 0 | 0 | NO | 13.3 | 2064.83 | THOMAS & BETTS | TNF14-250MD-XV |  | 00 | 1 | 2CAC | [7 empty] | 2012-01-07
4693 | 29200000TL | 03483 | EG1030001 | P | 58018067 | 58 | EGTL Spares | Mtce | 51 | 51E | CONNECTOR: ELECTRICAL | DISCONNECT 12-10 AWG | Electric Components - Conduit / Fitting :MALE, COND, 1.016 IN X 0.250 IN, BRASS WITH COPPER SLEEVE, CRIMP, NYLON FULLY INSUL, YELLOW | PK | 10 | 0 | 0 | NO | 14.25 | 2212.31 | THOMAS & BETTS | TNF10-250MD-XV |  | 00 | 1 | 2CAC | [7 empty] | 2012-01-07
4694 | 29200000TL | 03483 | EGC024013 | P | 58018068 | 58 | EGTL Spares | Mtce | 51 | 51E | CONNECTOR: ELECTRICAL TERMINAL | FEMALE BULLET, 22-16 AWG | Electric Components - Conduit / Fitting :COND, BRASS WITH COPPER SLEEVE, CRIMP, BRASS WITH COPPER SLEEVE CONNECTOR, BULLET TERMINATION, NYLON FULLY INSUL, RED | PK | 10 | 0 | 0 | NO | 12.35 | 1917.34 | THOMAS & BETTS | TNF18-4FB-XV |  | 00 | 1 | 2CAC | [7 empty] | 2012-01-07
4695 | 29200000TL | 03483 | EG1030001 | P | 58018069 | 58 | EGTL Spares | Mtce | 51 | 51E | CONNECTOR: ELECTRICAL TERMINAL | FEMALE BULLET, 16-14 AWG | Electric Components - Conduit / Fitting :COND, BRASS WITH COPPER SLEEVE, CRIMP, BRASS WITH COPPER SLEEVE CONNECTOR, BULLET TERMINATION, NYLON FULLY INSUL, BLUE | PK | 10 | 0 | 0 | NO | 13.3 | 2064.83 | THOMAS & BETTS | TNF14-4FB-XV |  | 00 | 1 | 2CAC | [7 empty] | 2012-01-07
4696 | 29200000TL | 03483 | EG1030001 | P | 58018070 | 58 | EGTL Spares | Mtce | 51 | 51E | CONNECTOR: ELECTRICAL TERMINAL | MALE BULLET, 22-16 AWG | Electric Components - Conduit / Fitting :COND, BRASS WITH COPPER SLEEVE, CRIMP, BRASS WITH COPPER SLEEVE CONNECTOR, BULLET TERMINATION, NYLON FULLY INSUL, RED | PK | 10 | 5 | 10 | NO | 12.35 | 1917.34 | THOMAS & BETTS | TNF18-4MB-XV |  | 00 | 1 | 2CAC | [7 empty] | 2012-01-07
4697 | 29200000TL | 03483 | EG1030001 | P | 58018071 | 58 | EGTL Spares | Mtce | 51 | 51E | CONNECTOR: ELECTRICAL TERMINAL | MALE BULLET, 16-14 AWG | Electric Components - Conduit / Fitting :COND, BRASS WITH COPPER SLEEVE, CRIMP, BRASS WITH COPPER SLEEVE CONNECTOR, BULLET TERMINATION, NYLON FULLY INSUL, BLUE | PK | 10 | 5 | 10 | NO | 13.3 | 2064.83 | THOMAS & BETTS | TNF14-4MB-XV |  | 00 | 1 | 2CAC | [7 empty] | 2012-01-07
4698 | 29200000TL | 03483 | EGC018007 | P | 58018072 | 58 | EGTL Spares | Mtce | 51 | 51E | CONNECTOR: ELECTRICAL TERMINAL | STRAIGHT BLADE, 22-16 AWG | Electric Components - Conduit / Fitting :COND, COPPER TIN-PLATED, COMP, COPPER TIN-PLATED CONNECTOR, STRAIGHT BLADE TERMINATION, VINYL INSUL, RED | PK | 10 | 0 | 0 | NO | 7.6 | 1179.9 | THOMAS & BETTS | TV18-10BL-XV |  | 00 | 1 | 2CAC | [7 empty] | 2012-01-07
4699 | 29200000TL | 03483 | EG1039001 | S | 58018073 | 58 | EGTL Spares | Mtce | 51 | 51E | CONNECTOR: ELECTRICAL TERMINAL | STRAIGHT BLADE, 16-14 AWG | Electric Components - Conduit / Fitting :COND, COPPER TIN-PLATED, COMP, COPPER TIN-PLATED CONNECTOR, STRAIGHT BLADE TERMINATION, VINYL INSUL, BLUE | PK | 10 | 0 | 0 | NO | 8.55 | 1327.39 | THOMAS & BETTS | TV14-10BL-XV |  | 00 | 1 | 2CAC | [7 empty] | 2012-01-07
4700 | 29200000TL | 03483 | EG1039001 | S | 58018074 | 58 | EGTL Spares | Mtce | 51 | 51E | CONNECTOR: ELECTRICAL TERMINAL | STRAIGHT BLADE, 16-14 AWG | Electric Components - Conduit / Fitting :COND, COPPER TIN-PLATED, COMP, COPPER TIN-PLATED CONNECTOR, STRAIGHT BLADE TERMINATION, VINYL INSUL, BLUE | PK | 10 | 0 | 0 | NO | 8.55 | 1327.39 | THOMAS & BETTS | TV14-18BL-XV |  | 00 | 1 | 2CAC | [7 empty] | 2012-01-07
4701 | 29200000TL | 03483 | EG1043008 | S | 58018079 | 58 | EGTL Spares | Mtce | 51 | 51E | CONNECTOR: ELECTRICAL TERMINAL | STANDARD BARREL NARROW TONGUE | Electric Components - Conduit / Fitting :LUG, 300 MCM COND, COPPER TIN-PLATED, COMP, COPPER TIN-PLATED CONNECTOR, (1) 3/8 IN BOLT HOLE,90 DEG TERMINATION, NONE INSUL, WHITE, 600V TO 35KV | EA | 20 | 0 | 0 | NO | 5.8679 | 910.9915 | THOMAS & BETTS | 54179UB |  | 00 | 1 | 2CAC | [7 empty] | 2012-01-07
4702 | 29200000TL | 03483 | EGC024012 | P | 58018080 | 58 | EGTL Spares | Mtce | 51 | 51E | CONNECTOR: ELECTRICAL TERMINAL | STANDARD BARREL LUG, 300 MCM | Electric Components - Conduit / Fitting :COND, COPPER TIN-PLATED, COMP, COPPER TIN-PLATED CONNECTOR, (1) 5/8 IN BOLT HOLE, 90 DEG TERMINATION, NONE INSUL, WHITE, 600V TO 35KV | EA | 2 | 0 | 0 | NO | 17.3056 | 2686.69 | THOMAS & BETTS | 54181UB |  | 00 | 1 | 2CAC | [7 empty] | 2012-01-07 | 2025-06-18 |  | -18 | 1
4703 | 29200000TL | 03483 | EGC025029 | P | 58018081 | 58 | EGTL Spares | Mtce | 51 | 51E | CONNECTOR: ELECTRICAL TERMINAL | STANDARD BARREL LUG, 4 AWG | Electric Components - Conduit / Fitting :COND, COPPER TIN-PLATED, COMP, COPPER TIN-PLATED CONNECTOR, (2) 5/16 IN BOLT HOLE TERMINATION, NONE INSUL, GRAY, 600V TO 35KV | EA | 100 | 0 | 0 | NO | 5.2912 | 821.4588 | THOMAS & BETTS | 256-30695-1184 |  | 00 | 1 | 2CAC | [7 empty] | 2012-01-07
4704 | 29200000TL | 03483 | EG1024016 | P | 58018082 | 58 | EGTL Spares | Mtce | 51 | 51E | CONNECTOR: ELECTRICAL TERMINAL | STANDARD BARREL LUG, 800 MCM | Electric Components - Conduit / Fitting :COND, COPPER TIN-PLATED, COMP, COPPER TIN-PLATED CONNECTOR, (2) 3/8 IN BOLT HOLE TERMINATION, NONE INSUL, ORANGE, 600V TO 35KV | EA | 10 | 5 | 10 | NO | 40.909 | 6351.12 | THOMAS & BETTS | 256-30695-1376 |  | 00 | 1 | 2CAC | [7 empty] | 2012-01-07
4705 | 29200000TL | 03483 | EGC024012 | P | 58018083 | 58 | EGTL Spares | Mtce | 51 | 51E | CONNECTOR: ELECTRICAL TERMINAL | STANDARD BARREL LUG, 6 AWG | Electric Components - Conduit / Fitting :COND, COPPER TIN-PLATED, COMP, COPPER TIN-PLATED CONNECTOR, (2) 1/4 IN BOLT HOLE, 45 DEG TERMINATION, NONE INSUL, BLUE, 600V TO 35KV | EA | 100 | 0 | 0 | NO | 7.33 | 1137.98 | THOMAS & BETTS | 54205UF0416 |  | 00 | 1 | 2CAC | [7 empty] | 2012-01-07
4706 | 29200000TL | 03483 | EG1028010 | S | 58018084 | 58 | EGTL Spares | Mtce | 51 | 51E | CONNECTOR: ELECTRICAL TERMINAL | STANDARD BARREL LUG, 1/0 AWG | Electric Components - Conduit / Fitting :COND, COPPER TIN-PLATED, COMP, COPPER TIN-PLATED CONNECTOR, (2) 1/4 IN BOLT HOLE, 45 DEG TERMINATION, NONE INSUL, PINK, 600V-35KV | EA | 50 | 0 | 0 | NO | 17.393 | 2700.26 | THOMAS & BETTS | 54255UF0412 |  | 00 | 1 | 2CAC | [7 empty] | 2012-01-07
4707 | 29200000TL | 03483 | EG1039013 | S | 58018085 | 58 | EGTL Spares | Mtce | 51 | 51E | CONNECTOR: ELECTRICAL TERMINAL | STANDARD BARREL LUG, 2 AWG | Electric Components - Conduit / Fitting :COND, COPPER TIN-PLATED, COMP, COPPER TIN-PLATED CONNECTOR, (2) 1/4 IN BOLT HOLE, 90 DEG TERMINATION,NONE INSUL, BROWN, 600V TO 35KV | EA | 50 | 0 | 0 | NO | 5.2191 | 810.2653 | THOMAS & BETTS | 54207UB |  | 00 | 1 | 2CAC | [7 empty] | 2012-01-07
4708 | 29200000TL | 03483 | EG1028012 | P | 58018086 | 58 | EGTL Spares | Mtce | 51 | 51E | CONNECTOR: ELECTRICAL TERMINAL | STANDARD BARREL LUG, 1/0 AWG | Electric Components - Conduit / Fitting :COND, COPPER TIN-PLATED, COMP, COPPER TIN-PLATED CONNECTOR, (2) 1/4 IN BOLT HOLE, 90 DEG TERMINATION, NONE INSUL, PINK, 600V-35KV | EA | 50 | 0 | 0 | NO | 17.393 | 2700.26 | THOMAS & BETTS | 54255UB0412 |  | 00 | 1 | 2CAC | [7 empty] | 2012-01-07
4709 | 29200000TL | 03483 | EGC027015 | P | 58018087 | 58 | EGTL Spares | Mtce | 51 | 51E | CONNECTOR: ELECTRICAL TERMINAL | LONG BARREL LUG, 900 MCM | Electric Components - Conduit / Fitting :COND, COPPER TIN-PLATED, COMP, COPPER TIN-PLATED CONNECTOR, (1) 5/8 IN BOLT HOLE TERMINATION, NONE INSUL, YELLOW,600V TO 35KV | EA | 10 | 0 | 0 | NO | 27.8035 | 4316.49 | THOMAS & BETTS | 58926BE |  | 00 | 1 | 2CAC | [7 empty] | 2012-01-07
4710 | 29200000TL | 03483 | EGC025030 | P | 58018088 | 58 | EGTL Spares | Mtce | 51 | 51E | CONNECTOR: ELECTRICAL TERMINAL | LONG BARREL LUG, 1/0 AWG | Electric Components - Conduit / Fitting :COND, COPPER TIN-PLATED, COMP, COPPER TIN-PLATED CONNECTOR, (1) 10 BOLT HOLE,90 DEG TERMINATION ,NONE INSUL, PINK, 600V-35KV | EA | 100 | 0 | 0 | NO | 2.9213 | 453.5318 | THOMAS & BETTS | 54946BEUB |  | 00 | 1 | 2CAC | [7 empty] | 2012-01-07
4711 | 29200000TL | 03483 | EGC020027 | P | 58018089 | 58 | EGTL Spares | Mtce | 51 | 51E | CONNECTOR: ELECTRICAL TERMINAL | LONG BARREL LUG, 1/0 AWG | Electric Components - Conduit / Fitting :COND, COPPER TIN-PLATED, COMP, COPPER TIN-PLATED CONNECTOR, (2) 1/4 IN BOLT HOLE TERMINATION, NONE INSUL, PINK, 600V-35KV | EA | 50 | 0 | 0 | NO | 3.4951 | 542.6143 | THOMAS & BETTS | 54813BE |  | 00 | 1 | 2CAC | [7 empty] | 2012-01-07
4712 | 29200000TL | 03483 | EG1029013 | S | 58018090 | 58 | EGTL Spares | Mtce | 51 | 51E | CONNECTOR: ELECTRICAL TERMINAL | LONG BARREL LUG, 1/0 AWG | Electric Components - Conduit / Fitting :COND, COPPER TIN-PLATED, COMP, COPPER TIN-PLATED CONNECTOR, (2) 3/8 IN BOLT HOLE TERMINATION, NONE INSUL, PINK, 600V-35KV | EA | 50 | 0 | 0 | NO | 10.0614 | 1562.03 | THOMAS & BETTS | 256-30695-1162P |  | 00 | 1 | 2CAC | [7 empty] | 2012-01-07
4713 | 29200000TL | 03483 | EG1030005 | P | 58018091 | 58 | EGTL Spares | Mtce | 51 | 51E | CONNECTOR: ELECTRICAL TERMINAL | LONG BARREL LUG, 4/0 AWG | Electric Components - Conduit / Fitting :COND, COPPER TIN-PLATED, COMP, COPPER TIN-PLATED CONNECTOR, (2) 3/8 IN BOLT HOLE TERMINATION, NONE INSUL, PINK, 600V-35KV | EA | 50 | 0 | 0 | NO | 4.2849 | 665.2307 | THOMAS & BETTS | 54818BE |  | 00 | 1 | 2CAC | [7 empty] | 2012-01-07
4714 | 29200000TL | 03483 | EG1043006 | S | 58018093 | 58 | EGTL Spares | Mtce | 51 | 51E | CONNECTOR: ELECTRICAL TERMINAL | LONG BARREL LUG, 750 MCM | Electric Components - Conduit / Fitting :COND, COPPER TIN-PLATED, COMP, COPPER TIN-PLATED CONNECTOR, (2) 1/2 IN BOLT HOLE TERMINATION, NONE INSUL, BLACK, 600V TO 35KV | EA | 12 | 0 | 0 | NO | 16.6836 | 2590.13 | THOMAS & BETTS | 54880BE |  | 00 | 1 | 2CAC | [7 empty] | 2012-01-07
4715 | 29200000TL | 03483 | EGC025029 | P | 58018094 | 58 | EGTL Spares | Mtce | 51 | 51E | CONNECTOR: ELECTRICAL TERMINAL | LONG BARREL LUG, 14-10 AWG | Electric Components - Conduit / Fitting :COND, COPPER TIN-PLATED, COMP, COPPER TIN-PLATED CONNECTOR, (2) NO 10 BOLT HOLE, 45 DEG TERMINATION, NONE INSUL, 600V TO 35KV | EA | 100 | 0 | 0 | NO | 12.9036 | 2003.28 | THOMAS & BETTS | 256-31426-3SPHUF |  | 00 | 1 | 2CAC | [7 empty] | 2012-01-07
4716 | 29200000TL | 03483 | EGC024016 | P | 58018095 | 58 | EGTL Spares | Mtce | 51 | 51E | CONNECTOR: ELECTRICAL TERMINAL | LONG BARREL LUG, 2-3 AWG | Electric Components - Conduit / Fitting :COND, COPPER TIN-PLATED, COMP, COPPER TIN-PLATED CONNECTOR, (2) 1/2 IN BOLT HOLE, 45 DEG TERMINATION, NONE INSUL, BROWN, 600V TO 35KV | EA | 50 | 0 | 0 | NO | 16.1363 | 2505.16 | THOMAS & BETTS | 54855BEUF0416 |  | 00 | 1 | 2CAC | [7 empty] | 2012-01-07
4717 | 29200000TL | 03483 | EGC027017 | P | 58018096 | 58 | EGTL Spares | Mtce | 51 | 51E | CONNECTOR: ELECTRICAL TERMINAL | LONG BARREL LUG, 2-3 AWG | Electric Components - Conduit / Fitting :COND, COPPER TIN-PLATED, COMP, COPPER TIN-PLATED CONNECTOR, (2) 5/16 IN BOLT HOLE, 45 DEG TERMINATION, NONE INSUL, BROWN, 600V TO 35KV | EA | 50 | 0 | 0 | NO | 14.6204 | 2269.82 | THOMAS & BETTS | 54856BEUF |  | 00 | 1 | 2CAC | [7 empty] | 2012-01-07
4718 | 29200000TL | 03483 | EGC024020 | P | 58018097 | 58 | EGTL Spares | Mtce | 51 | 51E | CONNECTOR: ELECTRICAL TERMINAL | LONG BARREL LUG, 1/0 AWG | Electric Components - Conduit / Fitting :COND, COPPER TIN-PLATED, COMP, COPPER TIN-PLATED CONNECTOR, 2) 3/8 IN BOLT HOLE, 45 DEG TERMINATION, NONE INSUL, PINK, 600V-35KV | EA | 50 | 0 | 0 | NO | 3.1863 | 494.6731 | THOMAS & BETTS | 54860BEUF0616 |  | 00 | 1 | 2CAC | [7 empty] | 2012-01-07
4719 | 29300000TL | 03483 | EGC020027 | P | 58018100 | 58 | EGTL Spares | Mtce | 51 | 51E | CONNECTOR: ELECTRICAL TERMINAL | LONG BARREL LUG, 350 MCM | Electric Components - Conduit / Fitting :COND, COPPER TIN-PLATED, COMP,COPPER TIN-PLATED CONNECTOR, (2) 3/8 IN BOLT HOLE, 45 DEG TERMINATION, NONE INSUL, RED, 600V TO 35KV | EA | 20 | 11 | 17 | YES | 110.683 | 88256.7426 | THOMAS & BETTS | 54872BEUF0616PH |  | 00 | 1 | 2CAC | [7 empty] | 2019-11-01 |  | 2023-08-08
4720 | 29200000TL | 03483 | EGC025029 | P | 58018101 | 58 | EGTL Spares | Mtce | 51 | 51E | CONNECTOR: ELECTRICAL TERMINAL | LONG BARREL LUG, 1000 MCM | Electric Components - Conduit / Fitting :COND, COPPER TIN-PLATED, COMP, COPPER TIN-PLATED CONNECTOR, (2) 3/8 IN BOLT HOLE, 45 DEG TERMINATION, NONE INSUL, 600V TO 35KV | EA | 10 | 0 | 0 | NO | 211.0911 | 32771.89 | THOMAS & BETTS | 54826BEUF |  | 00 | 1 | 2CAC | [7 empty] | 2012-01-07
4721 | 29200000TL | 03483 | EGC025030 | P | 58018102 | 58 | EGTL Spares | Mtce | 51 | 51E | CONNECTOR: ELECTRICAL TERMINAL | LONG BARREL LUG, 6 AWG | Electric Components - Conduit / Fitting :COND, COPPER TIN-PLATED, COMP, COPPER TIN-PLATED CONNECTOR, (2) 1/2 IN BOLT HOLE, 90 DEG TERMINATION, NONE INSUL, BLUE, 600V TO 35KV | EA | 100 | 0 | 0 | NO | 6.9795 | 1083.57 | THOMAS & BETTS | 54852BEUB0828 |  | 00 | 1 | 2CAC | [7 empty] | 2012-01-07
4722 | 29200000TL | 03483 | EGC024013 | P | 58018103 | 58 | EGTL Spares | Mtce | 51 | 51E | CONNECTOR: ELECTRICAL TERMINAL | LONG BARREL LUG, 4 AWG | Electric Components - Conduit / Fitting :COND, COPPER TIN-PLATED, COMP, COPPER TIN-PLATED CONNECTOR, (2) 1/2 IN BOLT HOLE, 90 DEG TERMINATION, NONE INSUL, GRAY, 600V TO 35KV | EA | 100 | 5 | 10 | NO | 11.8735 | 1843.36 | THOMAS & BETTS | 54854BEUB0828 |  | 00 | 1 | 2CAC | [7 empty] | 2012-01-07
4723 | 29200000TL | 03483 | EG1028012 | S | 58018105 | 58 | EGTL Spares | Mtce | 51 | 51E | CONNECTOR: ELECTRICAL TERMINAL | LONG BARREL LUG, 2/0 AWG | Electric Components - Conduit / Fitting :COND, COPPER TIN-PLATED, COMP, COPPER TIN-PLATED CONNECTOR, (2) 3/8 IN BOLT HOLE, 90 DEG TERMINATION, NONE INSUL, BLACK, 600V-35KV | EA | 50 | 0 | 0 | NO | 5.0587 | 785.3632 | THOMAS & BETTS | 54862BEUB0616PH |  | 00 | 1 | 2CAC | [7 empty] | 2012-01-07
4724 | 29200000TL | 03483 | EGC026029 | P | 58018107 | 58 | EGTL Spares | Mtce | 51 | 51E | CONNECTOR: ELECTRICAL TERMINAL | LONG BARREL LUG, 900 MCM | Electric Components - Conduit / Fitting :COND, COPPER TIN-PLATED, COMP, COPPER TIN-PLATED CONNECTOR, (2) 1/2 IN BOLT HOLE, 90 DEG TERMINATION, NONE INSUL, YELLOW, 600V TO 35KV | EA | 13 | 0 | 0 | NO | 37.288 | 5788.96 | THOMAS & BETTS | 58826BEUB |  | 00 | 1 | 2CAC | [7 empty] | 2012-01-07
4725 | 29200000TL | 03483 | EGC044023 | P | 58018143 | 58 | EGTL Spares | Mtce | 51 | 51E | CONNECTOR: ELECTRICAL TERMINAL | MECHANICAL, 500 MCM-400 MCM | Electric Components - Conduit / Fitting :COND, ALUMINUM ALLOY (TIN PLATED), TORGUE, ALUMINUM ALLOY (TIN PLATED) CONNECTOR, (2) HOLE TERMINATION, NONE INSUL, METAL COLOR (GRAY), 3/PACK | EA | 15 | 0 | 0 | NO | 24.74 | 3840.89 | THOMAS & BETTS | ASG 500 |  | 00 | 1 | 2CAC | [7 empty] | 2012-01-07
4726 | 29200000TL | 03483 | EG1021016 | P | 58018144 | 58 | EGTL Spares | Mtce | 51 | 51E | CONNECTOR: ELECTRICAL TERMINAL | MECHANICAL, 800 MCM-300 MCM | Electric Components - Conduit / Fitting :COND, ALUMINUM ALLOY (TIN PLATED), SCREWDRIVER OR ALLEN WRENCH BARREL, ALUMINUM ALLOY (TIN PLATED) CONNECTOR, (2) HOLE TERMINATION, NONE INSUL, METAL COLOR (GRAY), 1/PACK | EA | 21 | 0 | 0 | NO | 22.9 | 3555.23 | THOMAS & BETTS | ADR80-12DS |  | 00 | 1 | 2CAC | [7 empty] | 2012-01-07
4727 | 29200000TL | 03483 | EG1040006 | S | 58018145 | 58 | EGTL Spares | Mtce | 51 | 51E | CONNECTOR: ELECTRICAL TERMINAL | MECHANICAL, 1000 MCM-500 MCM | Electric Components - Conduit / Fitting :COND, 6061-T6 ALUMINUM ALLOY (TIN PLATED), SCREWDRIVER OR ALLEN WRENCH BARREL, 6061-T6 ALUMINUM ALLOY (TIN PLATED) CONNECTOR,(2) HOLE TERMINATION, NONE INSUL, METAL COLOR (GRAY) | EA | 12 | 0 | 0 | NO | 14.7 | 2282.18 | GALVAN INDUSTRIES | L1D2-1000 |  | 00 | 1 | 2CAC | [7 empty] | 2012-01-07
4728 | 29200000TL | 03483 | EG1042004 | S | 58018158 | 58 | EGTL Spares | Mtce | 51 | 51Z | CONNECTOR: ELECTRICAL WIRE NUT | MARRETTE XTP NON-WINGED | Electric-Other : (1) 22AWG + (1) 20AWG, (2) 16AWG, GRAY,COPPER COATED CONNECTOR, BULK PACKED WIRE CONNECTOR, 10-110, 1000/PACK, UPC NUMBER:06739600867 | PK | 2 | 0 | 0 | NO | 53.3616 | 8788.4125 | THOMAS & BETTS | 329-BP |  | 00 | 1 | 2CAC | [7 empty] | 2012-01-07 |  | 2014-12-20
4729 | 29200000TL | 03483 | EG1042004 | S | 58018159 | 58 | EGTL Spares | Mtce | 51 | 51Z | CONNECTOR: ELECTRICAL WIRE NUT | MARRETTE XTP NON-WINGED | Electric-Other : (3) 20AWG, (3) 16AWG,BLUE,COPPER COATED CONNECTOR,BULK PACKED WIRE CONNECTOR, 10-112, 1000/PACK | PK | 2 | 0 | 0 | NO | 65.3074 | 10714.475 | THOMAS & BETTS | 330-BP |  | 00 | 1 | 2CAC | [7 empty] | 2012-01-07 |  | 2014-12-20
4730 | 29200000TL | 03483 | EG1042014 | S | 58018160 | 58 | EGTL Spares | Mtce | 51 | 51Z | CONNECTOR: ELECTRICAL WIRE NUT | MARRETTE XTP NON-WINGED | Electric-Other : (2) 18AWG, (3) 14AWG,ORANGE, COPPER COATED CONNECTOR, BULK PACKED WIRE CONNECTOR, 10-113, 1000/PACK | PK | 2 | 0 | 0 | NO | 77.0974 | 12689.3 | THOMAS & BETTS | 331M |  | 00 | 1 | 2CAC | [7 empty] | 2012-01-07 |  | 2014-12-20
4731 | 29200000TL | 03483 | EG1042014 | S | 58018161 | 58 | EGTL Spares | Mtce | 51 | 51Z | CONNECTOR: ELECTRICAL WIRE NUT | MARRETTE XTP NON-WINGED | Electric-Other : (1) 14AWG + (2) 18AWG, (1) 10AWG + (2) 14AWG, YELLOW, COPPER COATED CONNECTOR, BULK PACKED WIRE CONNECTOR, 10-114, 1000/PACK | PK | 2 | 1 | 2 | NO | 94.9332 | 15602 | THOMAS & BETTS | 333M |  | 00 | 1 | 2CAC | [7 empty] | 2012-01-07 |  | 2014-12-20
4732 | 29200000TL | 03483 | EGC028025 | P | 58018163 | 58 | EGTL Spares | Mtce | 72 | 72Z | FILTER:FUEL,150MM DIAX305MM LG | PAPER ELEMENT,40 MICRON,METAL | *OBS*Filtration-Elem : &quot;HSG,COMPLETE, INCLUDES SEALS APPLICATION: GENERATOR, CRITICAL POWER GENERATOR&quot; | KI | 2 | 0 | 0 | NO | 138.6179 | 21520.42 | M&M DISTRIBUTORS | RK22610 |  | 00 | 1 | 1AXX | 2BAB | [6 empty] | 2013-01-30
4733 | 29200000TL | 03483 | EGC002024 | P | 58018165 | 58 | EGTL Spares | Mtce | 76 | 76Z | PUMP:PNEUMATIC PRELUBE,1IN | INLET, 1IN OUTLET, 15GPM | Pumps-Other : CAPACITY, 1500RPM, 150 PSI, ELECTRIC MOTOR, STL CASING, STL IMPELLER, ASSY, METAL ASSY, METAL (OLD PN: CA133865) | EA | 2 | 0 | 0 | NO | 6566.005 | 1551416.8276 | CATERPILLAR/ PUMP GP-PREL | CA 2210129 | 01 184051 | 01,10,22 | 1 | 1AXX |  |  | EGTL1-MPS-MEC-PI-730042 |  |  |  |  | 2012-01-06 |  | 2014-06-30
4734 | 29200000TL | 03483 | EGC030012 | P | 58018166 | 58 | EGTL Spares | Mtce | 76 | 76Z | PUMP:ELECTRIC PRELUBE,1IN | INLET,1IN OUTLET,6GPM CAPACITY | Pumps-Other : 1050RPM,150 PSI,ELECTRIC,STL CASING,STL IMPELLER, METAL CATERPILLAR 221-0131, (CRITICAL POWER GENERATOR) | EA | 2 | 1 | 2 | NO | 4980.0678 | 1350572.8381 | SAI |  | 173-3877 | 01,10,22 | 1 | 1AXX |  |  | EGTL1-MPS-MEC-PI-730042 |  |  |  |  | 2012-01-06 |  | 2018-08-27
4735 | 29200000TL | 03483 | EGC032026 | P | 58018177 | 58 | EGTL Spares | Mtce | 51 | 51Z | DRIVE: VARIABLE SPEED 1150/0 | I/O RATIO, 1150 RPM INPUT | Electric-Other : &quot;0-1150 RPM OUTPUT, 2 HP,460V / 3 PHASE / 60 HZ, 172-PX-030 A-M/B-M USED GE FANUC -VAT 20 SERIES -U20X1K5SX ON ORIGINAL ORDER, 172-PX-030 A-M/B-M (CONDENSATE POLISHING PACKAGE)&quot; | EA | 2 | 1 | 2 | NO | 5751.111 | 892917.5 | EMERSON | COMMANDER SK SERIES | COMMANDER SK SERIES | 01,22 | 1 | 1BAB |  |  | EGTL1-IEI-INS-DS-720209 |  |  |  |  | 2012-01-06
4736 | 29200000TL | 03483 | EGC033024 | P | 58018178 | 58 | EGTL Spares | Mtce | 51 | 51Z | BREAKER: CIRCUIT | MODULAR, 2 POLE, 6A | Electric-Other : &quot;6A-DP, 172-PX-030A-M/B-M (CONDENSATE POLISHING PACKAGE)&quot; | EA | 1 | 0 | 0 | NO | 169.69 | 51999.5097 | MERLIN GERIN | C60H2P6AC | C60H2P6AC | 01,10,22 | 1 | 1BAB | [7 empty] | 2012-01-06 | 2018-02-21 | 2018-09-12
4737 | 29200000TL | 03483 | EGC033024 | P | 58018179 | 58 | EGTL Spares | Mtce | 51 | 51Z | BREAKER: CIRCUIT | MODULAR, 3 POLE, 6A | Electric-Other : 172-PX-030A-M/B-M, (CONDENSATE POLISHING PACKAGE) | EA | 1 | 0 | 0 | NO | 350.0676 | 54351.5 | SCHNEIDER ELEC. | C60H3P6AC | C60H3P6AC | 01,10,22 | 1 | 1BAB | [7 empty] | 2012-01-06
4738 | 29200000TL | 03483 | EGC033024 | P | 58018180 | 58 | EGTL Spares | Mtce | 51 | 51Z | OPERATOR: SWITCH, STOP | PUSHBUTTON, RED, COMPOSITE | Electric-Other : 172-PX-030A-M/B-M (CONDENSATE POLISHING PACKAGE) | EA | 1 | 0 | 0 | NO | 215.0415 | 33387.35 | SCHNEIDER ELEC. | XB5-AA42N | XB5-AA42N | 00 | 1 | 1BAB | [7 empty] | 2012-01-06
4739 | 29200000TL | 03483 | EGC033024 | P | 58018181 | 58 | EGTL Spares | Mtce | 51 | 51Z | OPERATOR: SWITCH, START | PUSHBUTTON, GREEN, COMPOSITE | Electric-Other : 172-PX-030A-M/B-M (CONDENSATE POLISHING PACKAGE) | EA | 1 | 0 | 0 | NO | 215.0415 | 33387.35 | SCHNEIDER ELEC. | XB5-AA31N | XB5-AA31N | 00 | 1 | 1BAB | [7 empty] | 2012-01-06
4740 | 29200000TL | 03483 | EGC033024 | P | 58018182 | 58 | EGTL Spares | Mtce | 51 | 51Z | SWITCH:SELECTOR,2 POS STAY PUT | HANDLE, 24VDC-18MA/ | Electric-Other : (125 OR 250VAC - 14MA), 2 POS STAY PUT, 1NO, 2 POSITION, HANDLE OPERATED, NEMA 1,2,3,4,4X,12,13 ENCLOSURE, 172-PX-030A-M/B-M, STAY PUT, (CONDENSATE POLISHING PACKAGE) | EA | 1 | 0 | 0 | NO | 225.0435 | 34940.25 | SCHNEIDER ELEC. | XB5-AD21N | XB5-AD21N | 01,10,22 | 1 | 1BAB | [7 empty] | 2012-01-06
4741 | 29200000TL | 03483 | EGC033034 | P | 58018184 | 58 | EGTL Spares | Mtce | 51 | 51Z | BOX: ELECTRICAL JUNCTION | RECTANGLE, 316 SS | Electric-Other : &quot;HEATER PANEL 172-PX-030A-M/B-M FRAME - 184TD (CONDENSATE POLISHING PACKAGE)&quot; | EA | 1 | 0 | 0 | NO | 1140.2052 | 349402.5 | STANDARD | JB/SS/214 | JB/SS/214 | 01,10,22 | 1 | 1BAB |  |  | JB/SS/214 |  |  |  |  | 2012-01-06 | 2019-07-11
4742 | 29200000TL | 03483 | EGC033025 | P | 58018187 | 58 | EGTL Spares | Mtce | 66 | 66Z | GUIDE:PUMP BALL,ALLOY 20 | CONDENSATE POLISHING PACKAGE | Valve-Other : 172-PX-030A/B | EA | 1 | 0 | 0 | NO | 600.1159 | 93174 | MILTON ROY |  | PART NR 33 | 01,22 | 1 | 1BAB |  |  | EGTL1-IEI-MEC-DD-720066 |  |  |  |  | 2012-01-06
4743 | 29200000TL | 03483 | EGC033024 | P | 58018188 | 58 | EGTL Spares | Mtce | 66 | 66Z | BALL:ALLOY 20 | CONDENSATE POLISHING PACKAGE | Valve-Other : &quot;172-PX-030A/B PUMP MODEL -PHL 70B DRDS&quot; | EA | 1 | 0 | 0 | NO | 850.1642 | 131996.5 | MILTON ROY |  | PART NR 34 | 01,22 | 1 | 1BAB |  |  | EGTL1-IEI-MEC-DD-720066 |  |  |  |  | 2012-01-06
4744 | 29200000TL | 03483 | EGC033025 | P | 58018189 | 58 | EGTL Spares | Mtce | 76 | 76Z | COUPLING:LOV-JOY | CONDENSATE POLISHING PACKAGE | Pumps-Other : 172-PX-030A-M/B-M, 172-PX-030A/B, 172-PX-033A/B | EA | 2 | 0 | 0 | NO | 400.0773 | 62116 | MILTON ROY | PART NR 6 | PART NO.6 | 01,22 | 1 | 1BAB |  |  | EGTL1-IEI-MEC-DD-720066 |  |  |  |  | 2012-01-06 | 2024-08-13 |  |  |  | -1 | 1
4745 | 29200000TL | 03483 | EGC033025 | P | 58018193 | 58 | EGTL Spares | Mtce | 66 | 66Z | GUIDE:PUMP BALL,316 SS CF8M | CONDENSATE POLISHING PACKAGE | Valve-Other : 172-PX-031A/B, 172-PX-033A/B | EA | 2 | 0 | 0 | NO | 600.1159 | 93174 | MILTON ROY |  | PART NO.33 | 01,22 | 1 | 1BAB |  |  | EGTL1-IEI-MEC-DD-720066 |  |  |  |  | 2012-01-06
4746 | 29200000TL | 03483 | EGC033034 | P | 58018206 | 58 | EGTL Spares | Mtce | 14 | 14Z | TRANSMITTER: LIQUID LEVEL,1 TO | 36 FT INPUT,4 - 20 MA/HART OUT | Instruments - Other & Parts : &quot;12-40 VDC SUPPLY,2 IN NPT, ULTRASONIC, NON CONTACT, 172-LT-0501, 172-LT-0502, 172-LT-0503, 172-LT-0504, 172-LT-0505, 172-LT-0506, 172-LT-0507, 172-LT-0508 &quot; | EA | 1 | 0 | 0 | NO | 11502.2221 | 1785835 | ROSEMOUNT | 3102HA2FRCNAST |  | 05,22 | 1 | 1BAA |  |  | EGTL1-IEI-INS-DS-720053 |  |  |  |  | 2012-04-04
4747 | 29200000TL | 03483 | EGC032026 | P | 58018207 | 58 | EGTL Spares | Mtce | 14 | 14H | SWITCH: PRESSURE,BELLOWS,15A / | 25OV OR 125 V,1/4 IN NPT F | Pressure measuring and control Instruments : "BOTTOM, .2 TO 2 BAR RANGE,ALUMINIUM DIE CAST FLAMEPROOF ENCLOSURE, 172-PSH-0561, 172-PSH-0562" | EA | 4 | 0 | 0 | NO | 300 | 46572 | SWITZER | GK–203–02–C2K–WW–B–Z |  | 01,10,22 | 1 | 1BAA | [7 empty] | 2012-04-04 | 2014-03-12 | 2014-07-14
4748 | 29200000TL | 03483 | EGC003024 | P | 58018219 | 58 | EGTL Spares | Mtce | 51 | 51Z | BREAKER: CIRCUIT,PDC BUILDING | 120/240V,1 POLE,4KA,10KAIC | Electric-Other : ASSY PLASTIC/METAL | EA | 1 | 0 | 0 | NO | 16391.3291 | 2546065.15 | POWELL | WS1MXXXQEXBXXXX |  | 01,10,22 | 1 | 2CAC |  |  | 1095207000.MTL |  |  |  |  | 2012-04-04
4749 | 29200000TL | 03483 | EGC003024 | P | 58018220 | 58 | EGTL Spares | Mtce | 51 | 51Z | BREAKER: CIRCUIT,PDC BUILDING | 120/240V,2 POLE,3200A,10KAIC | Electric-Other : ASSY | EA | 1 | 0 | 0 | NO | 12604.8671 | 1957914 | POWELL | WS2KXXXFEXBXXXX |  | 01,10,22 | 1 | 2CAC |  |  | 1095207000.MTL |  |  |  |  | 2012-04-04
4750 | 29200000TL | 03483 | EG1052033 | P | 58018225 | 58 | EGTL Spares | Mtce | 51 | 51C | CONTACTOR:AUX MAGNETIC | NON-REVERSING,120VAC LINE | Electric Components - Motor / Generator :120VAC COIL,135A,3 POLE,PLASTIC/METAL OPEN ENCLOSURE, SIZE 4, WITH NO AUX CONTACTS, P/N CN15NN3A97 | EA | 1 | 0 | 0 | NO | 5539.33 | 859980.9825 | POWELL | CN15NN3A97 |  | 01,10,22 |  | 2CAC | [7 empty] | 2012-04-04 | 2013-08-23 | 2013-10-24
4751 | 29300000TL | 03483 | EG1002001 | P | 58018230 | 58 | EGTL Spares | Mtce | 51 | 51Z | RELAY: OVERLOAD,SOLID STATE | 10A 240VAC 3PH,CONFIGURABLE | Electric-Other : SPDT,MANUAL,190VAC COIL,DIN RAIL MOUNT,POLYCARBONATE ENCLOSURE | EA | 1 | 0 | 1 | YES | 2460.15 | 933643.2638 | MOTORSAVERPLUS/SYMCOM | 777-LR-P2 |  | 01,10,22 |  | 2CAC | [7 empty] | 2019-11-01 |  | 2020-08-30
4752 | 29200000TL | 03483 | EGC007030 | P | 58018233 | 58 | EGTL Spares | Mtce | 51 | 51Z | STARTER: ELECTRIC MOTOR | BUCKET,NEMA SIZE 1,2POLE,10 HP | Electric-Other : 110/120VAC COIL,NEMA 1 ENCLOSURE, FREEDOM SERIES, FVNR PLUG-IN UNIT PER DWG.# 1095208010 | EA | 1 | 0 | 0 | NO | 6067.3428 | 942440.35 | POWELL | 104364-02-01-2 |  | 01,10,22 | 1 | 2CAC | [7 empty] | 2012-04-04
4753 | 29200000TL | 03483 | EGC007030 | P | 58018234 | 58 | EGTL Spares | Mtce | 51 | 51Z | STARTER: ELECTRIC MOTOR | BUCKET,NEMA SIZE 2,2POLE,25 HP | Electric-Other : 110/120VAC COIL,NEMA 1 ENCLOSURE, FREEDOM SERIES, FVNR PLUG-IN UNIT PER DWG.# 1095208010 | EA | 1 | 0 | 0 | NO | 6402.4722 | 994496 | POWELL | 104364-02-01-3 |  | 01,10,22 | 1 | 2CAC | [7 empty] | 2012-04-04
4754 | 29200000TL | 03483 | EG1058009 | P | 58018235 | 58 | EGTL Spares | Mtce | 51 | 51Z | STARTER: ELECTRIC MOTOR | BUCKET,NEMA SIZE 3,2 POLE,40HP | Electric-Other : 120VAC COIL,NEMA 1 ENCLOSURE, FREEDOM SERIES, FVNR PLUG-IN UNIT PER DWG.# 1095208010 | EA | 1 | 0 | 0 | NO | 8181.42 | 1607649.03 | POWELL | 104364-02-01-4 |  | 01,10,22 | 1 | 2CAC | [7 empty] | 2012-04-04 | 2015-03-02 | 2015-06-28
4755 | 29200000TL | 03483 | EGC007030 | P | 58018236 | 58 | EGTL Spares | Mtce | 51 | 51Z | STARTER: ELECTRIC MOTOR | BUCKET,NEMA SIZE 4,2POLE,100HP | Electric-Other : 110/120VAC COIL,NEMA 1 ENCLOSURE, FREEDOM SERIES, FVNR PLUG-IN UNIT PER DWG.# 1095208016 | EA | 1 | 0 | 0 | NO | 11109.2896 | 1725605.95 | POWELL | 104364-02-01-5 |  | 01,10,22 | 1 | 2CAC | [7 empty] | 2012-04-04
4756 | 29200000TL | 03483 | EGC007030 | P | 58018237 | 58 | EGTL Spares | Mtce | 51 | 51Z | STARTER: ELECTRIC MOTOR | BUCKET,NEMA SIZE 5,200 HP | Electric-Other : &quot;FREEDOM SERIES SIZE 5 STARTER BUCKET-200 HP FVNR PLUG IN UNIT10952-8/9/10/11/12/26 , CUTLER HAMMER PART NO COULD BE 104364-02-01-6&quot; | EA | 1 | 0 | 0 | NO | 15606.0259 | 2424084 | POWELL | 104364-02-01-6 |  | 01,10,22 | 1 | 2CAC | [7 empty] | 2012-04-04
4757 | 29200000TL | 03483 | EGC022004 | P | 58018238 | 58 | EGTL Spares | Mtce | 28 | 28E | DETECTOR:IONIZATION SMOKE | DETECTOR,24VDC,PLASTIC,5-FAP-1 | Fire and Gas Control Systems : SIEMENS | EA | 1 | 0 | 0 | NO | 74.7364 | 31078 | POWELL | DI-3 |  | 00 | 1 | 2CAC |  |  | 10952-03-001 |  |  |  |  | 2012-04-04 | 2022-05-03
4758 | 29200000TL | 03483 | EGC004015 | P | 58018243 | 58 | EGTL Spares | Mtce | 28 | 28E | SENSOR:GMI COMBUSTIBLE GAS | -20 TO 70 DEG C RANGE | 115VAC 50/60HZ, ELECTRONIC, 5-FAP-1 | EA | 1 | 0 | 0 | NO | 4929.9036 | 765761.92 | POWELL | S400C-2-0-0-1 |  | 01,22 | 1 |  | 1CCC |  | 10952-03-001 |  |  |  |  | 2012-04-04
4759 | 29200000TL | 03483 | EG1028013 | P | 58018357 | 58 | EGTL Spares | Mtce | 51 | 51B | LAMP:LIGHT,WHITE,ELECTRICAL | FOR DRIVE/TRAIL AXLE | Electric Components - Lighting : FOR 2.3 & 3.7 TON FOLK LIFTS | UN | 10 | 0 | 0 | NO | 6.9085 | 1073.088 | YALE | 580083421 |  | 00 | 1 | 3XAC |  |  | SEE MAITENANCE MANUAL |  |  |  |  | 2012-04-04
4760 | 29200000TL | 03483 | EGC011027 | P | 58018368 | 58 | EGTL Spares | Mtce | 54 | 54A | GASKET:SPIRAL WOUND,2 IN PIPE | 150 LB RF,304 SS INNER RING | Gaskets : CS OUTER RING,GRAPHITE FILLER,304 SS WINDING,FLEXITALLIC LSI,3 MM,RF, OR EQUAL, 130-VD-117/217, 105-VD-002A, 105-VD-002B, 5105-V-002, SHT 2, EGTL1-GSM-VES-DD-050002, BOLTS, NUTS AND GASKETS | EA | 2 | 0 | 0 | NO | 31 | 9499.95 | FLEXITALLIC |  |  | 01,22 | 1 | 2BBB | [7 empty] | 2012-12-14 | 2025-09-13 | 2014-03-07 | -4 | 1
4761 | 29200000TL | 03483 | EGC017016 | P | 58018382 | 58 | EGTL Spares | Mtce | 54 | 54A | GASKET:FLANGE NON-SPIRAL,4 IN | 150LB,316 SS/FLEXIBLE GRAPHITE | Gaskets : &quot;KAMMPROFILE,123.8 MM ID,174.6 MM OD,4 MM THK, FLEXPRO TYPE ZA OR EQUAL, 3MM TYPE , 172-VD-028, BOLTS, NUTS AND GASKETS&quot; | EA | 8 | 0 | 0 | NO | 70.0105 | 21368.0825 | FLEXITALLIC |  |  | 01,22 | 1 | 3CAB | [7 empty] | 2012-12-14 | 2017-04-20 | 2017-11-09
4762 | 29200000TL | 03483 | EGC002029 | P | 58018406 | 58 | EGTL Spares | Mtce | 66 | 66Q | VALVE: GATE 3/4 IN | 1500 LB, RTJ FLG | Valve - Gate : GFFJAB, F304H SS ASTM A182 (UNS S30409) BODY, SOLID WEDGE, HANDWHEEL OPERATED, WELDED BONNET, OS&Y, API-602, MFRS PACKING FOR 482C T0 677CQA Code 02, 04, 05, 07, 23, 27. | EA | 10 | 0 | 0 | NO | 5802.72 | 1141278.9696 | SWI | AAH-22ZZ-TB1A |  | 00 |  | 2CAC |  |  | 580 |  |  |  |  | 2012-01-07 | 2014-11-03 | 2014-11-21
4763 | 29200000TL | 03483 | EG1051057 | P | 58018439 | 58 | EGTL Spares | Mtce | 66 | 66Q | VALVE: GATE 1 IN | 300 LB, RF FLG, CR-MO | Valve - Gate : ASTM A182 GR F11 CL 2 BODY, COMBINATION NO 12 TRIM, SOLID WEDGE, HANDWHEEL OPERATED, FLEXIBLE GRAPHITE PACKING WITH CORROSION INHIBITOR, BB, OS&Y, API-602, IMPACT TESTED 25MM THK | EA | 12 | 0 | 0 | NO | 6445.8115 | 1217532.0021 | SWI | AAD-17AM-RA1A |  | 00 |  | 2CAC |  |  | 506 |  |  |  |  | 2012-01-07 |  | 2015-01-14
4764 | 29200000TL | 03483 | EG1029016 | P | 58018447 | 58 | EGTL Spares | Mtce | 66 | 66Q | VALVE: GATE 3/4 IN | 1500 LB, RTJ FLG | Valve - Gate : INCONEL 625 ASTM B564 (UNS N06625) BODY, INCONEL STEM, WEDGE & SEAT, SOLID WEDGE, HANDWHEEL OPERATED,WELDED BONNET, OS&Y, API-602, MFRS PACKING FOR 482C T0 677C, GFMJAF | EA | 11 | 5 | 10 | NO | 24279.51 | 4615087.66 | SWI | AAH-99ZZ-TB1Z |  | 01A, 02, 04, 05, 07 |  | 2CAC |  |  | 424 |  |  |  |  | 2012-01-07 | 2016-04-03 | 2014-10-31
4765 | 29200000TL | 03483 | EG3001036 | S | 58018448 | 58 | EGTL Spares | Mtce | 66 | 66Q | VALVE: GATE 1 IN | 600 LB, RF FLG | Valve - Gate : MONEL ASTM B564 (UNS N04400) BODY, COMBINATION NO 11 TRIM, FULL PORT, SOLID WEDGE, HANDWHEEL OPERATED, BOLTED BONNET, OS&Y, API-602, MFRS PACKING FOR GASEOUS OXYGEN UP TO 430C; OXYGEN SERVICE, GDMJAH,QA Code 02, 04, 05, 07, 23, 27. | EA | 18 | 0 | 0 | NO | 23514.7411 | 4606431.98 | SWI | AAE-33BD-RA2E |  | 00 |  | 2CAC |  |  | 424 |  |  |  |  | 2012-01-07 | 2016-04-03 | 2015-01-14
4766 | 29200000TL | 03483 | EG1025010 | P | 58018480 | 58 | EGTL Spares | Mtce | 71 | 71B | FILTER: OIL,12MM X 12MM | PAPER ELEMENT | Compressor - Rotary or Screw - Parts : 10 MICRON,METAL HSG, ADDITIONAL INFORMATION:DUETZ ENGINE, DUETZ ENGINE | EA | 2 | 0 | 0 | NO | 78 | 23829 | AIRDYNE | FH44160 |  | 00 | 1 | [8 empty] | 2013-08-28 | 2016-10-26 | 2017-02-01
4767 | 29200000TL | 03483 | EGC033023 | P | 58018532 | 58 | EGTL Spares | Mtce | 28 | 28E | TUBE:XENON,15 JOULES,GLASS | FIRE & GAS DETECTION EQUIPMENT | Fire and Gas Control Systems : &quot;XENON, MISC SEE CHART I, SEE CHART J, CROSS REF DWG EGTL1-DTI-INS-DS-000006 , EGTL1-DTI-INS-DS-000007 , EGTL1-DTI-INS-DS-000008,&quot; | EA | 20 | 0 | 0 | NO | 45.0261 | 6988.05 | MEDC | PX9990751 |  | 01,22 | 1 | 0CCA | [7 empty] | 2012-12-12
4768 | 29200000TL | 03483 | EGC030002 | P | 58018550 | 58 | EGTL Spares | Mtce | 51 | 51C | UNIT POWER LOOP INPUT | LOOP POWER INPUT AUTRONICA | Electric Components - Motor / Generator :FOR FIRE & GAS DETECTION EQUIPMENT | EA | 3 | 0 | 0 | NO | 758.5287 | 117761.5833 | AUTRONICA FIRE & SECURITY | 116-BN-342/EX |  | 00 | 1 | 1CCA | [7 empty] | 2012-10-07
4769 | 29200000TL | 03483 | EGC020025 | P | 58018564 | 58 | EGTL Spares | Mtce | 51 | 51B | LIGHT:OUTDOOR FIRE BEACON | 48 V DC,254 V AC,32 W DC,43 W | Electric Components - Lighting : ACW,RED, MISC, FOR FIRE & GAS DETECTION EQUIPMENT, RED OUTDOOR FIRE BEACON WITH GUIDE MESH, MEDC LTD/PINXTON UK NG166JF, TYPE XB15. | EA | 4 | 0 | 0 | NO | 923.75 | 175902.55 | COOPER WHEELOCK | XB15UL02406RWBNR |  | 01,10,22 | 1 | 1CCA | [5 empty] | 79954039001 |  | 2012-09-07 | 2012-11-05 | 2015-01-15
4770 | 29200000TL | 03483 | EGC004028 | P | 58018565 | 58 | EGTL Spares | Mtce | 28 | 28C | LIGHT:OUTDOOR FIRE BEACON | FIRE & GAS DETECTION EQUIPMENT | *OBS*Safety-Other : LIGHT:INDOOR BEACON,48 V DC,254 V AC,32 W DC,43 W ACW,YELLOW, ADDITIONAL INFORMATION:MISC, MISC | EA | 5 | 0 | 0 | NO | 559.9632 | 86940 |  |  |  | 01,10,22 | 1 | 1CCA | 1CCA | [6 empty] | 2013-08-26
4771 | 29200000TL | 03483 | EGC033024 | P | 58018603 | 58 | EGTL Spares | Mtce | 51 | 51Z | CHOKE:LINE,2 HP | CONDENSATE POLISHING PACKAGE | Electric-Other : &quot; 172-PX-030A-M/B-M&quot; | EA | 1 | 0 | 0 | NO | 785.1517 | 121902.65 | TRANS TECH ELECTRICAL | JDE58018603 | JDE58018603 | 00 | 1 | 1BAB | [7 empty] | 2012-01-06
4772 | 29200000TL | 03483 | EGC032003 | P | 58018604 | 58 | EGTL Spares | Mtce | 51 | 51Z | PANEL: ELECTRICAL POWER | LIGHTING, 8W/230V | Electric-Other : 172-PX-030A-M/B-M (CONDENSATE POLISHING PACKAGE) | EA | 1 | 0 | 0 | NO | 250.0483 | 38822.5 | GLOWMORE | JDE58018604 | JDE58018604 | 01,10,22 | 1 | 1BAB | [7 empty] | 2012-01-06
4773 | 29200000TL | 03483 | EGC032026 | P | 58018605 | 58 | EGTL Spares | Mtce | 51 | 51Z | TRANSFORMER:CONTROL,.750 KVA | 50/60HZ | Electric-Other : 172-PX-030A-M/B-M (CONDENSATE POLISHING PACKAGE) | EA | 1 | 0 | 0 | NO | 750.1449 | 116467.5 | TRANS TECH ELECTRICAL | JDE58018605 | JDE58018605 | 01,10,22 | 1 | 1BAB | [7 empty] | 2012-01-06
4774 | 29300000TL | 03483 | EG1003019 | P | 58018625 | 58 | EGTL Spares | Mtce | 50 | 50Z | BEARING: ROLLER,NON DRIVE END | SGL ROW,75 MM ID,130 MM OD | Bearings & Accessories - All :25 MM WD,C3,STL CAGE, 130-PC-020A/B (WAX FILTRATION PACKAGE) | EA | 1 | 0 | 1 | YES | 700.48 | 252523.04 | SAM ENGINEERING | NU215 | NU215 | 00 |  | 2BAB |  |  | SAM 7923 |  |  |  |  | 2019-11-01 |  | 2020-02-06
4775 | 29200000TL | 03483 | EG1003019 | P | 58018626 | 58 | EGTL Spares | Mtce | 50 | 50Z | BEARING:BALL,DRIVE END,SGL ROW | 75 MM ID,160 MM OD,37 MM WD | Bearings & Accessories - All :MEDIUM SERIES,STL CAGE, 130-PC-020A/B (WAX FILTRATION PACKAGE) | EA | 1 | 0 | 0 | NO | 329.9684 | 93022.8956 | SKF | 7315 BECBJ | 7315 BG | 01,21,22 | 1 | 2BAB |  |  | SAM 7923 |  |  |  |  | 2012-01-06 | 2019-12-10 | 2017-08-16
4776 | 29200000TL | 03483 | EG1009001 | P | 58018628 | 58 | EGTL Spares | Mtce | 54 | 54A | SEAL: MECHANICAL,3 IN STUFFING | BOX,3.31 IN,CARTRIDGE,BALANCED | Seals : SGL ARRANGEMENT, CARBON, SILICON CARBIDE ROT FACE, 316 SS HARDWARE, ALLOY 20CB3 SS SPRING, VITON, GLASS-FILLED PTFE GASKET, XXRXS, 130-PC-020A/B, (WAX FILTRATION PACKAGE)JOHN CRANE PART #87292014T5615QXR15176.2MM 5615 BH XXXSXS | EA | 2 | 0 | 0 | NO | 9019.02 | 2260391.8875 | JOHN CRANE | T5615Q-R151 3&QUOT; | T5615Q-R151 3&QUOT; | 01,22 | 1 | 2BAB | 1BBB |  | SAM 7923 |  |  |  |  | 2012-01-06 | 2016-09-09 | 2016-09-20
4777 | 29200000TL | 03483 | EG1002016 | P | 58018629 | 58 | EGTL Spares | Mtce | 54 | 54A | SEAL: MECHANICAL,50 MM,65 MM | CARTRIDGE, BALANCED, SGL | Seals : ARRANGEMENT, RESIN-IMPREGNATED CARBON, SILICON CARBIDE ROT FACE, SS HARDWARE, ALLOY 20CB3 SS SPRING, VITON, GLASS-FILLED PTFE GASKET, XXRXS, 130-PC-002A/B, (WAX FILTRATION PACKAGE) | EA | 3 | 0 | 0 | NO | 5899.85 | 1817153.8 | JOHN CRANE | 5615Q XXRXS 50MM | 5615Q XXRXS 50MM | 01,22 | 1 | 2BAB | 1BBB |  | SAM 9244 |  |  | 5615Q |  | 2012-01-06 | 2016-05-30 | 2016-07-18
4778 | 29200000TL | 03483 | EG1052016 | P | 58018640 | 58 | EGTL Spares | Mtce | 51 | 51C | MOTOR:ELECTRIC AC,1.5 HP,1780 | RPM, 460VAC, 3PH, 60HZ, 2.1A | Electric Components - Motor / Generator :182TC FRAME, TEFC ENCLOSURE, 1.15 SERVICE FACTOR, 1.125 IN SHAFT, NONE BRAKE, VERT SHAFT DOWN MOUNT, 17.93 IN LG, 130-XA-002-M, DB-300793, (WAX FILTRATION PACKAGE) | EA | 2 | 0 | 0 | NO | 7466 | 1159096.5 | GE | 5KS182RAA220 | 5KS182RAA220 | 01,011,19,22, | 1 | 2BAB |  |  | DB-300288 |  |  |  |  | 2012-01-06
4779 | 29200000TL | 03483 | EG1002009 | P | 58018642 | 58 | EGTL Spares | Mtce | 50 | 50Z | BEARING: BALL, ANGULAR CONTACT | SGL ROW, 30MM ID, 62MM OD | Bearings & Accessories - All :16MM WD, LIGHT SERIES, SHIELD, C3, STL CAGE, FR 182TC, RPM 1780, 5KS182GAB225X1, 5KS182RAA220, 130-XA-010M, 130XA-002-M 130-XX-042A/B/M ODE, (WAX FILTRATION PACKAGE) | EA | 2 | 0 | 0 | NO | 56.5006 | 15954.1 | GE | ODE-6206 ZC3 | ODE-6206 ZC3 | 01,21,22 | 1 | 2BAB |  |  | DB-300288/93/90 |  |  |  |  | 2012-01-06 | 2017-12-17 | 2019-04-25
4780 | 29200000TL | 03483 | EG1002009 | P | 58018646 | 58 | EGTL Spares | Mtce | 50 | 50Z | BEARING: BALL,ANGULAR CONTACT | 31MM WD, MEDIUM SERIES, SHIELD | Bearings & Accessories - All :C3, STL CAGE, 324TSD FR 1800 RPM, 5KS324RS2094D20P, 130-PC-020A-M, ODE, (WAX FILTRATION PACKAGE) | EA | 1 | 0 | 0 | NO | 118.5451 | 18404.13 | GE | ODE-6312 ZC3 | ODE-6312 ZC3 | 01,21,22 | 1 | 2BAB |  |  | DB-300292 |  |  |  |  | 2012-01-06 |  | 2014-02-06
4781 | 29200000TL | 03483 | EG1002009 | P | 58018649 | 58 | EGTL Spares | Mtce | 50 | 50Z | BEARING: BALL,ANGULAR CONTACT | SGL ROW, 40MM ID, 80MM OD | Bearings & Accessories - All :18MM WD, LIGHT SERIES, SHIELD, C3, STL CAGE, 130-PD-001A/B/C/D-M, 130-PC-002A/B-M, ODE 213TC FR 1800 RPM, 5KS213XAA222, (WAX FILTRATION PACKAGE) | EA | 5 | 0 | 0 | NO | 58.598 | 13870.6063 | GE | ODE-6208 ZC3 | ODE-6208 ZC3 | 01,21,22 | 1 | 2BAB |  |  | DB-300797/38 |  |  |  |  | 2012-01-06 | 2018-06-02 | 2018-12-10
4782 | 29200000TL | 03483 | EG1002009 | P | 58018650 | 58 | EGTL Spares | Mtce | 50 | 50Z | BEARING:BALL,40MM ID | 80MM OD,18MM WD,ANGULAR | Bearings & Accessories - All :CONTACT,SGL ROW,LIGHT SERIES,SHIELD,C3,STL CAGE, 130-PC-002A/B-M, 213TC FR 1800 RPM, 5KS213CAA221, WAX FILTRATION PACKAGE | EA | 2 | 0 | 0 | NO | 31.001 | 4813.99 | NSK | 6208ZZC3E |  | 01,21,22 | 1 | 2BAB | [7 empty] | 2013-03-15
4783 | 29200000TL | 03483 | EG1053003 | S | 58018659 | 58 | EGTL Spares | Mtce | 51 | 51C | MOTOR: ELECTRIC AC, 1 HP, 1800 | RPM,460VAC,3PH,60HZ,6.6A,3.7KW | Electric Components - Motor / Generator :182TC FRAME, TEFC ENCLOSURE, 1.15 SERVICE FACTOR, 1.125 IN SHAFT, NO BRAKE, HORZ MOUNT, 421.75MM LG, 130-XX-042A/B-M, (WAX FILTRATION PACKAGE) | EA | 1 | 0 | 0 | NO | 5407.5 | 1147604.75 | GE | 5KS182CAA226A | 5KS182CAA226A | 01,011,19,22, |  | 2BAB |  |  | DB-300795 |  |  |  |  | 2012-01-06 | 2018-12-10
4784 | 29200000TL | 03483 | EG1054024 | P | 58018667 | 58 | EGTL Spares | Mtce | 66 | 66A | VALVE: BALL,FULL PORT | 50MM,50 BAR,ASA300,LCB CS BODY | Valve-Ball : ARGUS MODEL 2"/300RF/FK79/LF2/CRA/HTSB 2", 300# RF, FULL BORE, FLOATING BALL, A350 GR LF2 BODY,DUPLEX + CRABIDE BALL AND SEATS, DUPLEX STEM,GRAPHITE SEALS, HIGH TEMPERATURE BONNET FOR 270 DEG C SERVICE, FIRE SAFE, LEVER OPERATOR, ARGUS MODEL | EA | 9 | 0 | 0 | NO | 5427.4 | 1067461.032 | ARGUS | 2/300RF/FK79/LF2/CRA/HTSB |  | 02,22 | 1 | 1BAB | [5 empty] | FK79-50 |  | 2012-04-04 | 2014-09-22 | 2014-10-24
4785 | 29200000TL | 03483 | EG1002009 | P | 58018675 | 58 | EGTL Spares | Mtce | 72 | 72Z | FILTER: AIR | HYFLO SMC,1/4 IN,316SS ELEMENT | *OBS*Filtration-Elem : 20 MICRON,PLASTIC HSG, AF 20-F02-2 | EA | 50 | 0 | 0 | NO | 39.32 | 12169.54 | HYFLOW | AF 20-F02-2 |  | 00 | 1 | 1BAB | 1BAB | [6 empty] | 2012-04-04 | 2016-05-06 | 2016-05-20
4786 | 29200000TL | 03483 | EGC027005 | P | 58018683 | 58 | EGTL Spares | Mtce | 56 | 56Z | NAIL: PANEL PIN/BRAD | 20 MM LG, 1.5 MM THK, STEEL | *OBS*Fastener-BottWa : 3/4 IN X 1/16 IN EQUIV, PACK OF 1400 | PK | 4 | 0 | 0 | NO | 6.78 | 1052.6 |  |  | 97828A598-1400 | 00 | 1 | 2CAC | 2CAC | [6 empty] | 2012-01-07
4787 | 29200000TL | 03483 | EGC010019 | P | 58018722 | 58 | EGTL Spares | Mtce | 56 | 56Z | RIVET: BLIND 3.2 MM DIA | 10 MM LG GENERAL PURPOSE | *OBS*Fastener-Other : DOME HD, 3/16 IN - 1/4 IN GRIP RANGE, 0.262 IN, ALUM/MILD STL, 500 PER PACK | PK | 10 | 0 | 0 | NO | 11.8216 | 1835.06 |  |  | 97517A025-500 | 00 | 1 | 2CAC | 2CAC | [6 empty] | 2012-01-07
4788 | 29200000TL | 03483 | EGC026013 | P | 58018726 | 58 | EGTL Spares | Mtce | 56 | 56Z | RIVET: BLIND 4 MM DIA | 16 MM LG GENERAL PURPOSE | *OBS*Fastener-Other : DOME HD, 0.376 IN - 0.500 IN GRIP RANGE, 0.328 IN, ALUM/MILD STL, 250 PER PACK | PK | 18 | 0 | 0 | NO | 10.7014 | 1661.18 |  |  | 97517A041-250 | 00 | 1 | 2CAC | 2CAC | [6 empty] | 2012-01-07 | 2025-08-19 |  | -2 | 1
4789 | 29200000TL | 03483 | EGC026026 | P | 58018729 | 58 | EGTL Spares | Mtce | 56 | 56Z | RIVET: BLIND 4.8 MM DIA | 16 MM LG GENERAL PURPOSE | *OBS*Fastener-Other : DOME HD, 0.376 IN - 0.500 IN GRIP RANGE, 0.394 IN,ALUM/MILD STL, PACK, 250 PER PACK | PK | 18 | 0 | 0 | NO | 12.1116 | 1880.08 |  |  | 97517A060-250 | 00 | 1 | 2CAC | 2CAC | [6 empty] | 2012-01-07 | 2025-09-10 |  | -1 | 1
4790 | 29200000TL | 03483 | EGC028017 | P | 58018734 | 58 | EGTL Spares | Mtce | 56 | 56Z | WASHER: RIVET BACKUP | 6MM NOM | *OBS*Fastener-BottWa : 1/4 IN ID, 3/8 IN OD, 0.05 IN TO 0.07 IN THK, ALUMINUM, 1/4 IN-AL EQUIV, 100 PER PACK | PK | 50 | 0 | 0 | NO | 7.3209 | 1136.43 |  |  | 90183A224-100 | 00 | 1 | 2CAC | 2CAC | [6 empty] | 2012-01-07
4791 | 29200000TL | 03483 | EG1011005 | P | 58018741 | 58 | EGTL Spares | Mtce | 50 | 50Z | BEARING:MOTOR,NDE | 315MM DIA X 28MM WD | Bearings & Accessories - All :CENTRALLY FLANGED,HEAVY SERIES,TIN BABBITT, CROSS REF DWG: SOL06676, FOR 173-PX-004A/B-M | EA | 2 | 0 | 0 | NO | 233.015 | 36173.25 | GE | 235A2513AF01 |  | 01,21,22 | 1 | 3CAC |  |  | SEE ADDITIONAL INFO |  |  |  |  | 2012-04-04
4792 | 29200000TL | 03483 | EG1004020 | P | 58018742 | 58 | EGTL Spares | Mtce | 50 | 50Z | BEARING:MOTOR,NDE | 315MM DIA X 28MM WD | Bearings & Accessories - All :CENTRALLY FLG,HEAVY SERIES,TIN BABBITT, CROSS REF DWG: SOL06676, FOR 173-PX-010-M | EA | 3 | 0 | 0 | NO | 171.8111 | 26671.95 | GE | 235A2507EB01 |  | 01,21,22 | 1 | 3CAC |  |  | SEE ADDITIONAL INFO |  |  |  |  | 2012-04-04
4793 | 29200000TL | 03483 | EG1004019 | P | 58018743 | 58 | EGTL Spares | Mtce | 50 | 50Z | BEARING:MOTOR,DE | 315MM DIA X 28MM WD | Bearings & Accessories - All :CENTRALLY FLANGED,HEAVY SERIES,TIN BABBITT,CROSS REF DWG: SOL06676, FOR 173-PX-010-M | EA | 1 | 0 | 0 | NO | 110.2071 | 17108.55 | SKF | 3211E |  | 01,21,22 | 1 | 3CAC | [7 empty] | 2012-04-04
4794 | 29200000TL | 03483 | EG1049015 | P | 58018752 | 58 | EGTL Spares | Mtce | 87 | 87B | KIT:SERVICE | FOR TOWABLE COMPRESSOR ENGINE | *OBS*Machinery-Misc- : CONTAINS OIL FILTER,FUEL PRE FILTER,FINAL FUEL FILTER,CEILING WASHER, PAK, 500 HOUR, C13, AC MODEL XAHS536 TOWABLE COMPRESSOR | EA | 3 | 0 | 0 | NO | 255.6829 | 39689.66 | ATLAS COPCO | 2912443205 |  | 00 | 1 | 3XAC | 3XAC |  |  |  |  | SEE ADDITIONAL INFO |  | 2012-04-04
4795 | 29200000TL | 03483 | EG1051007 | S | 58018753 | 58 | EGTL Spares | Mtce | 71 | 71B | KIT:SERVICE | FOR TOWABLE COMPRESSOR ENGINE | Compressor - Rotary or Screw - Parts : CONTAINS OIL FILTER,FUEL PRE FILTER,AIR SAFETY FILTER,FINAL FUEL FITER,ENGINE AIR FILTER,CEILING WASHER,COMPRESSOR AIR FILTER,AIR OIL FILTER,CEILING WASHER,FLAT GASKET,FILTER ELEMENT,VALVE. QA Code 01A, 02, 21 | EA | 3 | 0 | 0 | NO | 2257.3386 | 535594.6132 | ATLAS COPCO | C13 29 12-4432-06 |  | 01A, 02, 21 | 1 | 3XAC | [5 empty] | SEE ADDITIONAL INFO |  | 2012-04-04 | 2016-07-13 | 2017-08-22
4796 | 29200000TL | 03483 | EG1055043 | P | 58018755 | 58 | EGTL Spares | Mtce | 07 | 07B | OIL: INDUSTRIAL | PAR OIL M,15W-40 VISCOSITY | Lubricants & Greases : PAR OIL M,15W-40 VISCOSITY,CIRCA 218 DEG C FLASH POINT,20 L, AC MN XAHS536 TOWABLE COMPRESSOR, ATLAS COPCO PART NO. 1615 5948 00 All chemicals and other hazardous materials must be accompained by the following; a) Safety data Sheet, | EA | 5 | 2 | 3 | NO | 522.1673 | 81056.03 | ATLAS COPCO | 1615594800 |  | 00 | 1 | 3XAC | [5 empty] | SEE ADDITIONAL INFO |  | 2012-04-04 | 2019-05-02
4797 | 29200000TL | 03483 | EG1038011 | S | 58018757 | 58 | EGTL Spares | Mtce | 66 | 66Z | KIT:REGULATING VALVE | CONTAINS LOCK WASHER X 1 | Valve-Other : BEARING BALL X 2,FLAT GASKET X 1,O-RING X 4,FILTER X 1,GASKET X 2,MEMBRANE X 1,SPRING X 1, AC MN XAHS536 TOWABLE COMPRESSOR | EA | 3 | 0 | 0 | NO | 114.7148 | 17807.18 | ATLAS COPCO | 2910300500 |  | 00 | 1 | 3XAC | [5 empty] | SEE ADDITIONAL INFO |  | 2012-04-04
4798 | 29200000TL | 03483 | EG1038009 | S | 58018758 | 58 | EGTL Spares | Mtce | 87 | 87B | KIT: OIL SEPARATOR | AC MN XAHS536 TOWABLE | *OBS*Machinery-Misc- : COMPRESSOR ATLAS COPCO PART NUMBER 2911 0116 02 REPLACED WITH PART NUMBER 2911 0116 03. QA Code 01A, 02, 21 | EA | 2 | 0 | 0 | NO | 824.3762 | 127967.92 | ATLAS COPCO | 2911011603 |  | 01A, 02, 21 | 1 | 3XAC | 3XAC |  |  |  |  | SEE ADDITIONAL INFO |  | 2012-04-04 | 2018-10-28
4799 | 29200000TL | 03483 | EG1038011 | S | 58018759 | 58 | EGTL Spares | Mtce | 66 | 66Z | KIT:OIL STOP VALVE | CONTAINS LOCK WASHER X 1 | Valve-Other : SEALING WASHER X 2,O-RING X 3,COMPR SPRING X 1, AC MN XAHS536 TOWABLE COMPRESSOR | EA | 3 | 0 | 0 | NO | 108.564 | 16852.39 | ATLAS COPCO | 2911011800 |  | 00 | 1 | 3XAC | [5 empty] | SEE ADDITIONAL INFO |  | 2012-04-04
4800 | 29200000TL | 03483 | EGC025029 | P | 58018761 | 58 | EGTL Spares | Mtce | 14 | 14C | SENSOR:PRESSURE | 0 - 3 BAR RANGE,12V 115A | Flow Measuring Instruments : AC MN XAHS536 TOWABLE COMPRESSOR | EA | 6 | 0 | 0 | NO | 610.36 | 94758.39 | ATLAS COPCO | 1089957980 |  | 00 | 1 | 3XAC | [5 empty] | SEE ADDITIONAL INFO |  | 2012-04-04
4801 | 29300000TL | 03483 | EG1051011 | P | 58018815 | 58 | EGTL Spares | Mtce | 66 | 66A | VALVE: BALL 1 IN | 150 LB, RF FLG, 316 SS | Valve-Ball : BAGLCR, ASTM A351 GR CF8M (UNS J92900) BODY, FIRE-TESTED TRIM, 316 SS BALL, 316 SS BLOW OUT PROOF STEM, HARD FACED METAL SEAT, FULL PORT, LONG PATTERN FLOATING, LEVER HANDLE OPERATED, FLEXIBLE GRAPHITE STEM PACKING. QA Code 02, 04, 05, 07, 23 | EA | 1 | 0 | 1 | YES | 3450 | 5277982.5 | TRUELINE | 515IIXHT65 |  | 02, 04, 05, 07, 23, 27 |  | 2CAC | 2BBB | [6 empty] | 2019-11-01 |  | 2025-03-07
4802 | 29300000TL | 03483 | EGC029035 | P | 58018816 | 58 | EGTL Spares | Mtce | 66 | 66A | VALVE: BALL 3/4 IN | 150 LB, SOCKET END | Valve-Ball : CPVC THERMOPLASTIC ASTM D1784 CL 23447 BODY, CPVC BALL, BLOW OUT PROOF STEM, PTFE SEAT, FULL PORT, TRUE UNION PATTERN FLOATING, TEE-HANDLE OPERATED, VITON O-RING STEM SEAL, SCH 80 BORE, BVVKABQA Code 02, 04, 05, 07, 23, 27 | EA | 6 | 1 | 2 | YES | 120.54 | 99710.688 | HAYWARD | 02-2215-007 |  | 00 |  | 2CAC | [7 empty] | 2019-11-01 | 2025-04-11 | 2023-10-11 | -1 | 1
4803 | 29200000TL | 03483 | EG1040017 | S | 58018817 | 58 | EGTL Spares | Mtce | 66 | 66A | VALVE: BALL 3 IN | 150 LB, FF FLG | Valve-Ball : CPVC THERMOPLASTIC ASTM D1784 CL 23477-B BODY, CPVC BALL,PTFE SEAT, FULL PORT, TRUE UNION PATTERN FLOATING, TEE-HANDLE OPERATED, EPDM O-RING STEM SEAL, BZAZAE | EA | 1 | 0 | 0 | NO | 382.6386 | 59404.86 | HAYWARD | 02-2210-030 |  | 00 |  | 2CAC | [7 empty] | 2012-01-07
4804 | 29300000TL | 03483 | EG1051011 | P | 58018819 | 58 | EGTL Spares | Mtce | 66 | 66A | VALVE: BALL 1 IN | 150 LB, RF FLG, CS | Valve-Ball : ASTM A216 GR WCB (UNS J03002) BODY, FIRE-TESTED TRIM, 316 SS BALL, 316 SS BLOW OUT PROOF STEM, HARD FACED METAL SEAT, FULL PORT, LONG PATTERN FLOATING, LEVER HANDLE OPERATED, FLEXIBLE GRAPHITE STEM PACKING | EA | 2 | 1 | 2 | YES | 2150 | 3289177.5 | TRUELINE | 515AIXHT65 |  | 00 |  | 2CAC | [7 empty] | 2019-11-01 |  | 2025-03-07
4805 | 29200000TL | 03483 | EG1052029 | P | 58018821 | 58 | EGTL Spares | Mtce | 66 | 66C | VALVE: BUTTERFLY 4 IN | 300 LB, RF FLG, 316 SS | Valve-Butterfly : ASTM A351 GR CF8M (UNS J92900) BODY, BLOW OUT PROOF STEM, 316 SS SHAFT, 316 SS DISC, HARD FACED TFE SEAT, LUG, LEVER HANDLE WITH THROTTLING PLATE OPERATED, FLEXIBLE GRAPHITE PACKING, | EA | 1 | 0 | 0 | NO | 916.3066 | 142257.13 | WKM | 2228015-01 |  | 00 |  | 2CAC | [7 empty] | 2012-01-07
4806 | 29200000TL | 03483 | EG1052029 | P | 58018823 | 58 | EGTL Spares | Mtce | 66 | 66C | VALVE: BUTTERFLY 8 IN | 300 LB, RF FLG, 316 SS | Valve-Butterfly : ASTM A351 GR CF8M (UNS J92900) BODY, BLOW OUT PROOF STEM, 316 SS SHAFT, 316 SS DISC, HARD FACED TFE SEAT, LUG, GEAR WITH HANDWHEEL OPERATED, FLEXIBLE GRAPHITE PACKING, HIGH-PERFORMANCEQA Code 02, 04, 05, 07, 23, 27 | EA | 1 | 0 | 0 | NO | 4405 | 1369294.25 | WKM | 2228283-01 |  | 00 |  | 2CAC | [7 empty] | 2012-01-07 | 2015-09-07 | 2015-11-16
4807 | 29200000TL | 03483 | EG1052029 | P | 58018825 | 58 | EGTL Spares | Mtce | 66 | 66C | VALVE: BUTTERFLY 6 IN | 150 LB, FF FLG | Valve-Butterfly : CPVC THERMOPLASTIC ASTM D1784 CL 23447 BODY, 316 SS SHAFT, CPVC DISC, EPDM RESILIENT SEAT, LUG, GEAR WITH HANDWHEEL OPERATED, EPDM STEM SEAL, THROUGH-BOLTED, CAPSCRE, FZVKACQA Code 02, 04, 05, 07, 23, 27 | EA | 6 | 0 | 0 | NO | 1104.6 | 338482.578 | HAYWARD | BYV22O60AOEGI00 |  | 00 |  | 2CAC | 1BBB | [6 empty] | 2012-01-07 | 2019-02-12 | 2019-06-09
4808 | 29200000TL | 03483 | EG1052029 | P | 58018826 | 58 | EGTL Spares | Mtce | 66 | 66C | VALVE: BUTTERFLY 8 IN | 150 LB, FF FLG | Valve-Butterfly : CPVC THERMOPLASTIC ASTM D1784 CL 23447 BODY, EPDM RESILIENT SEAT, 316 SS SHAFT, CPVC DISC, LUG, GEAR WITH HANDWHEEL OPERATED, EPDM O-RING STEM SEAL, THROUGH-BOLTED, CAPSCREW, FZVKACQA Code 02, 04, 05, 07, 23, 27 | EA | 1 | 0 | 0 | NO | 1333.8 | 407315.844 | HAYWARD | BY220800EG |  | 00 |  | 2CAC | [7 empty] | 2012-01-07 | 2018-03-22 | 2018-05-21
4809 | 29200000TL | 03483 | EG1054041 | P | 58018830 | 58 | EGTL Spares | Mtce | 66 | 66C | VALVE: BUTTERFLY 6 IN | 150 LB, RF FLG, CS | Valve-Butterfly : ASTM A216 GR WCB (UNS J03002) BODY, BLOWOUT PROOF STEM, BUNA-N CARTRIDGE SEAT, 17-4 PH SS SHAFT,DI DISC, LUG, LEVER HANDLE WITH THROTTLING PLATE & LOCKING DEVICE OPERATED, API-609 CATEGORYQA Code 02, 04, 05, 07, 23, 27 | EA | 2 | 0 | 0 | NO | 769.63 | 235853.1135 | DEMCO | J022230-5115311 |  | 00 |  | 2CAC | [7 empty] | 2012-01-07 | 2024-06-13 | 2014-05-19 |  |  | 0 | 2
4810 | 29200000TL | 03483 | EG1CON009 | P | 58018831 | 58 | EGTL Spares | Mtce | 66 | 66C | VALVE: BUTTERFLY 8 IN | 150 LB, RF FLG, CS | Valve-Butterfly : ASTM A216 GRADE WCB (UNS J03002) BODY,BLOWOUT PROOF STEM, BUNA-N CARTRIDGE SEAT, 17-4 PH SS SHAFT,DI DISC,LUG, LEVER HANDLE WITH THROTTLING PLATE & LOCKING DEVICE OPERATED, API-609QA Code 02, 04, 05, 07, 23, 27 | EA | 1 | 0 | 0 | NO | 310.6354 | 48972.525 | DEMCO | J022231-5115311 |  | 00 |  | 2CAC | [7 empty] | 2012-01-07 | 2019-11-18 | 2014-06-19
4811 | 29200000TL | 03483 | EG1052029 | P | 58018833 | 58 | EGTL Spares | Mtce | 66 | 66C | VALVE: BUTTERFLY 16 IN | 150 LB, RF FLG, CS | Valve-Butterfly : ASTM A216 GR WCB (UNS J03002) BODY, BLOWOUT PROOF STEM, BUNA-N CARTRIDGE SEAT, 17-4 PH SS SHAFT, DI DISC, LUG, GEAR WITH HANDWHEEL OPERATED, API-609 CATEGORY A, NO CU BEARING ALLOYS | EA | 1 | 0 | 0 | NO | 1398.1749 | 217067.45 | DEMCO | J023821-511531A |  | 00 |  | 2CAC | [7 empty] | 2012-01-07
4812 | 29200000TL | 03483 | EG1054041 | P | 58018835 | 58 | EGTL Spares | Mtce | 66 | 66C | VALVE: BUTTERFLY 20 IN | 150 LB, RF FLG, CS | Valve-Butterfly : ASTM A216 GR WCB (UNS J03002) BODY, BLOWOUT PROOF STEM, BUNA-N CARTRIDGE SEAT, 17-4 PH SS SHAFT, DI DISC, LUG, GEAR WITH HANDWHEEL OPERATED, API-609 CATEGORY A, NO CU BEARINGQA Code 02, 04, 05, 07, 23, 27 | EA | 1 | 0 | 0 | NO | 4291.4906 | 666168.08 | DEMCO | J023823-511531A |  | 00 |  | 2CAC | [7 empty] | 2012-01-07 | 2016-12-11 | 2014-05-19
4813 | 29200000TL | 03483 | EGC019027 | P | 58018935 | 58 | EGTL Spares | Mtce | 66 | 66Z | KIT:SOFT GOODS,CONTROL VALVE | CONTAINS SPCL WASHER PN | Valve-Other : 1F125236042,PACKING SPRING PN 1F125437012,UPPER WIPER PN 1J872606332,PACKING BOX RING PN 1J873135072,PACKING SET PN 1R290001012,PACKING V-RING PN 1C752601012, 1F124401012 PACK | KI | 11 | 0 | 0 | NO | 21.45 | 3329.6835 | FISHER | RPACKX00012 |  | 01,22 | 1 |  | 1BBB | [6 empty] | 2013-08-30 | 2017-06-13
4814 | 29200000TL | 03483 | EGC019009 | P | 58018938 | 58 | EGTL Spares | Mtce | 66 | 66Z | KIT:SOFT GOODS,CONTROL VALVE | CONTAINS ANTI-EXTRUSION | Valve-Other : WASHER PN 12B6335X022,PACKING SET PN 12B6667X012,PACKING FEMALE ADAPTOR PN 12B6668X012,V-RING PACKING PN 12B6669X012,PACKING MALE ADAPTOR PN 12B6670X012,CABLE TIE PN 18A9401X012 | KI | 4 | 0 | 0 | NO | 53.78 | 8348.2694 | FISHER | RPACKX00202 |  | 01,22 | 1 | [8 empty] | 2013-08-30 | 2025-12-24 |  | -1 | 1
4815 | 29200000TL | 03483 | EGC015030 | P | 58018947 | 58 | EGTL Spares | Mtce | 66 | 66Z | KIT:SOFT GOODS,CONTROL VALVE | CONTAINS SPCL WASHER PN | Valve-Other : 1F125236042,PACKING SPRING PN 1F125437012,UPPER WIPER PN 1J872606332,PACKING BOX RING PN 1J873135072,PACKING SET PN 1R290001012,PACKING V-RING PN 1C752601012, 1F124401012 | KI | 29 | 0 | 0 | NO | 21.45 | 3329.6835 | FISHER | RPACKX00012 |  | 01,22 | 1 | [8 empty] | 2013-08-30 | 2025-11-30 |  | -1 | 1
4816 | 29200000TL | 03483 | EGC019019 | P | 58018949 | 58 | EGTL Spares | Mtce | 66 | 66Z | KIT:SOFT GOODS,CONTROL VALVE | CONTAINS 12B5780X012 BUSHING | Valve-Other : &quot;GUIDE,12B5798X012 PACKING,RING,12B6936X012 WASHER,PACKING,14B7519X012 RING,PACKING,18A9401X012 CABLE TIE,19B2882X012 BUSHING,GUIDE, 1E218106992 O-RING 23B6562X012 TAG D&quot; | KI | 2 | 1 | 2 | NO | 127.875 | 20807.0963 | FISHER | RPACKX00592 |  | 01,22 | 1 | [8 empty] | 2013-08-26 |  | 2014-12-27
4817 | 29200000TL | 03483 | EGC026019 | P | 58018953 | 58 | EGTL Spares | Mtce | 56 | 56Z | RIVET: SOLID, M5 DIA, 20 MM LG | 9.2 MM, HALF RND HD, STEEL | *OBS*Fastener-Other : OR 3/16 IN X 3/4 IN EQUIV, PACK OF 125 | PK | 20 | 0 | 0 | NO | 6.0908 | 945.4725 |  |  | 97300A669 | 00 | 1 | 2CAC | 2CAC | [6 empty] | 2012-01-07
4818 | 29200000TL | 03483 | EG1020001 | P | 58018955 | 58 | EGTL Spares | Mtce | 66 | 66Z | BEARING: BALL FRONT,SINGLE ROW | 100 MM ID,215 MM OD,47 MM WD | Valve-Other : &quot;MEDIUM SERIES,BALL,C3, 110-PC-111A-M/B-M, 110-PC-211A-M, 110-PC-211B-M SIZE: 100 MM MATERIAL: PROPRIETARY, 110-PC-111A-M/B-M, (FOR CHILLED WATER PUMPS)&quot; | EA | 4 | 0 | 0 | NO | 170.5 | 26470.13 | SKF | 23153-186-000-3 |  | 01,21,22 | 1 | 2CAC | [7 empty] | 2013-02-16
4819 | 29200000TL | 03483 | EG1018017 | P | 58018956 | 58 | EGTL Spares | Mtce | 66 | 66Z | BEARING:REAR,80 MM ID X | 170 MM OD X 39 MM THK, | Valve-Other : BALL-SINGLE ROW-OPEN TYPE,DEEP GROOVE SERIES, MANUF STD, 110-PC-111A-M/B-M, 110-PC-211A-M, 110-PC-211B-M (FOR CHILLED WATER PUMPS) | EA | 4 | 0 | 0 | NO | 167.848 | 26057.53 | SKF | 23153-174-000-4 |  | 01,21,22 | 1 | 2CAC | [7 empty] | 2013-02-16 |  | 2014-05-05
4820 | 29200000TL | 03483 | EG1018019 | P | 58018958 | 58 | EGTL Spares | Mtce | 66 | 66Z | BEARING:REAR,80 MM ID X | 170 MM OD X 39 MM THK, RADIAL | Valve-Other : BALL, DEEP GROOVE SERIES,STEEL, MANUF STD, 110-PC-112A-M/B-M, 110-PC-212A-M, 110-PC-212B-M, (FOR CHILLED WATER PUMPS) | EA | 4 | 0 | 0 | NO | 167.848 | 26057.53 | SKF | 24350 |  | 01,21,22 | 1 | 2CAC | [7 empty] | 2013-02-16 |  | 2014-05-05
4821 | 29200000TL | 03483 | EGC021016 | P | 58018975 | 58 | EGTL Spares | Mtce | 51 | 51C | MOTOR:INSIDE LOUVER | ADMIN & WKSHP SPLIT UNITS / 2 | Electric Components - Motor / Generator :SPLIT UNIT, ITEM 11 | EA | 2 | 0 | 0 | NO | 40.3355 | 6265.32 | CARRIER | 202400100022 |  | 01,011,19,22, | 1 | 2CAB | [7 empty] | 2012-04-04
4822 | 29200000TL | 03483 | EGC022001 | P | 58018977 | 58 | EGTL Spares | Mtce | 51 | 51C | MOTOR: ELECTRIC DC | ADMIN & WKSHP SPLIT UNITS / 2 | Electric Components - Motor / Generator :&quot;SPLIT UNIT, ITEM 20, INDOOR FAN MOTOR &quot; | EA | 2 | 0 | 0 | NO | 618.5188 | 96074.53 | CARRIER | 202400300011 |  | 01,011,19,22, | 1 | 2CAB | [7 empty] | 2012-04-04
4823 | 29200000TL | 03483 | EGC004009 | P | 58019018 | 58 | EGTL Spares | Mtce | 51 | 51C | MOTOR: ELECTRIC AC 850 RPM | 1/8 HP, 240VAC, 1PH, 60HZ | Electric Components - Motor / Generator :0.7 AMP, 450W, 1/2 IN SHAFT, NO BRAKE,END MOUNT, 7.9 IN LG, SPLIT UNIT, 50; ADMIN & WKSHP SPLIT UNITS / 3/4, TYPE: FAN | EA | 2 | 0 | 0 | NO | 245.4548 | 38126.49 | CARRIER | HC35AE201 |  | 01,011,19,22, | 1 | 2CAB | [7 empty] | 2012-04-04
4824 | 29200000TL | 03483 | EGC021026 | P | 58019022 | 58 | EGTL Spares | Mtce | 14 | 14Z | PLUG: ELECTRICAL FUSIBLE | HVAC SYSTEM | Instruments - Other & Parts : &quot;SPLIT UNIT, 66, ADMIN & WKSHP SPLIT UNITS / 3/4/5/6, 1/16 IN NPT (160-170ºF RELIEF) &quot; | EA | 4 | 0 | 0 | NO | 20.738 | 3221.23 | CARRIER | EK02JA203 |  | 01,10,22 | 1 | 2CAB | [7 empty] | 2012-04-04
4825 | 29200000TL | 03483 | EGC030002 | P | 58019051 | 58 | EGTL Spares | Mtce | 02 | 02A | ROD: LOUVER EXTENSION | HVAC SYSTEM | Heating Ventilation and Air Conditioning Equipnment & Parts : SPLIT UNIT, 30 ADMIN & WKSHP SPLIT UNITS / 6 | EA | 1 | 0 | 0 | NO | 256.8291 | 39893.2747 | CARRIER | 38QRF401023 |  | 00 | 1 | 2CAB | [7 empty] | 2012-04-04
4826 | 29200000TL | 03483 | EG3003007A | P | 58019081 | 58 | EGTL Spares | Mtce | 66 | 66A | VALVE: BALL 1 IN | 1500 LB, BW, 316 SS | Valve-Ball : ASTM A351 GR CF8M (UNS J92900) BODY, FIRE-TESTED TRIM, 316 SS BALL, 316 SS STEM BLOW OUT PROOF STEM, RESILIENT SEAT, REDUCED PORT, TRUNNION MOUNT, LEVER HANDLE OPERATED, OVER 200°C, ASME B16.34, FLEX | EA | 1 | 0 | 0 | NO | 5712.5657 | 886832.084 |  |  | VBWAUAFITLZ004-1&QUOT; | 00 |  | 2BAC | [7 empty] | 2012-01-07
4827 | 29200000TL | 03483 | EG1054030 | P | 58019082 | 58 | EGTL Spares | Mtce | 66 | 66A | VALVE: BALL 4 IN | 150 LB, RF FLG, 316 SS | Valve-Ball : ASTM A351 GR CF8M (UNS J92900) BODY, FIRE-TESTED TRIM, 316 SS BALL, BLOW OUT PROOF EXTENDED STEM, REINFORCED PTFE RESILIENT SEAT, REDUCED PORT, SPLIT BODY PATTERN FLOATING, LEVER HANDLE OPERATED, OVER 200?CQA Code 02, 04, 05, 07, 23, 27 | EA | 1 | 0 | 0 | NO | 2194.945 | 340748.402 |  |  | VBCAUAAITLZ008-4&QUOT; | 00 |  | 2BAC | [7 empty] | 2012-01-07 | 2017-06-01
4828 | 29200000TL | 03483 | EG3002041 | P | 58019083 | 58 | EGTL Spares | Mtce | 66 | 66A | VALVE: BALL 6 IN | 900 LB, BW, 316 SS | Valve-Ball : ASTM A351 GR CF8M (UNS J92900) BODY, FIRE-TESTED TRIM, 316 SS BALL, 316 SS BLOW OUT PROOF EXTENDED STEM, METAL SEAT, FULL PORT, TRUNNION MOUNT, GEAR WITH HANDWHEEL OPERATED, ASME B16.34, NACE STANDARD | EA | 1 | 0 | 0 | NO | 23064.4163 | 3580763.88 |  |  | VBWAUAEITGN502-6&QUOT; | 00 |  | 2BAC | [7 empty] | 2012-01-07
4829 | 29200000TL | 03483 | EG1040009 | S | 58019084 | 58 | EGTL Spares | Mtce | 66 | 66A | VALVE: BALL 3/4 IN | 150 LB, RF FLG, CS | Valve-Ball : ASTM A105 (UNS K03504) BODY, FIRE-TESTED TRIM, 316 SS BALL, 17-4 PH SS BLOW OUT PROOF STEM, GLASS FILLED PTFE RESILIENT SEAT, REDUCED PORT, END ENTRY PATTERN FLOATING, LEVER HANDLE WITH LOCKING DEVICE OPERATED | EA | 1 | 0 | 0 | NO | 209.6272 | 32544.74 |  |  | VBCAUAAATMZ002-3/4&QUOT; | 00 |  | 2BAC | [7 empty] | 2012-01-07
4830 | 29200000TL | 03483 | EG3003007A | P | 58019085 | 58 | EGTL Spares | Mtce | 66 | 66A | VALVE: BALL 1 IN | 300 LB, BW, CS | Valve-Ball : ASTM A105 (UNS K03504) BODY, FIRE-TESTED TRIM, 316 SS BALL, 316 SS BLOW OUT PROOF STEM, REINFORCED PTFE RESILIENT SEAT, FULL PORT, FLOATING, LEVER HANDLE OPERATED, ASME B16.34, NACE STANDARD MR-01-75, 300 LB, BW, CSQA Code 02, 04, 05, 07, 23 | EA | 23 | 0 | 0 | NO | 248.8317 | 38631.26 |  |  | VBWAUABATLN500-1&QUOT; | 00 |  | 2BAC | [7 empty] | 2012-01-07 | 2017-02-20
4831 | 29200000TL | 03483 | EG1040028 | S | 58019086 | 58 | EGTL Spares | Mtce | 66 | 66A | VALVE: BALL 1/2 IN | 150 LB, RF FLG, CS | Valve-Ball : ASTM A216 GR WCB (UNS J03002) BODY, FIRE-TESTED TRIM, 316 SS BALL, 316 SS BLOW OUT PROOF STEM, REINFORCED PTFE RESILIENT SEAT, REDUCED PORT, SHORT PATTERN FLOATING, LEVER HANDLE OPERATED, SME B16. | EA | 15 | 0 | 0 | NO | 169.0336 | 26242.57 | DELLA FOGLIA |  | VBCAUAAATLZ012-1/2&QUOT; | 00 |  | 2BAC | [7 empty] | 2012-01-07
4832 | 29200000TL | 03483 | EG1051054 | P | 58019096 | 58 | EGTL Spares | Mtce | 66 | 66A | VALVE: BALL 12 IN | 150 LB, RF FLG, CS | Valve-Ball : ASTM A216 GR WCB (UNS J03002) BODY, FIRE-TESTED TRIM, 316 SS BALL, 17-4 PH SS BLOW OUT PROOF STEM, GLASS FILLED PTFE RESILIENT SEAT, REDUCED PORT, SPLIT BODY PATTERN TRUNNION MOUNT, BEVEL GEAR WITH HANDWHEEL OPERATED(DN: 300X250mm, Type: TM , | EA | 1 | 0 | 0 | NO | 6548.7318 | 1016690.61 | DELLA FOGLIA, ITALY | VBCAUAAATHZ003-12" | VBCAUAAATHZ003-12" | 00 |  | 2BAC | [7 empty] | 2012-01-07
4833 | 29200000TL | 03483 | EGC005010 | P | 58019108 | 58 | EGTL Spares | Mtce | 14 | 14H | TRANSMITTER: DIFFERENTIAL | PRESSURE W.P. 3626 PSI/25BAR | Pressure measuring and control Instruments : SMART FAMILY HART MAX W.P. 3626 PSI / 250 BAR, SUPPLY 10.5-55 VDC, SERIAL NUMBER 2120885, CAL. 0 TO BAR G, OUTPUT 4-2mA BOLTED WITH 316 R00053 BASE. WITH DIGITAL SIGNAL BASED ON HART PROTOCOL OUTPUT, 12-30 VDC | EA | 8 | 4 | 8 | NO | 2607.4117 | 510758.9338 | ROSEMOUNT | 3051CD4A22A1BM5E8Q4Q8 |  | 05,22 | 1 | [6 empty] | 3051CD |  | 2013-03-16 |  | 2015-05-08
4834 | 29200000TL | 03483 | EGC002010 | P | 58019110 | 58 | EGTL Spares | Mtce | 54 | 54D | KIT:MAINTENANCE,SEAL 10 IN MT | PUMP | *OBS*GS&P-Other : 130-PC-109A, 130-PC-109B, 130-PC-209A, 130-PC-209B, EGTL1-GOU-MEC-DD-300504 - PART 902. QA Code 01A, 02, 21 | EA | 1 | 0 | 0 | NO | 59.0339 | 11600.16 | ITT CORPORATION | R196-MKM10Z | R196-MKM10Z | 01A, 02, 21 | 1 | 2BAB | 2BAB |  | A721364C,A725892C,A725895 |  |  |  |  | 2012-01-06 | 2015-05-23
4835 | 29200000TL | 03483 | EGC004016 | P | 58019112 | 58 | EGTL Spares | Mtce | 76 | 76Z | ADAPTER:FRAME ASSY, DUCTILE | IRON, PUMP | Pumps-Other : 105-PC-001A/B, 105-PC-002A, 105-PC-002B, 173-PC-109A, 172-PC-016A, 173-PC-109B, 172-PC-016B, 173-PC-209A, 173-PC-209B, PART 108 ON EGTL1-GOU-MEC-DD-050 | EA | 1 | 0 | 0 | NO | 617.7581 | 95876.05 | ITT CORPORATION | RD11802A 1013 | RD11802A 1013 | 01,22 | 1 |  |  |  | A725892C,A725F895C, A7284 |  |  |  |  | 2012-01-06
4836 | 29200000TL | 03483 | EG1012017 | P | 58019113 | 58 | EGTL Spares | Mtce | 54 | 54A | SEAL:INPRO VBXX-D BEARING | ISOLATOR,BRONZE/VITON, PUMP | Gaskets : &quot;OUTBOARD (VBXX-D), 173-PC-005B, 173-PC-006A, 173-PC-006B, 173-PC-007A, 173-PC-007B EGTL1-GOU-MEC-DD-730404 PART 332A&quot; | EA | 6 | 0 | 0 | NO | 385.2246 | 59809.5967 | ITT CORPORATION | A04951A217 | A04951A217 | 01,22 | 1 | 2BAB |  |  | A725893C, A725894C |  |  |  |  | 2012-01-06
4837 | 29200000TL | 03483 | EG1017020 | P | 58019114 | 58 | EGTL Spares | Mtce | 54 | 54A | SEAL:INPOR VBXX-D BEARING ISO | ISOLATOR,BRONZE/VITON, PUMP | Gaskets : &quot;INBOARD (VBXX-D), 173-PC-005B, 173-PC-006A, 173-PC-006B, 173-PC-007A, 173-PC-007B EGTL1-GOU-MEC-DD-730404 PART 333A&quot; | EA | 6 | 0 | 0 | NO | 596.434 | 92601.67 | ITT CORPORATION | A04951A216 | A04951A216 | 01,22 | 1 | 2BAB |  |  | A725893C, A725894C |  |  |  |  | 2012-01-06
4838 | 29200000TL | 03483 | EGC002010 | P | 58019115 | 58 | EGTL Spares | Mtce | 54 | 54D | KIT:MAINTENANCE, FOR 8 IN STI | PUMP | *OBS*GS&P-Other : &quot;173-PC-005B, 173-PC-006A, 173-PC-006B, 173-PC-007A, 173-PC-007B EGTL1-GOU-MEC-DD-730404 - PART 902&quot; | EA | 2 | 0 | 0 | NO | 181.0049 | 28091.96 | ITT CORPORATION | R196-MKS8Z | R196-MKS8Z | 00 | 1 | 2BAB | 2BAB |  | A725893C, A725894C |  |  |  |  | 2012-01-06 | 2024-12-19 |  |  |  | -1 | 1
4839 | 29200000TL | 03483 | EG7FLR704 | P | 58019123 | 58 | EGTL Spares | Mtce | 66 | 66C | VALVE: BUTTERFLY 12 IN | 150 LB, FF FLG, CI | Valve-Butterfly : ASTM A126 CL B (UNS F12102) BODY, ASTM A217 GR CA15 DISC, BUNA-N RESILIENT SEAT, 416 SS SHAFT,WORM GEAR WITH CRANK OPERATED, GRAFOIL STEM PACKING WITH CORROSION INHIBITOR QA Code 02, 04, 05, 07, 23, 27 | EA | 3 | 0 | 0 | NO | 6466.7424 | 1119750.6101 |  |  |  | 00 |  | 2BAC | 1BBB | [6 empty] | 2012-01-07 | 2018-04-16 | 2014-07-21
4840 | 29200000TL | 03483 | EG1051029 | P | 58019150 | 58 | EGTL Spares | Mtce | 76 | 76Z | PUMP: RECIPROCATING | 1450 RPM, 3500 PSI, | Pumps-Other : POSITIVE DISPLACEMENT PLUNGER PUMP, 1/2 IN FPT INLET, 3/8 IN FPT OUTLET, 4 GPM CAPACITY, BELT DRIVEN BY DIESEL ENGINE, CAST ALUMINUM CASING, CERAMIC PLUNGERS - NO IMPELLER | EA | 1 | 0 | 0 | NO | 620.0799 | 96255 | GENERAL PUMP | 08-132290 |  | 00 | 1 | 3XAC |  |  | C04-1011 |  |  |  |  | 2012-04-04
4841 | 29300000TL | 03483 | EGC005015 | P | 58019396 | 58 | EGTL Spares | Mtce | 76 | 76Z | KIT:MAINTENANCE,FOR MROY A,H,J | T FRAME PUMPS,PVC LIQUID END | Pumps-Other : CONTAINS (1) 298-0106-075 DIAPHRAGM, (2) 212-0056-074 POPPET,RELIEF VALVE, (1) 20299 SUCTION CHECK VALVE, (1) 20302 DISCHARGE CHECK VALVE, (4) 408-0143-075 SEAL, PTFE, (1) 408-0144-010 SQUARE RING, NITR (CHEMICAL DOSING SKIDS) | KI | 6 | 4 | 6 | YES | 868.07 | 355587.5141 | MILTON ROY | RPM-007 | 991-05063107.88 | 01,22 | 1 | 2CAB | [7 empty] | 2019-11-01 |  | 2021-03-29
4842 | 29200000TL | 03483 | EGC005015 | P | 58019401 | 58 | EGTL Spares | Mtce | 76 | 76Z | KIT:MAINTENANCE,FOR MROY B | FRAME PUMPS,316SS LIQUID END | Pumps-Other : CONTAINS (1) 298-0013-075 DIAPHRAGM, (2) 212-0057-074 POPPET, RELIEF VALVE, (1) 221-0154-016 SUCTION CHECK VALVE, (1) 221-0156-016 DISCHARGE CHECK VALVE, (4) 408-0073-221 SPIRAL BACK UP RING, (4) 408-9998- (CHEMICAL DOSING SKIDS) | KI | 1 | 0 | 0 | NO | 780.2592 | 121197.7858 | MILTON ROY | RPM-014-021 | 991-50631010.88 | 01,22 | 1 | 2CAB | [7 empty] | 2012-01-06
4843 | 29300000TL | 03483 | EGC005015 | P | 58019409 | 58 | EGTL Spares | Mtce | 76 | 76Z | KIT: REPAIR, FOR ELAST | P200 PLASTIC,TF | Pumps-Other : CONTAINS (1) 01-2615-52 AIR VALVE GASKET,AIR VALVE,PRO-FLO,(1) 01-3505-52 GASKET,MUFFLER PLATE, (2) 02-1010-55 PRIMARY DIAPHRAGM, PTFE, (2) 02-1060-51 BACK-UP DIAPHRAGM, NEOPRENE, (4) 02-1085-55 VALVE BALL, PTFE, (4) 02-1220- (CHEMICAL DOSI | KI | 1 | 0 | 1 | YES | 690.14 | 286677.2546 | WILDEN | N02-9553-55 | 991-05062061.88 | 01,22 | 1 | 2CAB | [7 empty] | 2019-11-01 |  | 2022-04-05
4844 | 29300000TL | 03483 | EGC005015 | P | 58019410 | 58 | EGTL Spares | Mtce | 76 | 76Z | KIT:REPAIR,FOR ADS,P2 COMBO | P200 PLAST | Pumps-Other : CONTAINS (2) 00-2650-03 RETAINING RING, (1) 01-2010-20 AIR VALVE ASSEMBLY, (1) 01-2615-52 AIR VALVE GASKET, (1) 01-3181-20 MUFFLER PLATE, (1) 01-3505-52 MUFFLER PLATE GASKET, (1) 01-6950-20 REDUCER BUSHING, (CHEMICAL DOSING SKIDS) | KI | 1 | 0 | 1 | YES | 1147.31 | 477091.6501 | WILDEN | 02-9985-20 | 991-05062061.88 | 01,22 | 1 | 2CAB | [7 empty] | 2019-11-01 |  | 2022-04-05
4845 | 29200000TL | 03483 | EG1020015 | P | 58019556 | 58 | EGTL Spares | Mtce | 51 | 51F | TRANSFORMER:FIRE WATER PUMP | 4160/120V AC, AD | Electric Components - Circuit Protection:182-PC-001A-M | PC | 2 | 0 | 0 | NO | 8279.29 | 2532676.2075 | HALEVENTURES | TF-1313 | MOT102727100012 | 01,10,22 | 1 | 1AXX |  |  | WS391261-03 |  |  |  |  | 2012-01-06 | 2016-09-27 | 2017-01-10
4846 | 29200000TL | 03483 | EG1016014 | P | 58019558 | 58 | EGTL Spares | Mtce | 51 | 51Z | FUSE:FIRE WATER PUMP,250 V | 6A-3AG,250V 20 AMP-3AB,250 V | Electric-Other : "35A @ 250 V-3AG,100A@ 250V -3AB IR, CLIP ON, GLASS-3AG, CERAMIC -3AB, .25 X 1.25 3AG & 3AB, 1FU, 2FU, 3FU, 182-PC-001A-M, " | PC | 6 | 0 | 0 | NO | 9953.6167 | 2257646.1332 | HALEVENTURES | FU-1064A | MOT102727100014 | 01,22 | 1 | 1AXX |  |  | WS391261-03 |  |  |  |  | 2012-01-06 | 2016-03-31
4847 | 29200000TL | 03483 | EGC041003 | P | 58019559 | 58 | EGTL Spares | Mtce | 14 | 14Z | SWITCH:PRESSURE,HIGH DISCHARGE | FIRE WATER PUMP | Instruments - Other & Parts : INTERRUPTOR SQUARE C CLASS 9012 GDW-6 ; Q4Z25, SERIES C 1032 | PC | 3 | 0 | 0 | NO | 2451.0763 | 395186.27 | HEMETIC | 9012 GDW-6 /Q4Z25 | MOT102727100015 | 01,10,22 | 1 | 1AXX |  |  | WS391261-03 |  |  | SERIES C 1032 |  | 2012-01-06 | 2015-09-13 | 2015-09-23
4848 | 29200000TL | 03483 | EGC041010 | P | 58019562 | 58 | EGTL Spares | Mtce | 51 | 51F | BREAKER: CIRCUIT, BATTERY | FIRE WATER PUMP | Electric Components - Circuit Protection:182-PC-001B-D/C-D | PC | 2 | 0 | 0 | NO | 281.35 | 58323.876 | HALEVENTURES | CC-1147 | MOT102727150029 | 01,10,22 | 1 | 1AXX |  |  | WS391261-01 |  |  |  |  | 2012-01-06
4849 | 29200000TL | 03483 | EGC040012 | P | 58019566 | 58 | EGTL Spares | Mtce | 51 | 51Z | TRANSDUCER:PRESSURE | FIRE WATER PUMP | Electric-Other : 182-PC-001B-D/C-D | PC | 2 | 0 | 0 | NO | 1672.925 | 317942.4161 | HALEVENTURES | TD-1107-001 | MOT102727150033 | 00 | 1 | 1AXX |  |  | WS391261-01 |  |  |  |  | 2012-01-06
4850 | 29300000TL | 03483 | EG1011FLR | P | 58019569 | 58 | EGTL Spares | Mtce | 51 | 51C | MOTOR:ELECTRIC, 173 RPM,460VAC | 19A 3PH 60HZ 5.21 HP,CS | &quot;STATOR/ROTOR ASSY, CS MODULE 5A) MOTOR STATOR/ROTOR ASSEMBLY FOR A MARK II, IQH40 460/3/60 POWER 173 RPM WD# 3000-000-08 ATEX EEXD IIB T4 LOCKED ROTORK AMPS: 70.00 RATED (FOR ISCAL METERING SKID)&quot; | AS | 2 | 0 | 1 | YES | 8000 | 9507280 | ROTORK | 5A FOR A MARK II, IQH40 |  | 01,11,19,22, | 1 | 1AXX | 2BBB | [6 empty] | 2019-11-01 |  | 2024-02-08
4851 | 29200000TL | 03483 | EGC036011 | P | 58019580 | 58 | EGTL Spares | Mtce | 56 | 56Z | LOCK: 14 IN, 316 SS | HANDWHEEL OPERATED | Fasteners / Hardware : VALVE INTERLOCKING SYSTEM | EA | 1 | 0 | 0 | NO | 1874.6121 | 291052.28 | SFC (USA) | XGL2-14(CU505S) |  | 01,22 | 1 | 1BAB |  |  | CU505S |  |  |  |  | 2012-04-04
4852 | 29200000TL | 03483 | EGC036011 | P | 58019595 | 58 | EGTL Spares | Mtce | 56 | 56Z | SCREW: SET M8 DIA, 10 MM LG, | DOG POINT, SOCKET HD, 316 SS | *OBS*Fastener-BottWa : VALVE INTERLOCKING SYSTEM | EA | 2 | 0 | 0 | NO | 4.6198 | 717.27 | SFC (USA) | SCM0810S |  | 02,21,22 | 1 | 1BAB | 1BAB |  | SA556S |  |  |  |  | 2012-04-04
4853 | 29200000TL | 03483 | EGC037033 | P | 58019596 | 58 | EGTL Spares | Mtce | 64 | 64B | CHAIN: 35MM X 25MM x 1660MM LG | FOR BUNDLE EXTRACTOR | *OBS*PwrTransEquip-O : STEEL, SUPER KID EXTRACTOR | EA | 1 | 0 | 0 | NO | 603.5289 | 93691.82 | IDROJET | RPE001IN |  | 00 | 1 | 3XAC | 3XAC | [6 empty] | 2012-04-04
4854 | 29200000TL | 03483 | EGC037026 | P | 58019597 | 58 | EGTL Spares | Mtce | 72 | 72Z | FILTER: OIL | OD 96 X H140 X 3/4X16UNFMM | *OBS*Filtration-Elem : STEEL ELEMENT, | EA | 5 | 0 | 0 | NO | 221.1819 | 66427.7029 | FLEETGUARD | LF3449 |  | 00 | 1 | 3XAC | [7 empty] | 2012-04-04 | 2019-09-27 | 2017-02-21
4855 | 29200000TL | 03483 | EGC037033 | P | 58019598 | 58 | EGTL Spares | Mtce | 72 | 72Z | FILTER: AIR | 245MM X 165MM X 85MM | *OBS*Filtration-Elem : PLASTIC RBR ELEMENT | EA | 2 | 0 | 0 | NO | 31.032 | 4817.41 | IDROJET | RPE003IN |  | 00 | 1 | 3XAC | 3XAC | [6 empty] | 2012-04-04
4856 | 29200000TL | 03483 | EGC037026 | P | 58019599 | 58 | EGTL Spares | Mtce | 72 | 72Z | FILTER: OIL 100MM X 210MM | STEEL ELEMENT | *OBS*Filtration-Elem : HYDRAULIC, | EA | 2 | 0 | 0 | NO | 31.032 | 4817.41 | IDROJET | RPE004IN |  | 00 | 1 | 3XAC | 3XAC | [6 empty] | 2012-04-04
4857 | 29200000TL | 03483 | EGC037026 | P | 58019600 | 58 | EGTL Spares | Mtce | 72 | 72Z | FILTER: FUEL STEEL ELEMENT | OD 770MM X H89 X PITCH M16 | THREAD SIZE: 3/4-16 INT. | EA | 7 | 0 | 0 | NO | 218.7189 | 66045.3443 | FLEETGUARD | RPE005IN |  | 00 | 1 | 3XAC | [7 empty] | 2012-04-04 | 2016-08-23 | 2017-02-21
4858 | 29200000TL | 03483 | EGC037026 | P | 58019601 | 58 | EGTL Spares | Mtce | 51 | 51Z | ARRESTER: FLAME 100MM X 190MM | SPARK, STEEL | Electric-Other : SUPER KID EXTRACTOR | EA | 2 | 0 | 0 | NO | 186.292 | 28919.97 | IDROJET | RPE006IN |  | 00 | 1 | 3XAC | [7 empty] | 2012-04-04
4859 | 29200000TL | 03483 | EGC037026 | P | 58019602 | 58 | EGTL Spares | Mtce | 54 | 54D | KIT: SEAL, CLAMP CYLINDER | FOR BUNDLE EXTRACTOR | *OBS*GS&P-Other : CONTAINS 100MM X 40MM RBR SEAL, | EA | 2 | 0 | 0 | NO | 186.292 | 28919.97 | IDROJET | RPE007IN |  | 00 | 1 | 3XAC | 3XAC | [6 empty] | 2012-04-04
4860 | 29200000TL | 03483 | EGC037026 | P | 58019603 | 58 | EGTL Spares | Mtce | 54 | 54D | KIT: SEAL, SLING CYLINDER | FOR BUNDLE EXTRACTOR | *OBS*GS&P-Other : CONTAINS 100MM X 40MM RBR SEAL, | EA | 2 | 0 | 0 | NO | 48.2931 | 7497.0225 | IDROJET | RPE008IN |  | 00 | 1 | 3XAC | 3XAC | [6 empty] | 2012-04-04
4861 | 29200000TL | 03483 | EGC037026 | P | 58019604 | 58 | EGTL Spares | Mtce | 54 | 54D | KIT: SEAL, WINCH CYLINDER | FOR BUNDLE EXTRACTOR | *OBS*GS&P-Other : CONTAINS 100MM X 40MM RBR SEAL, | EA | 2 | 0 | 0 | NO | 48.2931 | 7497.0225 | IDROJET | RPE009IN |  | 00 | 1 | 3XAC | 3XAC | [6 empty] | 2012-04-04
4862 | 29200000TL | 03483 | EGC003017 | P | 58019666 | 58 | EGTL Spares | Mtce | 14 | 14H | TRANSMITTER: PRESSURE | 150 IN WC INPUT | Pressure measuring and control Instruments : 4-20MA DC OUTPUT, 9-30VDC SUPPLY, 1/4 IN-18 NPT | EA | 1 | 0 | 0 | NO | 2003 | 335502.5 | ROSEMOUNT | 3051CD2A22A2AE5L4D4P2Q4 |  | 05,22 | 1 | 2CAA | [7 empty] | 2012-04-04 | 2014-09-12 | 2014-11-27
4863 | 29200000TL | 03483 | EGC003017 | P | 58019668 | 58 | EGTL Spares | Mtce | 14 | 14Z | TRANSMITTER: PRESSURE | 150 IN WC INPUT | Instruments - Other & Parts : 4-20MA DC OUTPUT, 9-30VDC SUPPLY, 1/4 IN-18 NPT | EA | 1 | 0 | 0 | NO | 921.2 | 143016.3 | ROSEMOUNT | 3051CD2A22A2AL4P2Q4 |  | 05,22 | 1 | 2CAA | [7 empty] | 2012-04-04
4864 | 29200000TL | 03483 | EGC002011 | P | 58019670 | 58 | EGTL Spares | Mtce | 14 | 14Z | TRANSMITTER: PRESSURE | 30 IN WC INPUT | Instruments - Other & Parts : 4 - 20 MA DC OUTPUT, 9 - 30 V DC SUPPLY,1/4 IN -18 NPT | EA | 1 | 0 | 0 | NO | 899.2 | 139600.8 | ROSEMOUNT | 3051CD2A22A2AL4P2 |  | 05,22 | 1 | 2CAA | [7 empty] | 2012-04-04
4865 | 29300000TL | 03483 | EGC003017 | P | 58019672 | 58 | EGTL Spares | Mtce | 14 | 14H | TRANSMITTER TYPE:PRESSURE I/P | RANGE:30 IN WC O/P | RANGE:4-20MA DC SUPPLY RATING:9-30VDC MODEL#:3051CD2A22A1AL4Q4C1P1 1/4 IN-18 NPT | EA | 2 | 0 | 1 | YES | 1590.59 | 587928.1016 | ROSEMOUNT | 3051CD2A22A1AL4Q4C1 |  | 05,22 | 1 | 2CAA | 2CAA | [6 empty] | 2019-11-01 |  | 2020-08-03
4866 | 29200000TL | 03483 | EGC002002 | P | 58019673 | 58 | EGTL Spares | Mtce | 14 | 14Z | TRANSMITTER: PRESSURE | 150 IN WC INPUT | Instruments - Other & Parts : 4-20MA DC OUTPUT, 9-30VDC SUPPLY, 1/4 IN-18 NPT | EA | 2 | 0 | 0 | NO | 1161.5 | 291626.0245 | ROSEMOUNT | 3051CD2A22A1AL4Q4 |  | 05,22 | 1 | 2CAA | [7 empty] | 2012-04-04 | 2017-10-06 | 2018-07-14
4867 | 29200000TL | 03483 | EGC003017 | P | 58019674 | 58 | EGTL Spares | Mtce | 14 | 14Z | TRANSMITTER: PRESSURE | 150 IN WC INPUT | Instruments - Other & Parts : 4 - 20 MA DC OUTPUT, 9 - 30 V DC SUPPLY, 1/4 IN - 18 NPT | EA | 1 | 0 | 0 | NO | 937.2 | 145500.3 | ROSEMOUNT | 3051CD2A22A2AL4P2Q4C1 |  | 05,22 | 1 | 2CAA | [7 empty] | 2012-04-04
4868 | 29200000TL | 03483 | EGC002002 | P | 58019675 | 58 | EGTL Spares | Mtce | 14 | 14Z | TRANSMITTER: PRESSURE | 750 IN WC INPUT | Instruments - Other & Parts : 4 - 20 MA DC OUTPUT, 9 - 30 V DC SUPPLY, 1/4 IN -18 NPT | EA | 1 | 0 | 0 | NO | 858 | 133204.5 | ROSEMOUNT | 3051CD3A22A1AC1L4Q4 |  | 05,22 | 1 | 2CAA | [7 empty] | 2012-04-04 | 2021-10-04
4869 | 29200000TL | 03483 | EGC003017 | P | 58019678 | 58 | EGTL Spares | Mtce | 14 | 14Z | TRANSMITTER: PRESSURE | 750 IN WC INPUT, | Instruments - Other & Parts : 4 - 20 MA DC OUTPUT, 9 - 30 V DC SUPPLY, 1/4 IN - 18 NPT, | EA | 1 | 0 | 0 | NO | 899.2 | 139600.8 | ROSEMOUNT | 3051CD3A22A2AL4P2 |  | 05,22 | 1 | 2CAA | [7 empty] | 2012-04-04
4870 | 29200000TL | 03483 | EGC003017 | P | 58019679 | 58 | EGTL Spares | Mtce | 14 | 14Z | TRANSMITTER: PRESSURE | 100 PSI INPUT | Instruments - Other & Parts : 4 - 20 MA DC OUTPUT, 9 -30 V DC SUPPLY, 1/4 IN -18 NPT, | EA | 1 | 0 | 0 | NO | 918.8 | 142643.7 | ROSEMOUNT | 3051CD4A22A1AL4Q4 |  | 05,22 | 1 | 2CAA | [7 empty] | 2012-04-04
4871 | 29200000TL | 03483 | EGC019007 | P | 58019718 | 58 | EGTL Spares | Mtce | 51 | 51Z | SWITCH: LIMIT,125-250VAC 10A | 30VDC 10A,SPDT,ROTARY,4NO | Electric-Other : NEMA 7/9 ENCLOSURE, 130-XX-004 (FRESH CATALYST PACKAGE) | EA | 3 | 0 | 0 | NO | 1367.6967 | 212331.0972 | GEMCO-AMETEK | 2000-120B | 641032 | 01,10,22 | 1 | 2BBB |  |  | 300162 |  |  |  |  | 2012-01-06 | 2014-04-15 | 2014-10-12
4872 | 29200000TL | 03483 | EGC015020 | P | 58019719 | 58 | EGTL Spares | Mtce | 51 | 51Z | SWITCH: LIMIT,125-250VAC 10A | 30VDC 10A,SPDT,ROTARY,4NO | Electric-Other : NEMA 7/9 ENCLOSURE, 130-XX-004 (FRESH CATALYST PACKAGE) | EA | 2 | 0 | 0 | NO | 1357.0939 | 230168.0453 | GEMCO | 2000-879 | 641118 | 01,10,22 | 1 | 2BBB |  |  | 300162 |  |  |  |  | 2012-01-06 | 2014-04-15 | 2015-02-11
4873 | 29200000TL | 03483 | EG1051021 | P | 58019767 | 58 | EGTL Spares | Mtce | 66 | 66F | SEAT:VALVE BUTTERFLY, 16 IN | 16 IN DIA,VITON | Valve - Parts & Accessories :FOR BF VALVE 551825 (FOR FRESH CATALYST PACKAGE) | EA | 7 | 0 | 0 | NO | 2946.44 | 457434.81 | SURE SEAL | 16-899-892540 |  | 01,22 | 1 | 2BBB | [7 empty] | 2013-03-07
4874 | 29200000TL | 03483 | EGC034033 | P | 58019771 | 58 | EGTL Spares | Mtce | 14 | 14Z | SWITCH:PHOTO,SOLID STATE,10-40 | VDC,30MA,1PH,DCHZ,NPN/PNP | Instruments - Other & Parts : BRACKET MOUNT, 2M CABLE, NPN/PNP, (FRESH CATALYST PACKAGE) | EA | 1 | 0 | 0 | NO | 209.25 | 32486.0625 | ALLEN BRADLEY | #42GRRF-9000 | 641025 | 01,10,22 | 1 | 2BBB |  |  | 300180 |  |  |  |  | 2012-01-06
4875 | 29200000TL | 03483 | EG1053023 | P | 58019783 | 58 | EGTL Spares | Mtce | 51 | 51Z | RESISTOR:WIREWOUND,40.0 OHM | 15000W, SCREW LUGS | Electric-Other : VFD, DYNAMIC BRAKING (FRESH CATALYST PACKAGE) | EA | 1 | 0 | 0 | NO | 2169.8 | 336861.45 | POWEROHM | #PF40R10K20 | 641076 | 00 | 1 | 2BBB |  |  | 300181 |  |  |  |  | 2012-01-06
4876 | 29200000TL | 03483 | EG1058005 | S | 58019785 | 58 | EGTL Spares | Mtce | 51 | 51Z | DRIVE: AC MOTOR,15 HP,480 VAC | INPUT,480 VAC OUTPUT, 22A | Electric-Other : OUTPUT, NEMA 1 ENCLOSURE, POWERFLEX 700, (FRESH CATALYST PACKAGE) | EA | 1 | 0 | 0 | NO | 5703.75 | 885507.19 | ALLEN BRADLEY | 20BD022A3AYNAEC1, | 641101 | 01,22 | 1 | 2BBB |  |  | 300181 |  |  |  |  | 2012-01-06
4877 | 29200000TL | 03483 | EG1060016 | P | 58019786 | 58 | EGTL Spares | Mtce | 51 | 51Z | DRIVE: AC MOTOR,7.5 HP,480VAC | INPUT,480 VAC OUTPUT, 11A | Electric-Other : OUTPUT, NEMA 1 ENCLOSURE, POWERFLEX 700, (FRESH CATALYST PACKAGE) | EA | 1 | 0 | 0 | NO | 2167 | 660393.25 | ALLEN BRADLEY | 20BD011A3AYNAEC1 | 641100 | 01,22 | 1 | 2BBB |  |  | 300181 |  |  |  |  | 2012-01-06 | 2016-05-29 | 2016-07-20
4878 | 29200000TL | 03483 | EGC034033 | P | 58019799 | 58 | EGTL Spares | Mtce | 14 | 14Z | SWITCH:PROXIMITY,SPDT,48 VDC/ | 120 VAC,0.416/.25A,1PH,50/60HZ | Instruments - Other & Parts : 1NO, BRACKET MOUNT, SOLDO BOLT SWITCH, 120 IN LONG, CLASS I, DIV II, (FRESH CATALYST PACKAGE) | EA | 1 | 0 | 0 | NO | 405.85 | 63008.2125 | CONTROL LINK | BLT210NL120 | 641437 | 01,10,22 | 1 | 2BBB |  |  | 300181 |  |  |  |  | 2012-01-06
4879 | 29200000TL | 03483 | EGC034016 | P | 58019800 | 58 | EGTL Spares | Mtce | 51 | 51Z | SWITCH:ACTUATOR,4P,48 VDC/ | 120 VAC,0.416/.25A,1PH,50/60HZ | Electric-Other : 4NO, BRACKET MOUNT, SOLDO ROTARY SWITCH BOX, CLASS I & II, DIV I & II, NEMA 4, 4X, 7 & 9, RED AND GREEN 3D VISUAL POSITION INDICATOR, (FRESH CATALYST PACKAGE) | EA | 1 | 0 | 0 | NO | 329.4 | 51139.35 | CONTROL LINK | #XAB104200E | 641148 | 01,10,22 | 1 | 2BBB |  |  | 300180 |  |  |  |  | 2012-01-06
4880 | 29200000TL | 03483 | EGC034016 | P | 58019801 | 58 | EGTL Spares | Mtce | 51 | 51Z | SWITCH:ACTUATOR,2P,48 VDC/ | 120 VAC,0.416/.25A,1PH,50/60HZ | Electric-Other : 2NO, BRACKET MOUNT, SWITCH, ACTUATOR, SOLDO #L2F10230, LOW PROFILE, ALUMINUM HOUSING, FLT POSITION INDICATOR, 2 EA PROX SPDT, CIRCUIT BOARD STRIP, BLACK/POLYESTER COATED, 2 EA (FRESH CATALYST PACKAGE) | EA | 1 | 0 | 0 | NO | 468.45 | 72726.8625 | CONTROL LINK | L2F10230 | 641149 | 01,10,22 | 1 | 2BBB |  |  | 300180 |  |  |  |  | 2012-01-06
4881 | 29200000TL | 03483 | EGC035012 | P | 58019804 | 58 | EGTL Spares | Mtce | 51 | 51Z | SWITCH:PRESSURE,FRESH CATALYST | PACKAGE,250 VAC 10A,1/2 IN NPT | Electric-Other : BOTTOM, 0-200M BAR RANGE, 2P, EP ENCLOSURE, SWITCH, PRESSURE, ADJ SETPOINT, 0-200M BAR, EXPLOSION PROOF, 1/2 IN NPT, SS WETTED PARTS, ADJ DEADBAND, HAZ AREA 1,2,21,22, EEX D | EA | 1 | 0 | 0 | NO | 2892.85 | 449114.9625 | BOURDON HAENNI | RPPA-AE6-152 | 552889 | 01,10,22 | 1 | 2BBB |  |  | 300180 |  |  |  |  | 2012-01-06
4882 | 29300000TL | 03483 | EG1008018 | P | 58019808 | 58 | EGTL Spares | Mtce | 51 | 51Z | RELAY:FRESH CATALYST PACKAGE | 14AMP @ 120VAC,3NO-1NC | Electric-Other : FIXED CONTACT, 4 PST, 24 VDC COIL,S CREW TERMINAL ,DIN RAIL OR PANEL MOUNT, IEC 68-2 ENCLOSURE | EA | 1 | 0 | 1 | YES | 350.1 | 132862.95 | ALLEN BRADLEY | 700-CF310EJ | 553544 | 01,10,22 | 1 | 2BBB |  |  | 300181 |  |  |  |  | 2019-11-01 |  | 2020-11-13
4883 | 29200000TL | 03483 | EG1026002 | P | 58019811 | 58 | EGTL Spares | Mtce | 51 | 51Z | SWITCH:LIMIT,120/250VAC,250VDC | 10A,SPDT,ROTARY,4 CAM,4NO | Electric-Other : NEMA 7 ENCLOSURE, 130-XX-005 (FRESH CATALYST PACKAGE) | EA | 2 | 0 | 0 | NO | 1321.3723 | 205131.9913 | GEMCO | #2000-120B | 641032 | 01,10,22 | 1 | 2BBB |  |  | 300180 |  |  |  |  | 2012-01-06 | 2014-04-15 | 2014-06-09
4884 | 29200000TL | 03483 | EG1026007 | P | 58019816 | 58 | EGTL Spares | Mtce | 51 | 51C | CONTACTOR: MOTOR,MAGNETIC | NON-REVERSING,NEMA SZ 3 | Electric Components - Motor / Generator :600 VAC LINE, 120 VAC COIL, 90A, 3 POLE, OPEN ENCLOSURE (FRESH CATALYST PACKAGE) | EA | 1 | 0 | 0 | NO | 1677.08 | 260366.67 | ALLEN BRADLEY | #500F-DOD930 | 641081 | 01,10,22 | 1 | 2BBB |  |  | 300181 |  |  |  |  | 2012-01-06 | 2014-01-27
4885 | 29200000TL | 03483 | EG1020002 | P | 58019822 | 58 | EGTL Spares | Mtce | 14 | 14Z | SWITCH: LIMIT,125/250VAC 10A | SPDT,ROTARY,4 CAM,1NO-1NC | Instruments - Other & Parts : NEMA 7,9 ENCLOSURE, 130-XX-005 (FRESH CATALYST PACKAGE) | EA | 1 | 0 | 0 | NO | 1030.34 | 159939.911 | GEMCO | # 2000-879 | 641157 | 01,10,22 | 1 | 2BBB |  |  | 300180 |  |  |  |  | 2012-01-06 | 2013-09-16 | 2014-01-15
4886 | 29200000TL | 03483 | EG1026001 | P | 58019826 | 58 | EGTL Spares | Mtce | 51 | 51Z | LIGHT:ALARM,120VAC 50/69HZ,25W | RED, FRESH CATALYST PACKAGE | Electric-Other : 50/60HZ, 225X ELECTRARAY® HAZARDOUS LOCATION ROTATING WARNING LIGHT, TYPE 4X, IP66 ENCLOSURE | EA | 5 | 0 | 0 | NO | 743.5 | 115428.38 | FEDERAL SIGNAL | #225X-120R | 641020 | 01,10,22 | 1 | 2BBB |  |  | 300180 |  |  |  |  | 2012-01-06
4887 | 29200000TL | 03483 | EGC034016 | P | 58019858 | 58 | EGTL Spares | Mtce | 11 | 11Z | CONTROLLER: PROGRAMMABLE LOGIC | 16 CAPACITY,10 INPUT,6 OUTPUT | Computer Hardware - Peripherals : MICROLOGIX 1100, 120/240VAC, (FRESH CATALYST PACKAGE) | EA | 1 | 0 | 0 | NO | 1233.23 | 191458.9575 | ALLEN BRADLEY | #1763-L16BWA | 570363 | 01,11,22 | 1 | 2BBB |  |  | 300180 |  |  |  |  | 2012-01-06
4888 | 29200000TL | 03483 | EG1002013 | P | 58019870 | 58 | EGTL Spares | Mtce | 14 | 14Z | GAUGE: PRESSURE, 0-5000 PSI | RANGE,2.5 IN DIAL,1/4 IN MPT | *OBS*Gage&Parts-Pres : SS CASE, 316 SS TUBE, 316 SS, BOTTOM, STEM MOUNT, NON FILLED (FRESH CATALYST PACKAGE) | EA | 1 | 0 | 0 | NO | 143.18 | 22228.695 | JHF | 25-400-5000-PSI/BAR | 641445 | 05,22 | 1 | 2BBB | 2BBB |  | 300170 |  |  |  |  | 2012-01-06
4889 | 29300000TL | 03483 | EG5009021 | P | 58019888 | 58 | EGTL Spares | Mtce | 66 | 66F | REGULATOR: PRESSURE,NITROGEN | 2.5 - 4.5 PSI INLET, 0.207 BAR | Valve - Parts & Accessories :OUTLET, 2 IN RF FLG, CS BODY, 130-PCV-0217, PRESSURE REDUCING VALVE, (FRESH CATALYST PACKAGE)FISHER 2" FSEZR-2WF3/TRV/F/AY4 | EA | 2 | 1 | 2 | YES | 2863 | 478264.15 | FISHER EMERSON | FSEZR-2WF3/TRV/F/AY4 |  | 01,10,22 | 1 | 2BBB |  |  | 620286 |  |  |  |  | 2019-11-01
4890 | 29200000TL | 03483 | EG3001FLR | S | 58019893 | 58 | EGTL Spares | Mtce | 51 | 51C | MOTOR: ELECTRIC AC,7.5 HP | 1800 RPM,460VAC,3PH,60HZ,9 FLA | Electric Components - Motor / Generator :DUTY MASTER XEX IEEE-45 / ABS, IDETIFICATION NUMBER 7425955-001 L001 AK, FRAME 324T, RPM 1175, TYPE P, DESIGN B, HP 40, VOLTS 460, HZ 60, PHASE 3, CODE G, AMPS 47.7, S.F 1.15, AMB 40°C, INSUL CLASS F, ENCL TEFC, DU | EA | 1 | 0 | 0 | NO | 9671.3588 | 1900422 | RELIANCE | 7425955-001 | 641027 | 01,011,19,22, | 1 | 2BBB |  |  | SPARE PARTS MANUAL |  |  | DUTY MASTER XEX IEEE-45 / |  | 2012-01-06 | 2014-03-25 | 2014-10-03
4891 | 29200000TL | 03483 | EGC034033 | P | 58019895 | 58 | EGTL Spares | Mtce | 51 | 51Z | ARM:OT LIMIT SWITCH,13 IN LG | SS, FRESH CATALYST PACKAGE | Electric-Other : 130-XX-007 | EA | 2 | 0 | 0 | NO | 27.78 | 4312.85 | HONEYWELL | LSZ-52C | 553164 | 01,22 | 1 | 2BBB |  |  | 300180 |  |  |  |  | 2012-01-06
4892 | 29200000TL | 03483 | EGC034033 | P | 58019899 | 58 | EGTL Spares | Mtce | 87 | 87B | SPRING: COMPRESSION,0.105 IN | WIRE X 0.75 IN OD,2.19 IN LG | *OBS*Machinery-Misc- : SS, FRESH CATALYST PACKAGE | EA | 4 | 0 | 0 | NO | 16.7 | 2592.675 | CENTURY | #S-1583 | 551884 | 01,22 | 1 | 2BBB | 2BBB |  | 620121 |  |  |  |  | 2012-01-06
4893 | 29200000TL | 03483 | EGC034033 | P | 58019900 | 58 | EGTL Spares | Mtce | 87 | 87B | SPROCKET:13 TEETH,3 BORE,SGL | ROW,1-1/2 IN PITCH,6.99 IN OD | *OBS*Machinery-Misc- : 6.296 IN ROOT DIA, STL, STD KEY & SET SCREW (FRESH CATALYST PACKAGE) | EA | 1 | 0 | 0 | NO | 447.65 | 69497.6625 | IBT | #120B13 | 552840 | 22 | 1 | 2BBB | 2BBB |  | 610035 |  |  |  |  | 2012-01-06
4894 | 29200000TL | 03483 | EG1052012 | P | 58019909 | 58 | EGTL Spares | Mtce | 87 | 87B | MOTOR:BRAKE,0.75 HP,1800 RPM | 460V,143TC FOOT | Engines - Parts : EP (FRESH CATALYST PACKAGE) | EA | 1 | 0 | 0 | NO | 6764.1564 | 1050000 | RELIANCE | # 90PL032007 17 REV. 2 | 641124 | 01,011,19,22, | 1 | 2BBB |  |  | 610035 |  |  |  |  | 2012-01-06 | 2013-09-13 | 2014-04-24
4895 | 29200000TL | 03483 | EGC034034 | P | 58019910 | 58 | EGTL Spares | Mtce | 65 | 65A | FOLLOWER:CAM,1-1/2 IN,CS | FRESH CATALYST PACKAGE | *OBS*Tools - Other : STUD TYPE | EA | 4 | 1 | 3 | NO | 93.75 | 14554.6875 | OSBORNE | OSBORNE # PCR-1-1/2 | 640651 | 22 | 1 | 2BBB | 2BBB |  | 620143 |  |  |  |  | 2012-01-06
4896 | 29200000TL | 03483 | EGC035007 | P | 58019911 | 58 | EGTL Spares | Mtce | 51 | 51Z | CARRIER:CABLE,79.64 IN LG | FRESH CATALYST PACKAGE | Electric-Other : | EA | 1 | 0 | 0 | NO | 155 | 24063.75 | GORTRAC | #KS1-13 X 79.64 | 553465 | 22 | 1 | 2BBB | [7 empty] | 2012-01-06
4897 | 29200000TL | 03483 | EGC034033 | P | 58019914 | 58 | EGTL Spares | Mtce | 65 | 65A | FOLLOWER:CAM,3 IN DIA,CS | FRESH CATALYST PACKAGE | *OBS*Tools - Other : YOLK STYLE | EA | 2 | 0 | 0 | NO | 142.73 | 22158.83 | OSBORNE | #PLRY-3 | 552893 | 22 | 1 | 2BBB | 2BBB |  | 620117 |  |  |  |  | 2012-01-06
4898 | 29200000TL | 03483 | EGC034032 | P | 58019915 | 58 | EGTL Spares | Mtce | 87 | 87B | COUPLING:SHAFT,FLEXIBLE,1/2 IN | BORE,1.102 IN OD,1.102 IN LG | *OBS*Machinery-Misc- : ALUM (FRESH CATALYST PACKAGE) | EA | 2 | 0 | 0 | NO | 96 | 14904 | LOVEJOY |  | 641138 | 01,22 | 1 | 2BBB | 2BBB | [6 empty] | 2012-01-06
4899 | 29200000TL | 03483 | EGC036007 | P | 58019917 | 58 | EGTL Spares | Mtce | 51 | 51Z | CARRIER:CABLE,81.22 IN LG | FRESH CATALYST PACKAGE | Electric-Other : CARRIER:CABLE,81.22 IN LG (FRESH CATALYST PACKAGE) | EA | 1 | 0 | 0 | NO | 512.5 | 79565.63 | GORTRAC | #KL2-18 X 81.22&QUOT; | 640871 | 22 | 1 | 2BBB | [7 empty] | 2012-01-06
4900 | 29200000TL | 03483 | EGC034033 | P | 58019918 | 58 | EGTL Spares | Mtce | 87 | 87B | MOUNT:VIBRATION,1.88 IN DIA X | 1.94 IN LG, NEOPRENE | *OBS*Machinery-Misc- : 630 LB MAX LOAD (FRESH CATALYST PACKAGE) | EA | 4 | 1 | 3 | NO | 18.75 | 2910.94 | MCMASTER-CARR | # 6309K37 | 640896 | 22 | 1 | 2BBB | 2BBB |  | 620144 |  |  |  |  | 2012-01-06
4901 | 29200000TL | 03483 | EGC034030 | P | 58019926 | 58 | EGTL Spares | Mtce | 50 | 50Z | BEARING: FLANGE BLOCK,BALL | 4 IN ID,SQ,CAST STL HSG,4 BOLT | Bearings & Accessories - All :7/8 IN BOLT DIA, 9-15/32 IN BLOCK, 2-1/2 IN THK, STD SERIES, SET SCREW (FRESH CATALYST PACKAGE)top swivel bearing for catalist lifting machine columns. | EA | 2 | 0 | 0 | NO | 2595.81 | 467966.7137 | DODGE | 48067 | 641948 | 01,21,22 | 1 | 2BBB | [7 empty] | 2012-01-06 | 2014-08-15 | 2014-11-05
4902 | 29200000TL | 03483 | EGC034032 | P | 58019927 | 58 | EGTL Spares | Mtce | 87 | 87B | COUPLING: SHAFT,FLEXIBLE | 1/2 IN X 3/8 IN BORE | *OBS*Machinery-Misc- : 1.102 IN OD, 1.102 IN LG, ALUM (FRESH CATALYST PACKAGE) | EA | 1 | 0 | 0 | NO | 96 | 14904 | LOVEJOY | ES112 | 641985 | 01,22 | 1 | 2BBB | 2BBB | [6 empty] | 2012-01-06
4903 | 29200000TL | 03483 | EG1002013 | P | 58019936 | 58 | EGTL Spares | Mtce | 87 | 87B | COUPLING: SHAFT | FRESH CATALYST PACKAGE | *OBS*Machinery-Misc- : COUPLING,SHAFT:FLEXIBLE,3/8 IN BORE,1.102 IN OD,1.102 IN LG,ALUM | EA | 1 | 0 | 0 | NO | 88.8 | 13786.2 | LOVEJOY |  | 641143 | 01,22 | 1 | 2BBB | 2BBB | [6 empty] | 2012-01-06
4904 | 29200000TL | 03483 | EG3003012 | P | 58019942 | 58 | EGTL Spares | Mtce | 51 | 51A | MOTOR: ELECTRIC AC,15 HP,1765 | RPM,460VAC,3PH,60HZ,17.3AMP | Electric Motors - Complete Units Only : FRAME:256 TC,T.CODE T3C,SER F:1.15,CODE :H ,DES:B,CLASS F,NEMA NOM EFF:92.4%,P.F:84%,RATING:40C AMB -CONT,BEARING -DE 6309,ODE 6208,ENCL :TEFC,SN:Z100604159612455, 256TC FOOTLESS FRAME, EP ENCLOSURE, 1-5/8 IN SHAFT, | EA | 1 | 0 | 0 | NO | 20425 | 4013512.5 | BALDOR RELIANCE | 09J254Z606G1 | 641125 | 01,011,19,22, | 1 | 2BBB |  |  | 610036 |  |  | Z100604159612455 |  | 2012-01-06 | 2013-09-13 | 2014-08-02
4905 | 29200000TL | 03483 | EG3003012 | P | 58019943 | 58 | EGTL Spares | Mtce | 51 | 51A | MOTOR: ELECTRIC AC,5 HP,1760 | RPM,460VAC,3PH,60HZ,6.5AMP | Electric Motors - Complete Units Only : FRAME:213TC,MAG CUR:3,F.L AMP:6.5, MAX:2700, CLASS :F,SER F:1.00,DES:B,SL HZ:1.3,NEMA NOM EFF :90.2,RATING:40C AMB-CONT,BEARING DE:6307,ODE:6206,INV TYPE :PWM,CHP:60 TO 90HZ,T3C T.CODE,CT:6 TO 60HZ,VT:6 TO 60HZ,ENCL | EA | 1 | 0 | 0 | NO | 11685 | 2296102.5 | BALDOR RELIANCE | 07L274W645G1 | 641128 | 01,011,19,22, | 1 | 2BBB |  |  | 610036 |  |  |  |  | 2012-01-06 | 2013-09-13 | 2014-08-02
4906 | 29200000TL | 03483 | EG1002013 | P | 58019952 | 58 | EGTL Spares | Mtce | 87 | 87B | COUPLING: SHAFT, FLEXIBLE | 1/2 IN BORE,1.102 IN OD | *OBS*Machinery-Misc- : 1.102 IN LG, ALUM (FRESH CATALYST PACKAGE) | EA | 1 | 0 | 0 | NO | 88.8 | 13786.2 | LOVEJOY | 685144-56650 | 641138 | 01,22 | 1 | 2BBB | 2BBB | [6 empty] | 2012-01-06
4907 | 29300000TL | 03483 | EG3005FLR | P | 58019999 | 58 | EGTL Spares | Mtce | 51 | 51D | WIRE: ELECTRICAL, 600V | 12 TRIAD, 16 AWG, CU, 7 STR | FLAME RETARDENT PVC, PVC JACKET COVER, BLACK, 12TR, TR=TRIAD, 12 GROUPS OF 3 WIRES (NOTE: 1 REEL = 500 METERS) | RE | 1 | 0 | 1 | YES | 22357.06 | 9158793.1996 | OKONITE | 261-65-4412 |  | 01,10,22 | 1 | 3CBC | [7 empty] | 2019-11-01 |  | 2021-06-24
4908 | 29300000TL | 03483 | EG3005FLR | P | 58020002 | 58 | EGTL Spares | Mtce | 51 | 51D | WIRE: ELECTRICAL | 20 PAIR, 16 AWG, CU, SOL, 300V | Electric Components - Wire / Cable : FLAME RETARDENT PVC, PVC JACKET COVER, BLACK | MT | 200 | 140 | 200 | YES | 56.5 | 86685.125 | OKONITE CABLE | 561-60-3424 |  | 01,10,22 | 1 | 3CBC | [7 empty] | 2019-11-01 |  | 2025-05-06
4909 | 29200000TL | 03483 | EG1051060 | P | 58020008 | 58 | EGTL Spares | Mtce | 51 | 51D | WIRE: ELECTRICAL | 12, 14 AWG, CU, STR, 600V | Electric Components - Wire / Cable : ETHYLENE-PROPYLENE RUBBER, PVC JACKET COVER, BLACK | MT | 200 | 0 | 0 | NO | 7.4909 | 1162.82 | OKONITE | 202-10-3212 |  | 01,10,22 | 1 | 3CBC | [7 empty] | 2012-01-07
4910 | 292000TLDE | 03483 | EG3001071 | P | 58020042 | 58 | EGTL Spares | Mtce | 63 | 63Z | JOINT: EXPANSION | GIMBAL | Plumbing - Hardware and Fittings :SPECIALTY ITEMS, ITEM NO SP-083-031A & 031B, REFERENCE MGN PO PI086 AND IDRO SAPIENS DWG NO P 35643, *FABRICATED ITEM FROM VENDOR DRAWING* | EA | 2 | 0 | 0 | NO | 0 | 0 | IDRO SAPIENS | SP-083-031A & 031B |  | 01 | 1 | 3CAC |  |  | 35643 |  |  |  |  | 2025-10-20 |  |  | 2 | 2
4911 | 29200000TL | 03483 | EG1026012 | P | 58020227 | 58 | EGTL Spares | Mtce | 87 | 87B | BLADE: FAN, MOTOR | WAX FILTRATION PACKAGE | *OBS*Machinery-Misc- : 215TC FR, 1800RPM, 145-XX-004A/B-M, EGTL1-SLF-MEC-PDS-3450475 | EA | 1 | 0 | 0 | NO | 166.0032 | 25772 | GE MOTORS | 159C6700G01 | 159C6700G01 | 01,22 | 1 | 3CAC | 3CAC |  | DB-450474 |  |  |  |  | 2012-01-06
4912 | 29200000TL | 03483 | EG1011005 | P | 58020235 | 58 | EGTL Spares | Mtce | 87 | 87B | BLADE: FAN, MOTOR | WAX FILTRATION PACKAGE | *OBS*Machinery-Misc- : 444TSD, 3600RPM, 145-PC-003A/B-M, EGTL1-SLF-MEC-DS-450481 | EA | 1 | 0 | 0 | NO | 756 | 117369 | GE MOTORS | 149C4293AA1 | 149C4293AA1 | 01,22 | 1 | 3CAC | 3CAC |  | DB-450480 |  |  |  |  | 2012-01-06
4913 | 292000TLDE | 03483 | EG7005014 | P | 58020236 | 58 | EGTL Spares | Mtce | 51 | 51C | MOTOR:WAX FILTRATION PACKAGE | 125 HP,3600 RPM,460V/3PH/60 HZ | Electric Components - Motor / Generator :444TSD, SPARE, RTD 235A3027WN,GE MOTORS PART NUMBER CHANGE FROM 5KS444CS1011PM TO 5KS444CAG121 | EA | 2 | 0 | 0 | YES | 26776.2752 | 4157016.72 | GE MOTORS | 5KS444CAG121 | 5KS444CAG121 | 01,011,19,22, | 1 | 3CAC |  |  | DB-450480 |  |  | 5KS444CAG121 |  | 2014-03-24 |  |  | 1 | 1
4914 | 29200000TL | 03483 | EG1005021 | P | 58020237 | 58 | EGTL Spares | Mtce | 87 | 87B | BLADE: FAN, MOTOR | WAX FILTRATION PACKAGE | *OBS*Machinery-Misc- : 182TC, 1800RPM, 145-XA-005-M, 145-XA-006-M, EGTL1-SLF-MEC-DS-450471 | EA | 10 | 0 | 0 | NO | 166.0032 | 25772 | GE MOTORS | 346L620APG02 | 346L620APG02 | 01,22 | 1 | 3CAC | 3CAC |  | DB-450470 |  |  |  |  | 2012-01-06
4915 | 29200000TL | 03483 | EG1026012 | P | 58020241 | 58 | EGTL Spares | Mtce | 87 | 87B | BLADE: FAN, MOTOR | WAX FILTRATION PACKAGE | *OBS*Machinery-Misc- : 215TC, 1800RPM, 145-XX-015-M, EGTL1-SLF-MEC-DS-450487 | EA | 1 | 0 | 0 | NO | 60 | 9315 | GE MOTORS | 159C6700G01 | 159C6700G01 | 01,22 | 1 | 3CAC | 3CAC |  | DB-450486 |  |  |  |  | 2012-01-06
4916 | 29200000TL | 03483 | EG1026012 | P | 58020245 | 58 | EGTL Spares | Mtce | 87 | 87B | BLADE: FAN, MOTOR | WAX FILTRATION PACKAGE | *OBS*Machinery-Misc- : 215TC, 1800RPM, 145-XX-004A/B-M, EGTL1-SLF-MEC-PDS-450475 | EA | 1 | 0 | 0 | NO | 166.0032 | 25772 | GE MOTORS | 159C6700G01 | 159C6700G01 | 01,22 | 1 | 3CAC | 3CAC |  | DB-450474 |  |  |  |  | 2012-01-06
4917 | 29200000TL | 03483 | EG1009002 | P | 58020257 | 58 | EGTL Spares | Mtce | 87 | 87B | BLADE: FAN, MOTOR | WAX FILTRATION PACKAGE | *OBS*Machinery-Misc- : 256TC, 1800RPM, 145-XX-002A/B-M | EA | 1 | 0 | 0 | NO | 112.9984 | 17543 | GE MOTORS | 159C6700G02 | 159C6700G22 | 01,22 | 1 | 3CAC | 3CAC |  | DB-450482 |  |  |  |  | 2012-01-06
4918 | 29200000TL | 03483 | EG3001090 | P | 58020258 | 58 | EGTL Spares | Mtce | 51 | 51C | MOTOR:WAX FILTRATION PACKAGE | 20 HP,1800 RPM,460V/3PH/60 HZ | Electric Components - Motor / Generator :256TC, SPARE, 145-XX-002A/B-M | EA | 1 | 0 | 0 | NO | 14378.18 | 2848316.4675 | GE MOTORS | 5KS256CAA229 | 5KS256CAA229 | 01,011,19,22, | 1 | 3CAC |  |  | DB-450482 |  |  |  |  | 2012-01-06 | 2014-10-01 | 2014-11-20
4919 | 29200000TL | 03483 | EG1010006 | P | 58020261 | 58 | EGTL Spares | Mtce | 87 | 87B | BLADE | FAN | *OBS*Machinery-Misc- : MOTOR, 215TC, 1800RPM, | EA | 1 | 0 | 0 | NO | 112.9984 | 17543 | GE MOTORS | 159C6700G21 |  | 01,22 | 1 | 3CAC | 3CAC |  | DB-450484 |  |  |  |  | 2012-04-04
4920 | 29200000TL | 03483 | EG1050016 | P | 58020269 | 58 | EGTL Spares | Mtce | 66 | 66A | VALVE: BALL 3 IN, 50BAR | STAINLESS STEEL, COMPLETE | Valve-Ball : ARGUS VALVE MODEL FK 96M, SERIE 76M, VALVE SN: 763437 3, PART NUMBER FK76M/3"/3FB/300RF/FK-L MATERIAL: 4B4BDFD552 SS/SS-SS-SS/HF, FULL BORE, ANSI 300#, RF CONNECTION, REFERENCE VALVE: 763437 BALL VALVE TYPE FK-76 DN80 ANSI 300, TRUNNION DESIG | EA | 5 | 2 | 5 | NO | 4197.5 | 824808.75 | ARGUS | FK76 |  | 02,22 | 1 | 2BBA |  |  | 3D3222 |  |  |  |  | 2012-04-04 | 2015-10-20 | 2015-11-01
4921 | 29200000TL | 03483 | EG1051030 | P | 58020270 | 58 | EGTL Spares | Mtce | 66 | 66A | VALVE: BALL 4 IN, 50BAR | STAINLESS STEEL, COMPLETE | Valve-Ball : Valve SN: 7634384?, full bore, ANSI 300#, RF connection, Reference valve: 763438Ball valve type Fk-76M DN100 ANSI 300, trunnion designFace to Face Dimensions: 304.8 mmTemperature range : -10?C to 250?CBody: ASTM A351 Gr. CF8MBall: ASTM A351 | EA | 5 | 0 | 0 | NO | 8862.0197 | 1541950.6875 | ARGUS | FK76 | FK76-L/4" | 02,22 | 1 | 2BBA |  |  | 3D3222 |  |  |  |  | 2012-04-04 | 2015-11-17 | 2015-05-07
4922 | 29200000TL | 03483 | EG1016015 | P | 58020278 | 58 | EGTL Spares | Mtce | 51 | 51Z | MODULE: POWER SUPPLY | 100-120VAC INPUT, 24VDC OUTPUT | FOR FIELD CONTROL AND NODE UNIT; FOR CENTUM CS3000 (VNET /IP), STANDARD TYPE, WITH ISA STANDARD G3 OPTION, FOR FIELD CONTROL AND NODE UNIT; (FOR DCS) | EA | 12 | 0 | 0 | NO | 465.5448 | 72252.5549 | YOKOGAWA | CSL//PW481-11 |  | 01,22 | 1 | 2AAC | 1CCC | [6 empty] | 2012-12-16
4923 | 29200000TL | 03483 | EG1057012 | P | 58020281 | 58 | EGTL Spares | Mtce | 10 | 10D | SWITCH:NETWORK,100 TO 240 VAC, | 0.5 TO .25AA,1PH,50 TO 60HZ | TELECOM EQUIPMENT : STACK MOUNT, CISCO CATALYST 20 ETHERNET 10/100/1000 PORTS, 4 OF WHICH ARE DUAL PURPOSE, (DCS) | EA | 2 | 0 | 0 | NO | 2545.4753 | 395057.76 | CISCO | C2960G-24TC-L |  | 01,10,22 | 1 | 2AAC |  |  | ETSW05221-1-001-1 |  |  |  |  | 2012-12-16
4924 | 29200000TL | 03483 | EG1008012 | P | 58020294 | 58 | EGTL Spares | Mtce | 76 | 76Z | KIT:MINOR REPAIR LUBE OIL PUMP | FOR LUBE OIL CONSOLE | Pumps-Other : CONTAINS (1) BALL BEARING, (1) RETAINING RING, (1) SEAL, (1) BREAK DOWN BUSHING, (1) INLET COVER O-RING, (1) INBOARD COVER O-RING, 150-PX-002A/B, DF5 089 A01, (RECYCLE COMPRESSOR) | KI | 3 | 1 | 2 | NO | 2972.9133 | 670993.7589 | DRESSER RAND | AA3G/NH |  | 01,22 | 1 | 1AXX | 1CCC |  | AA3G/NH |  |  |  |  | 2012-01-06 |  | 2019-07-16
4925 | 29200000TL | 03483 | EG1025012 | P | 58020295 | 58 | EGTL Spares | Mtce | 76 | 76Z | COUPLING: SHAFT,FLEXIBLE | METALLIC DISCTYPE TSK,SST | Pumps-Other : &quot;LUBE OIL PUMP, DF5 089 A01, 150-CC-001 (RECYCLE COMPRESSOR)&quot; | EA | 1 | 0 | 0 | NO | 1739.5471 | 270064.69 | DRESSER RAND | TSK | TSK | 01,22 | 1 | 1AXX |  |  | AA3G/NH |  |  |  |  | 2012-01-06
4926 | 29200000TL | 03483 | EG1024001 | P | 58020297 | 58 | EGTL Spares | Mtce | 74 | 74Z | BRUSH: ELECTRICAL,MOTOR DE | SHAFT, RECYCLE COMPRESSOR | *OBS*Machinery-Misc- : &quot;EGTL1-DRC-MEC-GA-500005 PART NOT SPECIFICALLY SHOWN 150-CC-001&quot; | EA | 6 | 0 | 0 | NO | 22180.3267 | 4345026.92 | DRESSER RAND | R011 | R011 | 01,22 | 1 | 1AXX |  |  | EGTL1-DRC-MEC-GA-500005 |  |  |  |  | 2012-01-06 | 2016-04-03
4927 | 29200000TL | 03483 | EG1024005 | P | 58020298 | 58 | EGTL Spares | Mtce | 14 | 14Z | PROBE:PROXIMITY VIBRATION,8MM | TIP DIA,420MM X 237MM X 201MM | Instruments - Other & Parts : CASE LG,5M CABLE LG, EGTL1-DRC-MEC-GA-500005, EGTL1-DRC-INS-WS-500002, EGTL1-DRC-MEC-GA-500005, (FOR RECYCLE COMPRESSOR) | EA | 5 | 0 | 0 | NO | 2906.1872 | 451156.5 | DRESSER RAND | R024 |  | 22 | 1 | 3CAC | [7 empty] | 2013-03-11
4928 | 29200000TL | 03483 | EG1024005 | P | 58020299 | 58 | EGTL Spares | Mtce | 50 | 50Z | BEARING:SLEEVE,SLEEVE:MOTOR DE | 90 MM ID,155 MM OD,77 MM LG | Bearings & Accessories - All :STL AISI 1040, EGTL1-DRC-MEC-GA-500005, 150-CB-001A-M/B-M/C-M, (RECYCLE COMPRESSOR) | EA | 2 | 0 | 0 | NO | 13081.3466 | 2030879.06 | DRESSER RAND | R020 | R020 | 01,21,22 | 1 | 3CAC |  |  | EGTL1-DRC-MEC-GA-500005 |  |  |  |  | 2012-01-06
4929 | 29200000TL | 03483 | EG1054022 | P | 58020302 | 58 | EGTL Spares | Mtce | 02 | 02A | KIT:FAN BLADE | RECYCLE COMPRESSOR | Heating Ventilation and Air Conditioning Equipnment & Parts : EGTL1-DRC-MEC-GA-500005 , 150-CC-001 A-M/B-M/C-M | EA | 2 | 1 | 2 | NO | 24444.7107 | 3795041.33 | DRESSER RAND | R014 | R014 | 01 | 1 | 3CAC |  |  | EGTL1-DRC-MEC-GA-500005 |  |  |  |  | 2012-01-06
4930 | 29200000TL | 03483 | EG1051015 | S | 58020303 | 58 | EGTL Spares | Mtce | 50 | 50Z | BEARING:FAN | RECYCLE COMPRESSOR | Bearings & Accessories - All :&quot;EGTL1-DRC-MEC-GA-500005 PART NOT SHOWN ON DRAWING SPECIFICALLY 150-CB-001A-M/B-M/C-M&quot; | EA | 2 | 0 | 0 | NO | 4787.3084 | 743181.75 | DRESSER RAND | R022 |  | 01,21,22 | 1 | 3CAC | [7 empty] | 2013-03-11
4931 | 29200000TL | 03483 | EG1001017 | P | 58020304 | 58 | EGTL Spares | Mtce | 14 | 14Z | PROBE:PROXIMITY VIBRATION,8 MM | TIP DIA,420MM X 237MM X 201MM | Instruments - Other & Parts : CASE LG,5M CABLE LG, EGTL1-DRC-INS-WP-500002, EGTL1-DRC-INS-WS-500002, EGTL1-DRC-INS-WP-500002, (FOR RECYCLE COMPRESSOR) | EA | 2 | 0 | 0 | NO | 3032.5132 | 470828.65 | DRESSER RAND | R023 |  | 22 | 1 | 3CAC | [7 empty] | 2013-03-30
4932 | 29200000TL | 03483 | EG1024014 | P | 58020306 | 58 | EGTL Spares | Mtce | 70 | 70Z | HEATER: SPACE, 146 MM OD X | 1600 MM LG, RECYCLE COMPRESSOR | Boilers & Associated Parts : 150-CC-0001-M | EA | 1 | 0 | 0 | NO | 299.8765 | 46555.8275 | DRESSER RAND | R015 | R015 | 22 | 1 | 3CAC |  |  | EGTL1-DRC-INS-WP-500002 |  |  |  |  | 2012-01-06
4933 | 29200000TL | 03483 | EG1023003 | P | 58020307 | 58 | EGTL Spares | Mtce | 51 | 51Z | RELAY:FUSE,POWER,100MA/10V | 3NO-3NC,AGCD0 CONTACT,3PDT | Electric-Other : &quot;24/120/240VAC COIL, SCREW TERMINAL, PANEL MOUNT, PLASTIC ENCLOSURE, 150-CC-001, AMPERAGE: 20A, VOLTAGE: PROPRIETARY &quot; | EA | 50 | 0 | 0 | NO | 428.8966 | 66586.2 | DRESSER RAND | R018 | R018 | 01,10,22 | 1 | 1AXX |  |  | EGTL1-DRC-INS-WP-500002 |  |  |  |  | 2012-01-06
4934 | 29200000TL | 03483 | EG1024015 | P | 58020309 | 58 | EGTL Spares | Mtce | 14 | 14Z | DETECTOR: RTD | RECYCLE COMPRESSOR | Instruments - Other & Parts : &quot;AIR IN/OUT RTD, ASSY, EGTL1-DRC-INS-WP-500002 150-CC-001&quot; | EA | 6 | 0 | 0 | NO | 1305.0841 | 202601.25 | DRESSER RAND | R010 |  | 22 | 1 | 3CAC | [7 empty] | 2013-03-11
4935 | 29200000TL | 03483 | EG1024005 | P | 58020311 | 58 | EGTL Spares | Mtce | 51 | 51Z | KIT:PACKAGE ITEMS,ELECTRICAL | FOR ELECTRICAL BOX PARTS | Electric-Other : CONTAINS (10)1/2 IN COMPRESSION WASHER, (4) 3/8 IN COMPRESSION WASHER, (1) SUPPORT GASKET, (1) SECONDARY SUPPORT GASKET, (5) TERMINAL, NEUTRAL BAR, (RECYCLE COMPRESSOR) | KT | 1 | 0 | 0 | NO | 1440.0383 | 223565.95 | DRESSER RAND | SA13018-D | SA13018-D | 01 |  | 1AXX |  |  | EGTL1-DRC-MEC-GA-500008 |  |  |  |  | 2012-01-06
4936 | 29200000TL | 03483 | EG1001017 | P | 58020312 | 58 | EGTL Spares | Mtce | 61 | 61Z | DISC: RUPTURE | RECYCLE COMPRESSOR | *OBS*PL Equip & Sup- : DRAWING IS SCANNED NOT CONVERTED HARD TO READ, ASSY,, EGTL1-DRC-MEC-GA-500008, NO ITEM NUMBER GIVEN | EA | 2 | 0 | 0 | NO | 6330.7895 | 982855.07 | DRESSER RAND | R016 |  | 01,22 | 1 | 3CAC |  |  | EGTL1-DRC-MEC-GA-500008 |  |  |  |  | 2012-04-04
4937 | 29200000TL | 03483 | EG1054003 | S | 58020313 | 58 | EGTL Spares | Mtce | 70 | 70Z | HEATER:ELECTRIC WITHDRAWABLE | FPFR01006/12,6 IN,15O LBS RF | Boilers & Associated Parts : ANSI, EGTL1-DRC-PIP-BM-500002, 150-H-001, CROSS REF DWG EGTL1-DRC-PIP-BM-500008 (FOR RECYCLE COMPRESSOR) | EA | 2 | 0 | 0 | NO | 8539.595 | 1325772.13 | CHROMALOX | FPFR01006/12 |  | 01,10,22 | 1 | 3CAC | [7 empty] | 2013-02-13
4938 | 292000TLDE | 03483 | EG1050011 | P | 58020318 | 58 | EGTL Spares | Mtce | 66 | 66Z | VALVE | GLOBE HPT, 4 IN | Valve-Other : ANSI CLASS 900, BWE 80, WCC STEEL BODY, WHISPER III A1 (207A), 232 DEG C, GLOBE, TAG, UV-0001 0105, CROSS REF DWG EGTL1-DRC-INS-LO-500006, EGTL1-DRC-INS-PI-500008, TAG | EA | 1 | 0 | 0 | YES | 11615.927 | 17392411.35 | DRESSER RAND | V06F-400-080205 |  | 02 |  |  | 2CBC |  | SEE ADDITIONAL INFO |  |  |  |  | 2016-03-31 |  |  | 1 | 1
4939 | 29200000TL | 03483 | EG5008011 | P | 58020319 | 58 | EGTL Spares | Mtce | 71 | 71H | BOOSTER:VOLUME, DN6 / 1/4 IN | ALUMINIUM BODY | *OBS*Compr/Parts-Oth : MOORE, TAG, UV-0001 (0105) (RECYCLE COMPRESSOR) | EA | 1 | 0 | 0 | NO | 2283.6057 | 354519.4 | DRESSER RAND | 61H | 61H | 22 | 1 | 3CAC | 3CAC |  | EGTL1-DRC-INS-BM-500009 |  |  |  |  | 2012-01-06 | 2013-06-23
4940 | 29200000TL | 03483 | EG1023003 | P | 58020320 | 58 | EGTL Spares | Mtce | 66 | 66F | VALVE:THREE-WAY SWITCHING | 167DA,125 PSIG,1/4IN & 1/2IN | Valve - Parts & Accessories :&quot;NPT, CHROME/SILICON BODY, SS, -20 TO 180 DEG F (-29 TO 82 DEG C), NITRILE SEALS, BB, 3-WAY, FISHER LOCK IN LAST, 150-CC-001 (UV-0001), (RECYCLE COMPRESSOR) &quot; | EA | 4 | 0 | 0 | NO | 1009.415 | 156703.6484 | DRESSER RAND | TYPE 167DA | TYPE 167DA | 02,22 | 1 | 3CAC |  |  | EGTL1-DRC-INS-BM-500009 |  |  |  |  | 2012-01-06 | 2014-01-27 | 2014-08-19
4941 | 29200000TL | 03483 | EG1023003 | P | 58020321 | 58 | EGTL Spares | Mtce | 66 | 66S | KIT: SPRING & SOFT GOODS | FOR ACTUATOR | Valve - Actuator & Positioner: CONTAINS SPRING, O-RINGS, BACKUP RING, TAG, UV-0001, 0105 | EA | 2 | 0 | 0 | NO | 519.45 | 118067.6775 | FISHER | R585CX00502 & 14B7136X012 |  | 01,22 | 1 | 1AXX | 1BBB |  | EGTL1-DRC-INS-BM-500009 |  |  |  |  | 2012-04-04
4942 | 29200000TL | 03483 | EG1011001 | P | 58020322 | 58 | EGTL Spares | Mtce | 66 | 66S | ACTUATOR:FISHER VALVE | ACTUATOR 585 ACT | Valve - Actuator & Positioner: 10.3 BAR (150 PSI), 31.75MM TRAVEL, SIZE 50, FISHER ACTUATOR, TAG 150-UV-0001. | EA | 1 | 0 | 0 | NO | 5290.5235 | 821353.78 | FISHER CONTROL | 585C - SIZE 50 PISTON |  | 01,10,22 | 1 | 3CAC | 1BBB |  | EGTL1-DRC-INS-BM-500009 |  |  | 585C |  | 2012-04-04 | 2014-10-10
4943 | 29200000TL | 03483 | EG1053034 | P | 58020323 | 58 | EGTL Spares | Mtce | 51 | 51C | MOTOR: ELECTRIC 4500HP 3PH | 1789 RPM RPM, 4160VAC, 60HZ | Electric Components - Motor / Generator :564, 2.35MWW, 10840 FRAME, TEAAC ENCLOSURE, 50 MM SERVICE FACTOR, 12 MM SHAFT, 4097 KG-M BRAKE, HORIZONTAL MOUNT, 996MM LG, TYPE: MV LIQUID COOLED, POWERFLEX | EA | 2 | 0 | 0 | NO | 3202.3481 | 497164.55 | DRESSER RAND | 7006757-80026-301-01R |  | 01,011,19,22, | 1 | 3CAC |  |  | 7006757-80026-301-01R |  |  |  |  | 2012-04-04
4944 | 292000TLDE | 03483 | EG3003FLR | P | 58020324 | 58 | EGTL Spares | Mtce | 51 | 51C | COOLER : COMPLETE | 1790 RPM RPM, 4160VAC, 60HZ | Electric Components - Motor / Generator :for VSD 566A,2.35MW,10840 FRAME, TEAAC ENCLOSURE, 1.0 SERVICE FACTOR, 50MM SHAFT, 4097 KG-M BRAKE, HORZ MOUNT, 996MM LG, 150-EA-001-M, TYPE: MV LIQUID COOLED, POWERFLEX VF AC DRIVERS - 7006757-K SAR Raised to chang | EA | 1 | 0 | 0 | YES | 12785.6845 | 19143877.5 | DRESSER RAND | 7006757-KDF-A4-4240-KOAT |  | 01,22 | 1 | 3CAC |  |  | 7006757-KDF-A4-4240-KOAT |  |  |  |  | 2016-03-31 |  |  | 1 | 1
4945 | 292000TLDE | 03483 | EG1053034 | P | 58020325 | 58 | EGTL Spares | Mtce | 50 | 50Z | BEARING: MOTOR DRIVE END | RECYCLE COMPRESSOR | Bearings & Accessories - All :150-EA-001-M | EA | 2 | 0 | 0 | YES | 5419.9641 | 8115258.03 | DRESSER RAND | 7006757-KDF-A4-4240-KOAT |  | 01,21,22 | 1 | 3CAC |  |  | 7006757-KDF-A4-4240-KOAT |  |  |  |  | 2016-03-31 |  |  | 2 | 1
4946 | 292000TLDE | 03483 | EG1053034 | P | 58020326 | 58 | EGTL Spares | Mtce | 50 | 50Z | BEARING: MOTOR NON DRIVE END | RECYCLE COMPRESSOR | Bearings & Accessories - All :NOT SURE OF DRAWING, 150-EA-001-M | EA | 2 | 0 | 0 | YES | 5419.9641 | 8115258.03 | DRESSER RAND | 7006757-KDF-A4-4240-KOAT |  | 01,21,22 | 1 | 3CAC |  |  | 7006757-KDF-A4-4240-KOAT |  |  |  |  | 2016-03-31 |  |  | 2 | 1
4947 | 29200000TL | 03483 | EGC002009 | P | 58020329 | 58 | EGTL Spares | Mtce | 54 | 54D | SEAL:OIL MOTOR, 90MM ID, 155MM | OD, 77MM WD, TEFLON, STL CAGE | *OBS*GS&P-Other : EGTL1-DRC-MEC-DD-500002 DRESSER-RAND R003 EA ROCKWELL AUTOATION-RELIANCE ELECTRIC R003 NDE INBOARD, (FOR RECYCLE COMPRESSOR) | EA | 1 | 0 | 0 | NO | 4343.6657 | 674267.2336 | DRESSER RAND | R003 |  | 01,10,22 | 1 |  | 2BAB | [6 empty] | 2013-08-26
4948 | 29200000TL | 03483 | EGC002009 | P | 58020330 | 58 | EGTL Spares | Mtce | 54 | 54D | SEAL:OIL MOTOR,90MM ID, 155MM | OD, 77 MM WD, TEFLON, STL CAGE | *OBS*GS&P-Other : EGTL1-DRC-MEC-DD-500002 DRESSER-RAND R004 EA ROCKWELL AUTOATION-RELIANCE ELECTRIC R004 NDE OUTBOARD (FOR RECYCLE COMPRESSOR) | EA | 1 | 0 | 0 | NO | 4158.0279 | 645450.6722 | DRESSER RAND | R004 |  | 01,10,22 | 1 |  | 2BAB | [6 empty] | 2013-08-26
4949 | 29200000TL | 03483 | EGC002009 | P | 58020331 | 58 | EGTL Spares | Mtce | 54 | 54D | SEAL:OIL MOTOR, 90MM ID, 155MM | OD, 77MM WD, TEFLON, STL CAGE | *OBS*GS&P-Other : EGTL1-DRC-MEC-DD-500002 DRESSER-RAND R005 EA ROCKWELL AUTOMATION -RELIANCE ELECTRIC R006, DE INBOARD (FOR RECYCLE COMPRESSOR) | EA | 1 | 0 | 0 | NO | 4343.6657 | 674267.2336 | DRESSER RAND | R005 |  | 01,10,22 | 1 |  | 2BAB | [6 empty] | 2013-08-26
4950 | 29200000TL | 03483 | EGC002009 | P | 58020332 | 58 | EGTL Spares | Mtce | 54 | 54D | SEAL:OIL MOTOR, 90MM ID, 155MM | OD, 77MM WD, TEFLON, STL CAGE | *OBS*GS&P-Other : EGTL1-DRC-MEC-DD-500002 DRESSER-RAND R006 EA ROCKWELL AUTOMATION-RELIANCE ELECTRIC FRAME 10840, ENCLOSURE TEAAC, DE OUTBORAD, (FOR RECYCLE COMPRESSOR) | EA | 1 | 0 | 0 | NO | 4158.0279 | 645450.6722 | DRESSER RAND | R006 |  | 01,10,22 | 1 |  | 2BAB | [6 empty] | 2013-08-26
4951 | 29200000TL | 03483 | EG1020013 | P | 58020333 | 58 | EGTL Spares | Mtce | 50 | 50Z | BEARING: SLEEVE JOURNAL MOTOR | DRIVE END, 140MM ID | Bearings & Accessories - All :&quot;EGTL1-DRC-MEC-GA-500005, SD8456 FRAME 10840 ENCLOSURE TEAAC, RENK 14-10 150-CB-001A-M, (FOR RECYCLE COMPRESSOR)&quot; | EA | 1 | 0 | 0 | NO | 14174.6821 | 2200335.901 | DRESSER RAND |  |  | 01,21,22 | 1 | [8 empty] | 2013-08-26
4952 | 29200000TL | 03483 | EG1020013 | P | 58020334 | 58 | EGTL Spares | Mtce | 50 | 50Z | BEARING: SLEEVE MOTOR NON | DRIVE END, RECYCLE COMPRESSOR | Bearings & Accessories - All :&quot;EGTL1-DRC-MEC-GA-500005 , SD8456,FRAME 10840, ENCLOSURE TEAAC 150-CB-001A-&quot; | EA | 1 | 0 | 0 | NO | 14174.6821 | 2200335.901 | DRESSER RAND |  |  | 01,21,22 | 1 | [8 empty] | 2013-08-26
4953 | 29200000TL | 03483 | EGC022020 | P | 58020335 | 58 | EGTL Spares | Mtce | 51 | 51Z | FUSE:POWER RELAY,20A | RECYCLE COMPRESSOR | Electric-Other : &quot;PART NO SPECIFICALLY SHOWN ON THIS DRAWING 150-CC-001&quot; | EA | 5 | 0 | 0 | NO | 428.8966 | 66586.2 | DRESSER RAND | R028 |  | 01,22 | 1 | [8 empty] | 2012-12-14
4954 | 29200000TL | 03483 | EGC005005 | P | 58020339 | 58 | EGTL Spares | Mtce | 66 | 66S | ACTUATOR:COMPLETE 585C ACT | 10.3 BAR / 150 PSI, 31.75MM | Valve - Actuator & Positioner: TRAVEL, 50 (FOR RECYCLE COMPRESSOR) | EA | 1 | 0 | 0 | NO | 5732.7041 | 889887.658 | DRESSER RAND | 585C |  | 01,10,22 | 1 |  | 1BBB | [6 empty] | 2013-08-26
4955 | 29200000TL | 03483 | EG3005FLR | P | 58020489 | 58 | EGTL Spares | Mtce | 28 | 28E | MONITOR:ELEVATED | ELKHART, MN 299-11EL,WITH 6 IN | Fire and Gas Control Systems : 300 LB FLG, SP-82-ELM | EA | 3 | 0 | 0 | NO | 13877.54 | 2154210.189 |  |  |  | 00 | 1 | [8 empty] | 2012-04-04
4956 | 29200000TL | 03483 | EGC034033 | P | 58020592 | 58 | EGTL Spares | Mtce | 14 | 14Z | SWITCH:PRESSURE,FRESH CATALYST | PACKAGE,250VAC 10A,1/2 IN NPT | Instruments - Other & Parts : BOTTOM, 0-10 BAR RANGE, SPDT, EP ENCLOSURE | EA | 2 | 0 | 0 | NO | 924.88 | 215726.7741 | BOURDON HAENNI | #RP2E-R06-53 | 553163 | 01,10,22 | 1 | 2BBB |  |  | 300180 |  |  |  |  | 2012-01-06 | 2016-07-13 | 2016-08-04
4957 | 29200000TL | 03483 | EG1002017 | P | 58020719 | 58 | EGTL Spares | Mtce | 54 | 54D | O-RING:FRESH CATALYST PACKAGE | 3-1/8 IN ID, 3-5/16 IN OD | *OBS*GS&P-O-Rings : 3/32 IN WD,FLUOROELASTOMER, MANUFACTURER STD | EA | 2 | 0 | 0 | NO | 30.45 | 4727.3625 | FISHER | 10B4428X012 | 10B4428X012 | 01,22 | 1 | 2BBB | 2BBB | [6 empty] | 2012-01-06
4958 | 29200000TL | 03483 | EGC007005 | P | 58020728 | 58 | EGTL Spares | Mtce | 14 | 14Z | TRANSMITTER: DIFFERENTIAL | PRESSURE, -1000 TO 1000 IN WC | Instruments - Other & Parts : DIFFERENTIAL PRESSURE TRANSMITTER, -250 TO 250 H20, HART, SST, BRACKET, FM FLAMEPROOF AND INSTRINSIC APPROVAL, MATERIAL TRACEABILITY ASSEMBLED TO 2 SIDED REMOTE SEAL SYSTEM, FLANGED FLUSH SURFACE, SST MATERIAL, ANSI 300 CLA | EA | 1 | 0 | 0 | NO | 6196.9731 | 1458354.615 | ROSEMOUNT MEASUREMENT | 3051CD3A22A1AS2B4K5Q4Q8C1 |  | 05,22 | 1 | 1AXX |  |  | EGTL1-RMT-INS-MM-009999 |  |  |  |  | 2012-01-06 | 2021-01-23 | 2018-08-09
4959 | 29200000TL | 03483 | EGC003036 | P | 58020729 | 58 | EGTL Spares | Mtce | 14 | 14Z | TRANSMITTER: DIFFERENTIAL | PRESSURE, -1000 TO 1000 IN WC | Instruments - Other & Parts : DIFFERENTIAL PRESSURE TRANSMITTER, -1000 TO 1000 H20, FF, SST, BRACKET, FM FLAMEPROOF AND INSTRINSIC APPROVAL, MATERIAL TRACEABILITY ASSEMBLED TO 2 SIDED REMOTE SEAL SYSTEM, FLANGED FLUSH SURFACE, SST MATERIAL, ANSI 300 CLA | EA | 2 | 0 | 0 | NO | 5653.4655 | 1379883.435 | ROSEMOUNT MEASUREMENT | 3051CD3F22A1AS8B4K5Q4Q8 |  | 05,22 | 1 | 1AXX |  |  | EGTL1-RMT-INS-MM-009999 |  |  |  |  | 2012-01-06 |  | 2018-08-09
4960 | 29200000TL | 03483 | EGC003011 | P | 58020730 | 58 | EGTL Spares | Mtce | 14 | 14Z | TRANSMITTER: DIFFERENTIAL | PRESSURE, -1000 TO 1000 IN WC | DIFFERENTIAL PRESSURE TRANSMITTER, -1000 TO 1000 PSI, FF, SST, BRACKET, FM FLAMEPROOF AND INSTRINSIC APPROVAL, MATERIAL TRACEABILITY 2 SIDED REMOTE SEAL SYSTEM, FLANGED FLUSH SURFACE, SST MATERIAL, ANSI 300 CLASS FLANGE ROSEMOUNT P/N: 3051CD3F22A1AS2B4K5Q | EA | 1 | 0 | 0 | NO | 6664 | 2039184 | ROSEMOUNT MEASUREMENT | 3051CD3F22A1AS2B4K5Q4Q8 |  | 05,22 | 1 | 1AXX |  |  | EGTL1-RMT-INS-MM-009999 |  |  |  |  | 2012-01-06 | 2018-06-07
4961 | 29200000TL | 03483 | EGC003036 | P | 58020734 | 58 | EGTL Spares | Mtce | 14 | 14Z | TRANSMITTER: DIFFERENTIAL | PRESSURE,-300 TO 300 PSI INPUT | Instruments - Other & Parts : 4-20MA HART OUTPUT, 10.5-55VDC SUPPLY, 250 BAR, 300 LB SS COPLANER FLUSH FLG, FF, SST, BRACKET, FM FLAMEPROOF AND INSTRINSIC APPROVAL, MATERIAL TRACEABILITY 2 SIDED REMOTE SEAL SY (FRESH CATALYST PACKAGE)Rosemount P/N: 305 | EA | 1 | 0 | 0 | NO | 5763.0642 | 1400738.56 | ROSEMOUNT MEASUREMENT | 3051CD4A22A1AS8B4K5Q4Q8/ |  | 05,22 | 1 | 1AXX |  |  | EGTL1-RMT-INS-MM-009999 |  |  |  |  | 2012-01-06 | 2024-12-04 | 2018-08-09 |  |  | -1 | 1
4962 | 29200000TL | 03483 | EG1023010 | P | 58020737 | 58 | EGTL Spares | Mtce | 54 | 54A | O-RING: DF5 089 A01 | I1063 AD | Seals : | EA | 12 | 0 | 0 | NO | 80.7588 | 12538.63 | DRESSER RAND | I1063 AD |  | 01 |  |  | 1BBB | [6 empty] | 2013-05-01
4963 | 29200000TL | 03483 | EG1023010 | P | 58020741 | 58 | EGTL Spares | Mtce | 54 | 54A | O-RING: DF5 089 A01 | I1063 VITON A70 | Seals : | EA | 4 | 0 | 0 | NO | 29.9876 | 4655.88 | DRESSER RAND | I1063 VITON A70 |  | 01 |  |  | 1BBB | [6 empty] | 2013-05-01
4964 | 29200000TL | 03483 | EG1023010 | P | 58020743 | 58 | EGTL Spares | Mtce | 54 | 54D | O-RING:37.77 MM ID,43.01 MM OD | 2.62 MM WD,VITON A90,BS128 | *OBS*GS&P-O-Rings : 150-XF-002A/B, DF5 089 A01, (RECYCLE COMPRESSOR) | EA | 6 | 0 | 0 | NO | 31.9164 | 4954.875 | DRESSER RAND | R3150 VITON A90 | R3150 VITON A90 | 01,22 | 1 | 1AXX | 1AXX |  | R3150 VITON A90 |  |  |  |  | 2012-01-06
4965 | 29200000TL | 03483 | EG1008012 | P | 58020745 | 58 | EGTL Spares | Mtce | 54 | 54D | O-RING:78.97 MM ID,86.03 MM OD | 3.53 MM WD,VITON AD,BS235 | *OBS*GS&P-O-Rings : ITEM 144, 150-XF-002A/B, DF5 089 A01, (RECYCLE COMPRESSOR) | EA | 8 | 0 | 0 | NO | 93.5067 | 14516.91 | DRESSER RAND | R 4312 VITON A90 | R 4312 VITON A90 | 01,22 | 1 | 1AXX | 1AXX |  | R 4312 VITON A90 |  |  |  |  | 2012-01-06
4966 | 29200000TL | 03483 | EG3001080 | P | 58020794 | 58 | EGTL Spares | Mtce | 66 | 66A | VALVE: BALL 4 IN | 300 LB, RF FLG, CS | Valve-Ball : ASTM A216 GR WCB (UNS J03002) BODY, 316 SS TRIM, 316 SS CR PLTD BALL, NITRONIC 50 BLOW OUT PROOF STEM, 316 SS METAL SEAT, FULL PORT, SPLIT BODY PATTERN FLOATING, BEVEL GEAR WITH HANDWHEEL OPERATED,GRAPHIC BACK UP SEAL | EA | 17 | 0 | 0 | NO | 5596.3365 | 1084736.1745 | VELAN-SECURASEAL | F12-11M02-BC2A-G |  | 02,22 |  | 2CAC | [7 empty] | 2012-01-07 | 2025-07-16 | 2014-06-30 | -3 | 1
4967 | 29200000TL | 03483 | EGC033006 | P | 58020795 | 58 | EGTL Spares | Mtce | 60 | 60B | SPOOL:CONTROL,1/2IN DIA,150 LB | AISI 1038 | Fabricated Piping :ASSY, PART# 0120065000 MROY XA XA29(35)J2P8/EN.L.78.CZ.HH3.Z (SOLENOID VALVES AND SILECER) | EA | 1 | 0 | 0 | NO | 384.5693 | 59704.38 | MILTON ROY | 0120065000 | 0120065000 | 22 | 1 | 2CAC | 1BBB |  | 1066103010 |  |  |  |  | 2012-01-06
4968 | 29200000TL | 03483 | EGC033006 | P | 58020796 | 58 | EGTL Spares | Mtce | 54 | 54D | KIT:REPAIR,VALVE | SOLENOID VALVES AND SILECER | *OBS*GS&P-O-Rings : &quot;CONTAINS NBR 70 O-RING, NBR O-RINGS, DRIVE SX, PART# 3075010021 MROY X A XA29(35)J2P8/EN.L.78.CZ.HH3.Z &quot; | EA | 1 | 0 | 0 | NO | 45.5253 | 7067.81 | MILTON ROY | 3075010021 | 3075010021 | 01 | 1 | 2CAC | 2CAC |  | 1066103010 |  |  |  |  | 2012-01-06 | 2021-01-23
4969 | 29200000TL | 03483 | EG1057006 | P | 58020797 | 58 | EGTL Spares | Mtce | 66 | 66H | VALVE:RELIEF, ASSEMBLY, LIQUID | 1/2 IN,FLG INLET, 7 BARG SET | Valve-Safety Relief : &quot;FLG OUTLET, 150 LB, 316 SS BODY, 316L SS TRIM, PRESSURE OPERATED, 11-36 DEG C, EPDM GASKET, ASSY, POLYAMIDE/SPRING STL, PART# 3075010014, MROY XA XA29(35)J2P8/EN.L.78.CZ.HH3.Z (SOLENOID VALVES AND SILECER)&quot; | EA | 1 | 0 | 0 | NO | 63.5 | 9857.73 | MILTON ROY | 3075010014 | 3075010014 | 02,22 | 1 | 2CAC | 1CCC |  | IM574-4 |  |  |  |  | 2012-01-06
4970 | 29200000TL | 03483 | EG1015004 | P | 58020798 | 58 | EGTL Spares | Mtce | 50 | 50Z | BEARING: BALL,DEEP GROOVE | RADIAL,SGL ROW,20MM ID,52MM OD | Bearings & Accessories - All :15MM WD, 6300 SERIES, 1.1MM, STL AISI E52100 CAGE, MAN PART# 4390044010 MROY XA XA29(35)J2P8/EN.L.78.CZ.HH3.Z, (SOLENOID VALVES AND SILECER) | EA | 1 | 0 | 0 | NO | 158.1407 | 24551.34 | MILTON ROY | 4390044010 | 4390044010 | 01,21,22 | 1 | 2CAC |  |  | 1066103010 |  |  |  |  | 2012-01-06
4971 | 29200000TL | 03483 | EGC033006 | P | 58020799 | 58 | EGTL Spares | Mtce | 76 | 76Z | ASSEMBLY:ROD SHAFT ASSEMBLY | SOLENOID VALVES AND SILECER | Pumps-Other : FOR MROY XA XA29(35)J2P8/EN.L.78.CZ.HH3.Z, ASTM A283 GR B/ASTM 2017, PART NO: 3050564130 MROY XA XA29(35)J2P8/EN.L.78.CZ.HH3.Z | EA | 1 | 0 | 0 | NO | 143.7643 | 22319.4 | MILTON ROY | 3050564130 | 3050564130 | 01,22 | 1 | 2CAC |  |  | 1066103010 |  |  |  |  | 2012-01-06
4972 | 29200000TL | 03483 | EG1015004 | P | 58020800 | 58 | EGTL Spares | Mtce | 50 | 50Z | BEARING: BALL,DEEP GROOVE | RADIAL,SGL ROW,20MM ID,52MM OD | Bearings & Accessories - All :15MM WD, 6300 SERIES, 1.1MM,STL AISI E52100 CAGE, PART NO: 4390008371 (OLD CODE 4380008371) MROY XA XA29(35)J2P8/EN.L.78.CZ.HH3.Z, (SOLENOID VALVES AND SILECER) | EA | 1 | 0 | 0 | NO | 78.72 | 12219.6178 | MILTON ROY | 4390008371 | 4390008371 | 01,21,22 | 1 | 2CAC |  |  | C9818716012 |  |  |  |  | 2012-01-06 | 2013-02-16 | 2013-10-24
4973 | 29200000TL | 03483 | EGC033006 | P | 58020801 | 58 | EGTL Spares | Mtce | 76 | 76Z | COUPLING:DUMPER,50MM DIA | SOLENOID VALVES AND SILECER | Pumps-Other : ADIPRENE, PART NO: 4400066001 MROY XA XA29(35)J2P8/EN.L.78.CZ.HH3.Z | EA | 1 | 0 | 0 | NO | 114.14 | 34839.3915 | MILTON ROY | 4400066001 | 4400066001 | 01,22 | 1 | 2CAC |  |  | C9818716012 |  |  |  |  | 2012-01-06 | 2018-01-02 | 2018-01-13
4974 | 29200000TL | 03483 | EGC033006 | P | 58020804 | 58 | EGTL Spares | Mtce | 76 | 76Z | PLATE:CONTOUR, 40 MM DIA | 316L SS | Pumps-Other : &quot;LIQ.END SIDE, PVDF, PART NO: 0980301078 MROY XA XA29(35)J2P8/EN.L.78.CZ.HH3.Z, EQUIPMENT: SOLENOID VALVES AND SILECER&quot; | EA | 1 | 0 | 0 | NO | 2641.6676 | 410118.9 | MILTON ROY | 980301078 | 980301078 | 22 | 1 | 2CAC |  |  | C0312608012 |  |  |  |  | 2012-01-06
4975 | 29200000TL | 03483 | EGC033006 | P | 58020805 | 58 | EGTL Spares | Mtce | 76 | 76Z | PLATE:CONTOUR ,40 MM DIA | 316L SS | Pumps-Other : &quot;OIL SIDE, PART NO: 0980285016 MROY XA XA29(35)J2P8/EN.L.78.CZ.HH3.Z, EQUIPMENT: SOLENOID VALVES AND SILECER&quot; | EA | 1 | 0 | 0 | NO | 400.1438 | 62122.32 | MILTON ROY | 980285016 | 980285016 | 22 | 1 | 2CAC |  |  | C0312608012 |  |  |  |  | 2012-01-06
4976 | 29300000TL | 03483 | EGC024020 | P | 58020807 | 58 | EGTL Spares | Mtce | 66 | 66F | VALVE:DISCHARGE VALVE | CARTRIDGE RECERAMIC/PTFE/FPM | Valve - Parts & Accessories :PUMP MODEL NUMBER:MROY XA29(35)J2P8/EN.L.78.CZ.HH3.Z, | EA | 1 | 0 | 1 | YES | 1568.78 | 642809.5718 | MILTON ROY | 1199903820F |  | 02,22 | 1 | 2CAC |  |  | C0312608012 |  |  |  |  | 2019-11-01 |  | 2021-01-29
4977 | 29200000TL | 03483 | EGC033006 | P | 58020809 | 58 | EGTL Spares | Mtce | 66 | 66P | VALVE: SOLENOID,1/4 IN PIPE | 1/4 IN ORIFICE,24VDC,316 SS | Valve - Control : &quot;BODY, 3/2-WAY UNIVERSAL, 10.7 BARG, NPTF, NC, EPOXY INCAPSULATED, NEMA 7/4X ENCLOSURE, ASSY, PVDF/CERAMIC/PTFE/FPM, PART NO: 3050869008, MROY XA XA29(35)J2P8/EN.L.78.CZ.HH3.Z, (SOLENOID VALVES AND SILECER)&quot; | EA | 1 | 0 | 0 | NO | 289.9245 | 45010.78 | MILTON ROY | 3050869008 | 3050869008 | 02,22 | 1 | 2CAC |  |  | C0312608012 |  |  |  |  | 2012-01-06
4978 | 29200000TL | 03483 | EG1004004 | P | 58020810 | 58 | EGTL Spares | Mtce | 66 | 66S | VALVE: SOLENOID,1/8 IN PIPE | 1/16 IN ORIFICE,24VDC | Valve - On/Off, solenoid, actuated :BRASS BODY,3-WAY,800 PSI,1/8 IN NPT,NC,24VDC,GENERAL PURPOSE ENCLOSURE,KIP, 2X1604-1-24VDC, METAL | EA | 2 | 0 | 0 | NO | 318.265 | 82142.3225 | IMI NORGREN | Y340062-231 ST/STL |  | 02 | 1 |  |  |  | IOM INDEX |  |  |  |  | 2012-04-04 | 2017-01-27 | 2017-03-09
4979 | 29200000TL | 03483 | EGC033006 | P | 58020811 | 58 | EGTL Spares | Mtce | 60 | 60B | SPOOL:CONTROL,1/2 IN DIA | (150 LB), AISI 1038 | Fabricated Piping :ASSY, PART NO: 0120065000 MROY XA XA29(23)J1 H8/EN.L.CZ.HH3.Z, (SOLENOID VALVES AND SILECER) | EA | 1 | 0 | 0 | NO | 384.5693 | 59704.38 | MILTON ROY | 120065000 | 120065000 | 22 | 1 | 2CAC | 1BBB |  | 1066103010 |  |  |  |  | 2012-01-06
4980 | 29300000TL | 03483 | EGC033006 | P | 58020812 | 58 | EGTL Spares | Mtce | 54 | 54A | KIT::REPAIR,VALVE | SOLENOID VALVES AND SILECER | *OBS*GS&P-O-Rings : &quot;CONTAINS NBR 70 O-RING,NBR O-RINGS, DRIVE SX, PART NO: 3075010021 MROY X A XA29(23)J1 H8/EN.L.CZ.HH3.Z&quot; | EA | 1 | 0 | 1 | YES | 48.57 | 20212.3223 | MILTON ROY | 3075010021 | 3075010021 | 01 | 1 | 2CAC | 2CAC |  | 1066103010 |  |  |  |  | 2019-11-01 |  | 2021-08-21
4981 | 29200000TL | 03483 | EG1057006 | P | 58020813 | 58 | EGTL Spares | Mtce | 66 | 66H | VALVE: RELIEF ASSEMBLY,7 BARG | SET, 1/2 IN,FLG INLET, 1/2 IN | Valve-Safety Relief : &quot;FLG OUTLET, 150 LB, 316L SS BODY, POLYAMIDE/SPRING STL/PE TRIM, PRESSURE OPERATED, 11 - 36 DEG C FOR DOSING PUMPS FOR ANTISCALANT NALCO PC191 WIT (SOLENOID VALVES AND SILECER)&quot; | EA | 1 | 0 | 0 | NO | 63.5 | 9857.73 | MILTON ROY | 3075010014 | 3075010014 | 02,22 | 1 | 2CAC | 1CCC |  | IM574-4 |  |  |  |  | 2012-01-06
4982 | 29200000TL | 03483 | EG1015004 | P | 58020814 | 58 | EGTL Spares | Mtce | 50 | 50Z | BEARING: BALL,DEEP GROOVE | RADIAL,SGL ROW,25MM ID,62MM OD | Bearings & Accessories - All :17MM WD, 6300 SERIES, 1.1 MM, STL AISI E52100 CAGE, PART NO: 4390044010 MROY XA XA29(23)J1 H8/EN.L.CZ.HH3.Z, (SOLENOID VALVES AND SILECER) | EA | 1 | 0 | 0 | NO | 158.1305 | 24551.34 | MILTON ROY | 4390044010 | 4390044010 | 01,21,22 | 1 | 2CAC |  |  | 1066103010 |  |  |  |  | 2012-01-06 | 2013-08-20
4983 | 29200000TL | 03483 | EGC033006 | P | 58020815 | 58 | EGTL Spares | Mtce | 76 | 76Z | ASSEMBLY:ROD SHAFT | SOLENOID VALVES AND SILECER | Pumps-Other : FOR MODEL MROY XA XA29(23)J1 H8/EN.L.CZ.HH3.Z, ASTM A283 GR B/ASTM 2017, PART NO: 3050564130 MROY XA XA29(23)J1 H8/EN.L.CZ.HH3.Z, (SOLENOID VALVES AND SILECER) | EA | 1 | 0 | 0 | NO | 143.7643 | 22319.4 | MILTON ROY | 3050564130 | 3050564130 | 01,22 | 1 | 2CAC |  |  | 1066103010 |  |  |  |  | 2012-01-06
4984 | 29200000TL | 03483 | EGC033006 | P | 58020816 | 58 | EGTL Spares | Mtce | 76 | 76Z | COUPLING:DUMPER,50MM DIA | ADIPRENE, | Pumps-Other : PART NO: 4400066001 MROY XA XA29(23)J1 H8/EN.L.CZ.HH3.Z, SUPP PART NO: 4400066001 MROY XA XA29(23)J1 H8/EN.L.CZ.HH3.Z, (SOLENOID VALVES AND SILECER) | EA | 1 | 0 | 0 | NO | 114.14 | 34855.3708 | MILTON ROY | 4400066001 | 4400066001 | 01,22 | 1 | 2CAC |  |  | C9818716012 |  |  |  |  | 2012-01-06 | 2018-05-21 | 2018-05-26
4985 | 29200000TL | 03483 | EG1020021 | P | 58020817 | 58 | EGTL Spares | Mtce | 50 | 50Z | BEARING: BALL,DEEP GROOVE | RADIAL,SGL ROW,20MM ID,52MM OD | Bearings & Accessories - All :15MM WD, 6300 SERIES, 1.1MM, STL AISI E52100 CAGE, PART NO: 4390008371 MROY XA XA29(23)J1 H8/EN.L.CZ.HH3.Z, (SOLENOID VALVES AND SILECER) | EA | 1 | 0 | 0 | NO | 70.6841 | 10973.7 | MILTON ROY | 4390008371 | 4390008371 | 01,21,22 | 1 | 2CAC |  |  | C9818716012 |  |  |  |  | 2012-01-06
4986 | 29300000TL | 03483 | EGC033006 | P | 58020819 | 58 | EGTL Spares | Mtce | 76 | 76Z | DIAPHRAGM:PUMP,71MM | 8 BARG,PTFE 701N | Pumps-Other : PART NO: 2980005275 MROY XA XA29(23)J1 H8/EN.L.CZ.HH3.Z, (SOLENOID VALVES AND SILECER) | EA | 2 | 1 | 2 | YES | 70.425 | 28848.5205 | MILTON ROY | 2980005275 | 2980005275 | 22 | 1 | 2CAC |  |  | C0611285102 |  |  |  |  | 2019-11-01 |  | 2021-05-15
4987 | 29200000TL | 03483 | EGC033006 | P | 58020820 | 58 | EGTL Spares | Mtce | 76 | 76Z | PLATE:CONTOUR,30MM DIA,316 SS | SOLENOID VALVES AND SILECER | Pumps-Other : &quot;PART NO: 0980287016 MROY XA XA29(23)J1 H8/EN.L.CZ.HH3.Z, &quot; | EA | 1 | 0 | 0 | NO | 400.1438 | 62122.32 | MILTON ROY | 980287016 | 980287016 | 22 | 1 | 2CAC |  |  | C0611285102 |  |  |  |  | 2012-01-06
4988 | 29200000TL | 03483 | EGC024020 | P | 58020823 | 58 | EGTL Spares | Mtce | 72 | 72C | KIT: REPAIR DISCHARGE VALVE | 316L SS/FPM | Filtration-Media : CONTAINS GASKET O-RING, SPRING VALVE SEAT PUMP MODEL: MROY XA29(23)J1 H8/EN.L.CZ.HH3.Z, | EA | 1 | 0 | 0 | NO | 63.14 | 19281.9375 | MILTON ROY | 3050901010F |  | 01,22 | 1 | 2CAC |  |  | C0611285102 |  |  |  |  | 2012-01-06 | 2018-05-21 | 2018-05-26
4989 | 29200000TL | 03483 | EGC024020 | P | 58020824 | 58 | EGTL Spares | Mtce | 72 | 72Z | KIT: REPAIR SUCTION VALVE | 316L SS/FPM | Filtration - Filters/ Other : CONTAINS O-RING GASKET SPRING SEAT PUMP MODEL:MROY XA29(23)J1 H8/EN.L.CZ.HH3.Z | EA | 1 | 0 | 0 | NO | 75.28 | 22989.8615 | MILTON ROY | 3050901110F |  | 01,22 | 1 | 2CAC |  |  | C0611285102 |  |  |  |  | 2012-01-06 | 2018-05-21 | 2018-05-26
4990 | 29200000TL | 03483 | EGC033006 | P | 58020826 | 58 | EGTL Spares | Mtce | 60 | 60B | SPOOL: CONTROL, 1/2 IN DIA | 150 LB, AISI 1038 | Fabricated Piping :ASSY, PART NO: 0120065000 MROY XA XA29(35)J2 H8/EN.L.CZ.HH3.Z, SUPP PART NO: 0120065000 MROY XA XA29(35)J2 H8/EN.L.CZ.HH3.Z, (SOLENOID VALVES AND SILECER) | EA | 1 | 0 | 0 | NO | 384.5693 | 59704.38 | MILTON ROY | 0120065000 | 0120065000 | 22 | 1 | 2CAC | 1BBB |  | 1066103010 |  |  |  |  | 2012-01-06
4991 | 29200000TL | 03483 | EGC033006 | P | 58020827 | 58 | EGTL Spares | Mtce | 54 | 54D | KIT:REPAIR,VALVE | SOLENOID VALVES AND SILECER | *OBS*GS&P-O-Rings : &quot;CONTAINS NBR 70 O-RING, NBR O-RINGS, DRIVE SX, PART NO: 3075010021 MROY XA XA29(35)J2 H8/EN.L.CZ.HH3.Z,&quot; | EA | 2 | 0 | 0 | NO | 45.5253 | 7067.81 | MILTON ROY | 3075010021 | 3075010021 | 01 | 1 | 2CAC | 2CAC |  | 1066103010 |  |  |  |  | 2012-01-06
4992 | 29200000TL | 03483 | EG1057006 | P | 58020828 | 58 | EGTL Spares | Mtce | 66 | 66H | VALVE: RELIEF,SAFETY,7 BARG | SET,1/2 IN,FLG INLET,1/2 IN | Valve-Safety Relief : "FLG OUTLET, 150 LB, 316L SS BODY, 316L SS TRIM, PILOT OPERATED, 130 DEG F, ASSY, POLYAMIDE/SPRING STL, PART NO: 3075010014, MROY XA XA29(35)J2 H8/EN.L.CZ.HH3.Z, (SOLENOID VALVES AND SILECER)" | EA | 1 | 0 | 0 | NO | 63.5 | 9857.73 | MILTON ROY | 3075010014 | 3075010014 | 02,22 | 1 | 2CAC | 1CCC |  | IM574-4 |  |  |  |  | 2012-01-06
4993 | 29200000TL | 03483 | EG1020021 | P | 58020829 | 58 | EGTL Spares | Mtce | 50 | 50Z | BEARING: BALL,DEEP GROOVE | RADIAL,SGL ROW,25MM ID,62MM OD | Bearings & Accessories - All :17MM WD, 6300 SERIES, 1.1MM, STL AISI E52100 CAGE, PART NO: 4390044010 MROY XA XA29(35)J2 H8/EN.L.CZ.HH3.Z, (SOLENOID VALVES AND SILECER) | EA | 1 | 0 | 0 | NO | 158.1407 | 24551.34 | MILTON ROY | 4390044010 | 4390044010 | 01,21,22 | 1 | 2CAC |  |  | 1066103010 |  |  |  |  | 2012-01-06
4994 | 29200000TL | 03483 | EGC033006 | P | 58020830 | 58 | EGTL Spares | Mtce | 76 | 76Z | ASSEMBLY:ROD SHAFT | SOLENOID VALVES AND SILECER | Pumps-Other : FOR MROY XA XA29(35)J2 H8/EN.L.CZ.HH3.Z,ASTM A283 GR B/ASTM 2017, PART NO: 3050564130 MROY XA XA29(35)J2 H8/EN.L.CZ.HH3.Z, | EA | 1 | 0 | 0 | NO | 143.7643 | 22319.4 | MILTON ROY | 3050564130 | 3050564130 | 01,22 | 1 | 2CAC |  |  | 1066103010 |  |  |  |  | 2012-01-06
4995 | 29200000TL | 03483 | EGC033006 | P | 58020831 | 58 | EGTL Spares | Mtce | 76 | 76Z | COUPLING:DUMPER,DX50 | ADIPRENE | Pumps-Other : PART NO: 4400066001 MROY XA XA29(35)J2 H8/EN.L.CZ.HH3.Z, (SOLENOID VALVES AND SILECER) | EA | 1 | 0 | 0 | NO | 121.42 | 20283.7122 | MILTON ROY | 4400066001 | 4400066001 | 01,22 | 1 | 2CAC |  |  | C9818716012 |  |  |  |  | 2012-01-06 | 2014-10-04 | 2014-10-20
4996 | 29200000TL | 03483 | EG1020021 | P | 58020832 | 58 | EGTL Spares | Mtce | 50 | 50Z | BEARING: BALL,RADIAL,SGL ROW | 25MM ID,62MM OD,12MM WD | Bearings & Accessories - All :&quot;MEDIUM SERIES, OPEN, C0, STL AISI E52100 CAGE, BEARING 6005 FOR DOSING PUM, CODE REF. 4390008371(N) MODEL MROY XA XA29(35)J2 H8/EN.L.CZ.HH3.Z TAG. REF.: 171-PX-062 A/B (SOLENOID VALVES AND SILECER) &quot; | EA | 2 | 0 | 0 | NO | 273.3033 | 53704.105 | MILTON ROY | 4390008371(N) | 4390008371(N) | 01,21,22 | 1 | 2CAC |  |  | C9818716012 |  |  |  |  | 2012-01-06 | 2021-02-20 | 2015-05-17
4997 | 29200000TL | 03483 | EGC033006 | P | 58020833 | 58 | EGTL Spares | Mtce | 66 | 66F | SPRING:SPRING INOX | 1.25MM X 8MM X 33MM,316 SS | Valve - Parts & Accessories :&quot;SPRING INOX, MFR. PART NO: 0800126016 MROY XA XA29(35)J2 H8/EN.L.CZ.HH3.Z, ATTENTION: IT IS A SPRING, NOT A VALVE, SPRING (SOLENOID VALVES AND SILECER)&quot; | EA | 1 | 0 | 0 | NO | 25.1587 | 3905.89 | MILTON ROY | 0800126016 | 0800126016 | 01,22 | 1 | 2CAC |  |  | C0611285102 |  |  |  |  | 2012-01-06
4998 | 29200000TL | 03483 | EGC033006 | P | 58020834 | 58 | EGTL Spares | Mtce | 76 | 76Z | DIAPHRAGM:PUMP,71MM | 8 BARG,PTFE/NBR | Pumps-Other : PART NO: 2980005175 MROY XA XA29(35)J2 H8/EN.L.CZ.HH3.Z, (SOLENOID VALVES AND SILECER) | EA | 2 | 0 | 0 | NO | 136.576 | 21203.43 | MILTON ROY | 2980005175 | 2980005175 | 22 | 1 | 2CAC |  |  | C0611285102 |  |  |  |  | 2012-01-06
4999 | 29200000TL | 03483 | EGC033006 | P | 58020835 | 58 | EGTL Spares | Mtce | 76 | 76Z | PLATE:CONTOUR,30MM DIA,316L SS | SOLENOID VALVES AND SILECER | Pumps-Other : &quot;OIL SIDE, PART NO: 0980285016 MROY XA XA29(35)J2 H8/EN.L.CZ.HH3.Z, EQUIPMENT: SOLENOID VALVES AND SILECER,&quot; | EA | 1 | 0 | 0 | NO | 400.1438 | 62122.32 | MILTON ROY | 0980285016 | 0980285016 | 22 | 1 | 2CAC |  |  | C0611285102 |  |  |  |  | 2012-01-06
5000 | 29200000TL | 03483 | EG1018004 | P | 58020836 | 58 | EGTL Spares | Mtce | 76 | 76Z | CARTRIDGE:SUCTION ASSEMBLY | ALLOY C276/316L SS/FPM/PTFE | Pumps-Other : PART NO: 3050576033 MROY XA XA29(35)J2 H8/EN.L.CZ.HH3.Z, (SOLENOID VALVES AND SILECER) | AS | 1 | 0 | 0 | NO | 417.97 | 64885.6628 | MILTON ROY | 3050576033N | 3050576033N | 01,22 | 1 | 2CAC |  |  | C0611285102 |  |  |  |  | 2012-01-06 | 2013-07-07 | 2014-03-04
5001 | 29200000TL | 03483 | EG1018004 | P | 58020838 | 58 | EGTL Spares | Mtce | 72 | 72C | KIT:REPAIR,DISCHARGE VALVE | SOLENOID VALVES AND SILECER | Filtration-Media : CONTAINS DISC, SPRING WASHER, SPRING, GASKET, 316L SS/FPM, PART NO: 3050901010 MROY XA XA29(35)J2 H8/EN.L.CZ.HH3.Z | EA | 1 | 0 | 0 | NO | 60.35 | 9368.734 | MILTON ROY | 3050901010F | 3050901010F | 01,22 | 1 | 2CAC |  |  | C0611285102 |  |  |  |  | 2012-01-06 | 2013-07-07 | 2014-03-04
5002 | 29200000TL | 03483 | EG1018004 | P | 58020839 | 58 | EGTL Spares | Mtce | 72 | 72C | KIT:REPAIR,SUCTION VALVE | SOLENOID VALVES AND SILECER | Filtration-Media : CONTAINS DISC, SPRING WASHER, SPRING, GASKET, AISI 316L SS/FPM, PART NO: 3050901110 MROY XA XA29(35)J2 H8/EN.L.CZ.HH3.Z | KI | 1 | 0 | 0 | NO | 73.76 | 11450.5024 | MILTON ROY | 3050901110 | 3050901110 | 01,22 | 1 | 2CAC |  |  | C0611285102 |  |  |  |  | 2012-01-06 | 2013-07-07 | 2014-03-04
5003 | 29200000TL | 03483 | EGC033006 | P | 58020841 | 58 | EGTL Spares | Mtce | 60 | 60B | SPOOL:CONTROL, 1/2 IN DIA | 150 LB, AISI 1038 | Fabricated Piping :ASSY, PART NO: 0120065000 MROY XA XA112(134)J1H8/EN.L.CZ.HD.HH3.Z, (SOLENOID VALVES AND SILECER) | EA | 1 | 0 | 0 | NO | 384.5693 | 59704.38 | MILTON ROY | 0120065000 | 0120065000 | 22 | 1 | 2CAC | 1BBB |  | 1066103010 |  |  |  |  | 2012-01-06
5004 | 29200000TL | 03483 | EGC033006 | P | 58020842 | 58 | EGTL Spares | Mtce | 54 | 54D | KIT:REPAIR,VALVE | SOLENOID VALVES AND SILECER | *OBS*GS&P-O-Rings : &quot;CONTAINS NBR 70 O-RING, NBR O-RINGS, DRIVE SX, PART NO: 3075010021 MROY XA XA112(134)J1H8/EN.L.CZ.HD.HH3.Z, &quot; | EA | 2 | 0 | 0 | NO | 45.5253 | 7067.81 | MILTON ROY | 3075010021 | 3075010021 | 01 | 1 | 2CAC | 2CAC |  | 1066103010 |  |  |  |  | 2012-01-06
5005 | 29200000TL | 03483 | EG1020021 | P | 58020844 | 58 | EGTL Spares | Mtce | 50 | 50Z | BEARING: BALL,DEEP GROOVE | RADIAL,SGL ROW,30MM ID,62MM OD | Bearings & Accessories - All :16MM WD, 6200 SERIES, 1MM, STL AISI E52100 CAGE, PART NO: 4390044010 MROY XA XA112(134)J1H8/EN.L.CZ.HD.HH3.Z, (SOLENOID VALVES AND SILECER ) | EA | 1 | 0 | 0 | NO | 158.1407 | 24551.34 | MILTON ROY | 4390044010 | 4390044010 | 01,21,22 | 1 | 2CAC |  |  | 1066103010 |  |  |  |  | 2012-01-06
5006 | 29200000TL | 03483 | EGC033006 | P | 58020845 | 58 | EGTL Spares | Mtce | 76 | 76Z | ASSEMBLY:ROD SHAFT | SOLENOID VALVES AND SILECER | Pumps-Other : FOR MROY XA XA112(134)J1 H8/EN.L.CZ.HD.HH3.Z,ASTM A283 GR B/ASTM 2017, PART NO: 3050564130 MROY XA XA112(134)J1H8/EN.L.CZ.HD.HH3.Z, | EA | 1 | 0 | 0 | NO | 143.7643 | 22319.4 | MILTON ROY | 3050564130 | 3050564130 | 01,22 | 1 | 2CAC |  |  | 1066103010 |  |  |  |  | 2012-01-06
5007 | 29200000TL | 03483 | EGC033006 | P | 58020846 | 58 | EGTL Spares | Mtce | 76 | 76Z | COUPLING:DUMPER,DX50 | ADIPRENE | Pumps-Other : PART NO: 4400066001 MROY XA XA112(134)J1H8/EN.L.CZ.HD.HH3.Z, (SOLENOID VALVES AND SILECER) | EA | 1 | 0 | 0 | NO | 121.42 | 20283.7122 | MILTON ROY | 4400066001 | 4400066001 | 01,22 | 1 | 2CAC |  |  | C9818716012 |  |  |  |  | 2012-01-06 | 2014-10-04 | 2014-10-20
5008 | 29200000TL | 03483 | EG1020021 | P | 58020847 | 58 | EGTL Spares | Mtce | 50 | 50Z | BEARING: BALL,DEEP GROOVE | RADIAL,SGL ROW,25MM ID,52MM OD | Bearings & Accessories - All :15MM WD,6200 SERIES,1MM,STL AISI E52100 CAGE, PART NO: 4390008371 MROY XA XA112(134)J1H8/EN.L.CZ.HD.HH3.Z, (SOLENOID VALVES AND SILECER) | EA | 1 | 0 | 0 | NO | 70.6841 | 10973.7 | MILTON ROY | 4390008371 | 4390008371 | 01,21,22 | 1 | 2CAC |  |  | C9818716012 |  |  |  |  | 2012-01-06
5009 | 29200000TL | 03483 | EGC033006 | P | 58020848 | 58 | EGTL Spares | Mtce | 66 | 66F | SPRING:SPRING INOX | 1.25MM X 8MM X 33MM,316 SS | Valve - Parts & Accessories :PART NO: 0800133026 MROY XA XA112(134)J1H8/EN.L.CZ.HD.HH3.Z, ATTENTION: IT IS A SPRING, NOT A VALVE (SOLENOID VALVES AND SILECER) | EA | 1 | 0 | 0 | NO | 50.3175 | 7811.79 | MILTON ROY | 0800133026 | 0800133026 | 01,22 | 1 | 2CAC |  |  | C0611285102 |  |  |  |  | 2012-01-06
5010 | 29200000TL | 03483 | EGC033006 | P | 58020849 | 58 | EGTL Spares | Mtce | 76 | 76Z | DIAPHRAGM:PUMP | 145, 8 BARG, PTFE 701N | Pumps-Other : PART NO: 2980005275 MROY XA XA112(134)J1H8/EN.L.CZ.HD.HH3.Z, (SOLENOID VALVES AND SILECER) | EA | 3 | 1 | 3 | NO | 71.6907 | 11129.446 | MILTON ROY | 2980005275 | 2980005275 | 22 | 1 | 2CAC |  |  | C0611285102 |  |  |  |  | 2012-01-06 |  | 2013-10-24
5011 | 29200000TL | 03483 | EGC033006 | P | 58020850 | 58 | EGTL Spares | Mtce | 76 | 76Z | PLATE:CONTOUR,30MM DIA,316L SS | SOLENOID VALVES AND SILECER | Pumps-Other : &quot;PART NO: 0980287016 MROY XA XA112(134)J1H8/EN.L.CZ.HD.HH3.Z, EQUIPMENT: SOLENOID VALVES AND SILECER&quot; | EA | 1 | 0 | 0 | NO | 400.1438 | 62122.32 | MILTON ROY | 0980287016 | 0980287016 | 22 | 1 | 2CAC |  |  | C0611285102 |  |  |  |  | 2012-01-06
5012 | 29200000TL | 03483 | EGC020015 | P | 58020851 | 58 | EGTL Spares | Mtce | 76 | 76Z | CARTRIDGE:SUCTION ASSEMBLY | 1/2 IN DIA,ALLOY C276/ FPM/ | Pumps-Other : PTFE/316L SS/AISI 904, PART NO: C0616170/02/50 MROY XA XA112(134)J1H8/EN.L.CZ.HD.HH3.Z, (SOLENOID VALVES AND SILECER) | AS | 1 | 0 | 0 | NO | 599.02 | 92998.1991 | MILTON ROY | 3050576036N | 3050576036N | 01,22 | 1 | 2CAC |  |  | C0611285102 |  |  |  |  | 2012-01-06 | 2013-07-07 | 2014-01-20
5013 | 29200000TL | 03483 | EG1018004 | P | 58020853 | 58 | EGTL Spares | Mtce | 72 | 72C | KIT:REPAIR,DISCHARGE VALVE | SOLENOID VALVES AND SILECER | Filtration-Media : CONTAINS SPRING WASHER, SPRING, DISC,GASKET, ALLOY C276/FPM, PART NO: 3050901020 MROY XA XA112(134)J1H8/EN.L.CZ.HD.HH3.Z | EA | 1 | 0 | 0 | NO | 60.35 | 9368.734 | MILTON ROY | 3050901020F | 3050901020 | 01,22 | 1 | 2CAC |  |  | C0611285102 |  |  |  |  | 2012-01-06 | 2013-07-07 | 2014-03-04
5014 | 29200000TL | 03483 | EG1018004 | P | 58020854 | 58 | EGTL Spares | Mtce | 72 | 72C | KIT:REPAIR,SUCTION VALVE | SOLENOID VALVES AND SILECER | Filtration-Media : CONTAINS SPRING, SPRING WASHER, GASKET, DISC,ALLOY C276/FPM, PART NO: 3050901120 MROY XA XA112(134)J1H8/EN.L.CZ.HD.HH3.Z | EA | 1 | 0 | 0 | NO | 295.1 | 45811.324 | MILTON ROY | 3050901120 | 3050901120 | 01,22 | 1 | 2CAC |  |  | C0611285102 |  |  |  |  | 2012-01-06 | 2013-07-07 | 2014-03-04
5015 | 29200000TL | 03483 | EGC033018 | P | 58020856 | 58 | EGTL Spares | Mtce | 54 | 54A | KIT:MECHANICAL SEAL | FOR SULPHURIC DOSING PUMP | Seals : CONTAINS PAPER/AISI 302 SS/CI.02/, STL/NBR 70/FPM SPRING, DWG# 1065814110 1065814100 C9818716012 1065814300, PART NO: 3074210006 MAX ROY A 105 (INOX) RA144(173)J5H2,5/RL.CZ. (SOLENOID VALVES AND SILECER) | EA | 2 | 0 | 0 | NO | 94.6448 | 14693.6 | MILTON ROY | 3074210006 | 3074210006 | 01 | 1 | 2CAC | 1BBB |  | 1065814110 1065814100 C98 |  |  |  |  | 2012-01-06
5016 | 29200000TL | 03483 | EG1020021 | P | 58020857 | 58 | EGTL Spares | Mtce | 50 | 50Z | BEARING: BALL,DEEP GROOVE | RADIAL,SGL ROW,30MM ID,62MM OD | Bearings & Accessories - All :16MM WD, 6200 SERIES, 1MM, STL AISI E52100 CAGE, PART NO: 4390044010 MAX ROY A 105 INOX) RA144(173)J5H2,5/RL.CZ.HS.VV3.Z, (SOLENOID VALVES AND SILECER) | EA | 1 | 0 | 0 | NO | 158.1407 | 24551.34 | MILTON ROY | 4390044010 | 4390044010 | 01,21,22 | 1 | 2CAC |  |  | IM574-4 |  |  |  |  | 2012-01-06
5017 | 29200000TL | 03483 | EGC033006 | P | 58020858 | 58 | EGTL Spares | Mtce | 66 | 66F | SPRING: VALVE,1/2 IN X 1/2 IN | 1.25MM X 8MM X 33MM,SPRING STL | Valve - Parts & Accessories :&quot;GRAY, RELIEF VALVE, DWG# 1065814110, 1065814100, 9818716012, 1065814300, PART NO: 0800112006, MAX ROY A 105 (INOX) RA144(173)J5H2,5/RL.CZ.HS.VV3.Z, (SOLENOID VALVES AND SILECER)&quot; | EA | 1 | 0 | 0 | NO | 35.9411 | 5579.85 | MILTON ROY | 0800112006 | 0800112006 | 01,22 | 1 | 2CAC |  |  | 1065814110, 1065814100, 9 |  |  |  |  | 2012-01-06
5018 | 29200000TL | 03483 | EG1020021 | P | 58020859 | 58 | EGTL Spares | Mtce | 50 | 50Z | BEARING: BALL,DEEP GROOVE | RADIAL,SGL ROW,25MM ID,52MM OD | Bearings & Accessories - All :15MM WD, 6200 SERIES, 1MM,S TL AISI E52100 CAGE, DWG#1065814110 1065814100, C9818716012, 1065814300, PART NO: 4390008371 MAX ROY A 105 (INOX) RA144(173)J5H2,5/RL.CZ.H (SOLENOID VALVES AND SILECER) | EA | 1 | 0 | 0 | NO | 70.6841 | 10973.7 | MILTON ROY | 4390008371 | 4390008371 | 01,21,22 | 1 | 2CAC |  |  | 1065814300 |  |  |  |  | 2012-01-06
5019 | 29200000TL | 03483 | EGC033006 | P | 58020860 | 58 | EGTL Spares | Mtce | 76 | 76Z | COUPLING:DUMPER,50MM DIA | ADIPRENE | Pumps-Other : DWG# 1065814110, 1065814100, C9818716012, 1065814300, PART NO: 4400066001 MAX ROY A 105 (INOX) RA144(173)J5H2,5/RL.CZ.HS.VV3.Z, (SOLENOID VALVES AND SILECER) | EA | 1 | 0 | 0 | NO | 114.14 | 34976.1591 | MILTON ROY | 4400066001 | 4400066001 | 01,22 | 1 | 2CAC |  |  | 1065814110, 1065814100, C |  |  |  |  | 2012-01-06 | 2019-02-17 | 2019-02-21
5020 | 29200000TL | 03483 | EGC033006 | P | 58020861 | 58 | EGTL Spares | Mtce | 76 | 76Z | DIAPHRAGM:PUMP,145 | 0 - 150 PSI, PTFE/NBR | Pumps-Other : PART NO: 0980252099 MAX ROY A 105 (INOX) RA144(173)J5H2,5/RL.CZ.HS.VV3.Z, (SOLENOID VALVES AND SILECER) | EA | 1 | 0 | 0 | NO | 740.3858 | 114944.89 | MILTON ROY | 0980252099 | 0980252099 | 22 | 1 | 2CAC |  |  | 1065802500 |  |  |  |  | 2012-01-06
5021 | 29200000TL | 03483 | EGC033006 | P | 58020862 | 58 | EGTL Spares | Mtce | 76 | 76Z | DIAPHRAGM:PUMP, 145 MM | 0-150 PSI, PTFE 701N | Pumps-Other : PART NO: 0980272075 MAX ROY A 105 (INOX0 RA144(173)J5H2,5/RL.CZ.HS.VV3.Z, (SOLENOID VALVES AND SILECER) | EA | 1 | 0 | 0 | NO | 491.1945 | 76257.94 | MILTON ROY | 0980272075 | 0980272075 | 22 | 1 | 2CAC |  |  | 1065802500 |  |  |  |  | 2012-01-06
5022 | 29200000TL | 03483 | EGC020015 | P | 58020863 | 58 | EGTL Spares | Mtce | 66 | 66O | VALVE: CHECK,150 LB,SW,HAST C | BODY,904L SS TRIM,FULL PORT | Valve - Check : HORIZONTAL SWING,210 DEG C,PTFE GASKET,BB,STRAIGHT, 10MM BALL ORIFICE X 1/4 IN VENT PORT, ASSY, AISI 316L/AISI 904L/ PTFE/ALLOY C276, MAN PART NO: 3050587010, MAX ROY A 105 (I (SOLENOID VALVES AND SILECER) | AS | 2 | 0 | 0 | NO | 673.5131 | 104563.0907 | MILTON ROY | 3050587010 | 3050587010 | 02,21,22 | 1 | 2CAC |  |  | 1065696000 |  |  |  |  | 2012-01-06 | 2019-02-17 | 2014-01-21
5023 | 29200000TL | 03483 | EG1018004 | P | 58020865 | 58 | EGTL Spares | Mtce | 54 | 54A | KIT:SEAL,SULPHURIC DOSING PUMP | SOLENOID VALVES AND SILECER | Gaskets : CONTAINS PTFE GASKET, O-RING, PART NO: 3050919010 MAX ROY A 105 (INOX) RA144(173)J5H2,5/RL.CZ.HS.VV3.Z, | EA | 20 | 0 | 0 | NO | 67.41 | 10871.6128 | MILTON ROY | 3050919010 | 3050919010 | 01 | 1 | 2CAC |  |  | 1065696000 |  |  |  |  | 2012-01-06 | 2013-07-07 | 2014-03-07
5024 | 29200000TL | 03483 | EGC033018 | P | 58020866 | 58 | EGTL Spares | Mtce | 54 | 54A | KIT:MECHANICAL SEAL | FOR CAUSTIC SODA DOSING PUMP | Seals : CONTAINS PAPER/AISI 302 SS/CI.02/, STL/NBR 70/FPM SPRING, DWG# 1065814220, 1065814200, C0311000072, 1065814300, PART NO: 3074210008 MAX ROY B 145 (INOX) RB144(173)K7H2,5/RL. (SOLENOID VALVES AND SILECER) | EA | 2 | 0 | 0 | NO | 94.6448 | 14693.6 | MILTON ROY | 3074210008 | 3074210008 | 01 | 1 | 2CAC | 1BBB |  | 1065814220, 1065814200, C |  |  |  |  | 2012-01-06
5025 | 29200000TL | 03483 | EG1020021 | P | 58020867 | 58 | EGTL Spares | Mtce | 50 | 50Z | BEARING: BALL,DEEP GROOVE | SGL ROW,25 MM ID,52 MM OD | Bearings & Accessories - All :15 MM WD, 6200 SERIES, RADIAL, 1.0 MM, STL AISI E52100 CAGE, 171-PX-065 A/B-M, NON-DRIVE END, MATERIAL: AISI E52100, (SOLENOID VALVES AND SILECER) | EA | 1 | 0 | 0 | NO | 166.5269 | 25853.3 | MILTON ROY | 4390008371 | 4390008371 | 01,21,22 | 1 | 2CAC |  |  | IM574-4 |  |  |  |  | 2012-01-06
5026 | 29200000TL | 03483 | EGC033006 | P | 58020868 | 58 | EGTL Spares | Mtce | 66 | 66F | SPRING: VALVE,1 IN X 1 IN | 1.25MM X 8MM X 45MM,SPRING STL | Valve - Parts & Accessories :&quot;GRAY, RELIEF VALVE, DWG# 1065814220, 1065814200 , C0311000072 , 1065814300, MAN PART NO: 0800112006 MAX ROY B 145 (INOX) RB144(173)K7H2,5/RL.CZ.VV3.Z, (SOLENOID VALVES AND SILECER)&quot; | EA | 1 | 0 | 0 | NO | 35.9411 | 5579.85 | MILTON ROY | 0800112006 | 0800112006 | 01,22 | 1 | 2CAC |  |  | 1065814220, 1065814200, C |  |  |  |  | 2012-01-06
5027 | 29200000TL | 03483 | EG1020021 | P | 58020869 | 58 | EGTL Spares | Mtce | 50 | 50Z | BEARING: BALL,DEEP GROOVE | RADIAL,SGL ROW,30MM ID,62MM OD | Bearings & Accessories - All :16MM WD, 6200 SERIES, 1MM, STL AISI E52100 CAGE, DWG# 1065814220, 1065814200, C0311000072, 1065814300, PART NO: 4390008291 (OLD CODE 4390008371) MAX ROY B 145 (INOX) RB (SOLENOID VALVES AND SILECER) | EA | 1 | 0 | 0 | NO | 70.6841 | 10973.7 | MILTON ROY | 4390008291 | 4390008291 | 01,21,22 | 1 | 2CAC |  |  | 1065814220, 1065814200, C |  |  |  |  | 2012-01-06
5028 | 29200000TL | 03483 | EGC033006 | P | 58020870 | 58 | EGTL Spares | Mtce | 76 | 76Z | COUPLING:DUMPER,DX50 | ADIPRENE | Pumps-Other : DWG# 1065814220 1065814200 C0311000072 1065814300, PART NO: 4400066001 MAX ROY B 145 (INOX) RB144(173)K7H2,5/RL.CZ.VV3.Z, (SOLENOID VALVES AND SILECER) | EA | 1 | 0 | 0 | NO | 109.0212 | 16925.54 | MILTON ROY | 4390008291 | 4390008291 | 01,22 | 1 | 2CAC |  |  | 1065814220 1065814200 C03 |  |  |  |  | 2012-01-06
5029 | 29200000TL | 03483 | EGC033018 | P | 58020871 | 58 | EGTL Spares | Mtce | 76 | 76Z | DIAPHRAGM:PUMP,145MM,2 BARG | PTFE/NBR | Pumps-Other : PART NO: 0980241399 MAX ROY B 145 (INOX) RB144(173)K7H2,5/RL.CZ.VV3.Z, (SOLENOID VALVES AND SILECER) | EA | 1 | 0 | 0 | NO | 709.5936 | 110171.51 | MILTON ROY | 0980241399 | 0980241399 | 22 | 1 | 2CAC |  |  | 16005802500 |  |  |  |  | 2012-01-06
5030 | 29200000TL | 03483 | EGC033006 | P | 58020872 | 58 | EGTL Spares | Mtce | 76 | 76Z | DIAPHRAGM:PUMP,145MM,2 BARG | PTFE 701N | Pumps-Other : PART NO: 0980272075 MAX ROY B 145 (INOX) RB144(173)K7H2,5/RL.CZ.VV3.Z, (SOLENOID VALVES AND SILECER) | EA | 1 | 0 | 0 | NO | 503.1748 | 78117.89 | MILTON ROY | 0980272075 | 0980272075 | 22 | 1 | 2CAC |  |  | 16005802500 |  |  |  |  | 2012-01-06
5031 | 29200000TL | 03483 | EG1018004 | P | 58020873 | 58 | EGTL Spares | Mtce | 66 | 66O | VALVE: CHECK,3 IN,300 LB,FLG | CS DIN 1.0619 BODY,CS 1.0619 | Valve - Check : "TRIM, FULL PORT, BALL, 210 DEG C, PTFE V-RING, BB,STRAIGHT, ASSY, AISI 316L/PTFE,MAX ROY B 145 (INOX)RB144(173)K7H2,5/RL.CZ.VV3.Z, (SOLENOID VALVES AND SILECER)" (OLD PART NO: 3050587010) | AS | 4 | 0 | 0 | NO | 673.5132 | 104559.5636 | MILTON ROY | 3050587010F | 3050587010F | 02,22 | 1 | 2CAC |  |  | 1065696000 |  |  |  |  | 2012-01-06 | 2013-07-07 | 2014-03-04
5032 | 29200000TL | 03483 | EG1018004 | P | 58020874 | 58 | EGTL Spares | Mtce | 66 | 66F | BALL:BALL+SEAT,316L SS | SOLENOID VALVES AND SILECER | Valve - Parts & Accessories :MAX ROY B 145 (INOX)RB144(173)K7H2,5/RL.CZ.VV3.Z,EQUIPMENT: DOSING PUMPS. ( OLD PART NO: 3050436412) | KI | 6 | 0 | 0 | NO | 589.35 | 91493.8383 | MILTON ROY | 3050436412F | 3050436412F | 01,22 | 1 | 2CAC |  |  | 1065696000 |  |  |  |  | 2012-01-06 | 2013-07-07 | 2014-03-04
5033 | 29200000TL | 03483 | EG1018004 | P | 58020875 | 58 | EGTL Spares | Mtce | 54 | 54A | KIT:SEAL | FOR CAUSTIC SODA DOSING PUMP | Gaskets : CONTAINS PTFE GASKET, O-RING, PART NO: 3050919010 MAX ROY B 145 (INOX) RB144(173)K7H2,5/RL.CZ.VV3.Z, (SOLENOID VALVES AND SILECER) | KI | 14 | 0 | 0 | NO | 67.41 | 10871.6128 | MILTON ROY | 3050919010F | 3050919010F | 01 | 1 | 2CAC |  |  | 1065696000 |  |  |  |  | 2012-01-06 | 2013-07-07 | 2014-03-07
5034 | 29200000TL | 03483 | EGC033006 | P | 58020876 | 58 | EGTL Spares | Mtce | 60 | 60B | SPOOL:CONTROL,1/2IN DIA | AISI 1038 | Fabricated Piping :ASSY, PART NO: 0120065000 MROY XA XA29(35)J2P3/L.78.CZ.HH3.Z, (SOLENOID VALVES AND SILECER) | EA | 1 | 0 | 0 | NO | 384.5693 | 59704.38 | MILTON ROY | 0120065000 | 0120065000 | 22 | 1 | 2CAC | 1BBB |  | 1066103010 |  |  |  |  | 2012-01-06
5035 | 29200000TL | 03483 | EGC033006 | P | 58020877 | 58 | EGTL Spares | Mtce | 54 | 54D | KIT:SEAL,VALVE | SOLENOID VALVES AND SILECER | *OBS*GS&P-O-Rings : &quot;CONTAINS NBR 70 O-RING, NBR O-RINGS, DRIVE SX, PART NO: 3075010021 MROY XA XA29(35)J2P3/L.78.CZ.HH3.Z, &quot; | ST | 2 | 0 | 0 | NO | 45.5253 | 7067.81 | MILTON ROY | 3075010021 | 3075010021 | 01 | 1 | 2CAC | 2CAC |  | 1066103010 |  |  |  |  | 2012-01-06
5036 | 29200000TL | 03483 | EG1057006 | P | 58020878 | 58 | EGTL Spares | Mtce | 66 | 66H | VALVE: RELIEF ASSEMBLY,7 BARG | SET,1/2 IN,FLG INLET,1/2 IN | Valve-Safety Relief : FLG OUTLET, 150 LB, 316L SS BODY, 316L SS TRIM, PILOT OPERATED, 130 DEG F, ASSY, POLYAMIDE/SPRING STL, PART NO: 3075010014, MROY XAXA29(35)J2P3/L.78.CZ.HH3.Z, (SOLENOID VALVES AND SILECER) | ST | 1 | 0 | 0 | NO | 63.5 | 9857.73 | MILTON ROY | 3075010014 | 3075010014 | 02,22 | 1 | 2CAC | 1CCC |  | IM574-4 |  |  |  |  | 2012-01-06
5037 | 29200000TL | 03483 | EG1020021 | P | 58020879 | 58 | EGTL Spares | Mtce | 50 | 50Z | BEARING: BALL,DEEP GROOVE | RADIAL,SGL ROW,30MM ID,62MM OD | Bearings & Accessories - All :16MM WD, 6200 SERIES, 1MM, STL AISI E52100 CAGE, PART NO: 4390044010 MROY XA XA29(35)J2P3/L.78.CZ.HH3.Z, (SOLENOID VALVES AND SILECER) | EA | 1 | 0 | 0 | NO | 158.1407 | 24551.34 | MILTON ROY | 4390044010 | 4390044010 | 01,21,22 | 1 | 2CAC |  |  | 1066103010 |  |  |  |  | 2012-01-06
5038 | 29200000TL | 03483 | EGC033006 | P | 58020880 | 58 | EGTL Spares | Mtce | 76 | 76Z | ASSEMBLY:ROD SHAFT ASSEMBLY | SOLENOID VALVES AND SILECER | Pumps-Other : FOR MROY XA XA29(35)J2P3/L.78.CZ.HH3.Z, ASTM A283 GR B/ASTM 2017, PART NO: 3050564130 MROY XA XA29(35)J2P3/L.78.CZ.HH3.Z, | ST | 1 | 0 | 0 | NO | 143.7643 | 22319.4 | MILTON ROY | 3050564130 | 3050564130 | 01,22 | 1 | 2CAC |  |  | 1066103010 |  |  |  |  | 2012-01-06
5039 | 29200000TL | 03483 | EG1020021 | P | 58020881 | 58 | EGTL Spares | Mtce | 50 | 50Z | BEARING: BALL,DEEP GROOVE | RADIAL,SGL ROW,25MM ID,52MM OD | Bearings & Accessories - All :15MM WD, 6200 SERIES, 1MM, STL AISI E52100 CAGE, PART NO: 4390008371 (OLD CODE 4380008371) MROY XA XA29(35)J2P3/L.78.CZ.HH3.Z, (SOLENOID VALVES AND SILECER) | EA | 1 | 0 | 0 | NO | 34.743 | 5393.85 | MILTON ROY | 4390008371 | 4390008371 | 01,21,22 | 1 | 2CAC |  |  | C9818716012 |  |  |  |  | 2012-01-06
5040 | 29200000TL | 03483 | EGC033006 | P | 58020882 | 58 | EGTL Spares | Mtce | 76 | 76Z | COUPLING:DUMPER,50MM DIA | ADIPRENE | Pumps-Other : PART NO: 4400066001 MROY XA XA29(35)J2P3/L.78.CZ.HH3.Z, SUPP PART NO: 4400066001 MROY XA XA29(35)J2P3/L.78.CZ.HH3.Z, (SOLENOID VALVES AND SILECER) | EA | 1 | 0 | 0 | NO | 121.42 | 20283.7122 | MILTON ROY | 4400066001 | 4400066001 | 01,22 | 1 | 2CAC |  |  | C9818716012 |  |  |  |  | 2012-01-06 | 2014-10-04 | 2014-10-20
5041 | 29200000TL | 03483 | EGC033006 | P | 58020883 | 58 | EGTL Spares | Mtce | 87 | 87B | SPRING:SPRING,1.25MM X 8MM X | 33MM,ALLOY C276 | *OBS*Machinery-Misc- : &quot;SPRING, PART NO: 0800038026 MROY XA XA29(35)J2P3/L.78.CZ.HH3.Z, SUPP PART NO: 0800038026 MROY XA XA29(35)J2P3/L.78.CZ.HH3.Z ATTENTION: IT IS A SPRING, NOT A VALVE, (SOLENOID VALVES AND SILECER)&quot; | EA | 1 | 0 | 0 | NO | 50.3175 | 7811.79 | MILTON ROY | 0800038026 | 0800038026 | 01,22 | 1 | 2CAC | 2CAC |  | C0312608012 |  |  |  |  | 2012-01-06
5042 | 29200000TL | 03483 | EGC033006 | P | 58020884 | 58 | EGTL Spares | Mtce | 76 | 76Z | DIAPHRAGM:PUMP,71MM,3 BARG | PTFE 701N | Pumps-Other : (SOLENOID VALVES AND SILENCER), MROY XA XA29(35)J2P3/L.78.CZ.HH3.Z, | EA | 4 | 0 | 0 | NO | 141.7 | 21998.925 | MILTON ROY | 2980005175 | 2980005175 | 22 | 1 | 2CAC |  |  | C0312608012 |  |  |  |  | 2012-01-06 | 2013-12-14 | 2014-01-07
5043 | 29200000TL | 03483 | EGC033006 | P | 58020885 | 58 | EGTL Spares | Mtce | 76 | 76Z | PLATE:CONTOUR,30MM DIA,PVDF | SOLENOID VALVES AND SILECER | Pumps-Other : &quot;LIQ.END SIDE, PART NO: 0980301078 MROY XA XA29(35)J2P3/L.78.CZ.HH3.Z, &quot; | EA | 1 | 0 | 0 | NO | 2641.6676 | 410118.9 | MILTON ROY | 0980301078 | 0980301078 | 22 | 1 | 2CAC |  |  | C0312608012 |  |  |  |  | 2012-01-06
5044 | 29200000TL | 03483 | EGC033006 | P | 58020886 | 58 | EGTL Spares | Mtce | 76 | 76Z | PLATE:CONTOUR,30MM DIA,316L SS | SOLENOID VALVES AND SILECER | Pumps-Other : &quot;OIL SIDE, MAN PART NO: 0980285016 MROY XA XA29(35)J2P3/L.78.CZ.HH3.Z, &quot; | EA | 1 | 0 | 0 | NO | 400.1438 | 62122.32 | MILTON ROY | 0980285016 | 0980285016 | 22 | 1 | 2CAC |  |  | C0312608012 |  |  |  |  | 2012-01-06
5045 | 29200000TL | 03483 | EG1028002 | S | 58020887 | 58 | EGTL Spares | Mtce | 72 | 72Z | CARTRIDGE:SUCTION ASSEMBLY | CERAMIC/PVDF/PTFE/FPM | *OBS*Filtration-Elem : PART NO: 1199902814 MROY XA XA29(35)J2P3/L.78.CZ.HH3.Z, (SOLENOID VALVES AND SILECER) | ST | 1 | 0 | 0 | NO | 993.8 | 154297.388 | MILTON ROY | 1199902814 | 1199902814 | 01,22 | 1 | 2CAC | 2CAC |  | C0312608012 |  |  |  |  | 2012-01-06 | 2013-07-07 | 2013-04-09
5046 | 29200000TL | 03483 | EG1028002 | S | 58020888 | 58 | EGTL Spares | Mtce | 72 | 72Z | CARTRIDGE:DISCHARGE ASSEMBLY | PVDF/ALLOY C276/CERAMIC/PTFE/ | *OBS*Filtration-Elem : FPM, PART NO: 1199903820 MROY XA XA29(35)J2P3/L.78.CZ.HH3.Z, SUPP PART NO: 1199903820 MROY XA XA29(35)J2P3/L.78.CZ.HH3.Z, (SOLENOID VALVES AND SILECER) | ST | 1 | 0 | 0 | NO | 1323.7 | 205517.662 | MILTON ROY | 1199903820 | 1199903820 | 01,22 | 1 | 2CAC | 2CAC |  | C0312608012 |  |  |  |  | 2012-01-06 | 2013-07-07 | 2013-04-09
5047 | 29200000TL | 03483 | EG1028002 | S | 58020889 | 58 | EGTL Spares | Mtce | 66 | 66Z | KIT:REPAIR,DISCHARGE VALVE | SOLENOID VALVES AND SILECER | Valve-Other : CONTAINS GASKET, SPRING,S PRING WASHER, DISC, CERAMIC/PTFE/FPM, PART NO: 1199903039 MROY XA XA29(35)J2P3/L.78.CZ.HH3.Z, | ST | 2 | 0 | 0 | NO | 344.24 | 53446.7024 | MILTON ROY | 1199903039 | 1199903039 | 01 | 1 | 2CAC |  |  | C0312608012 |  |  |  |  | 2012-01-06 | 2013-07-07 | 2013-04-09
5048 | 29200000TL | 03483 | GTA002CON | P | 58020987 | 58 | EGTL Spares | Mtce | 66 | 66Q | VALVE: GATE 6 IN | 900 LB, RTJ FLG, CS | Valve - Gate : ASTM A216 GR WCB (UNS J03002) BODY, COMBINATION NO 8 TRIM, FLEX WEDGE, BEVEL GEAR WITH HANDWHEEL OPERATED, FLEXIBLE GRAPHITE PACKING WITH CORROSION INHIBITOR, PRESSURE SEAL BONNET, OS&Y | EA | 1 | 0 | 0 | NO | 3930.8267 | 621891.4267 | TY | 451/PS-RTJ-WCB-5-BG |  | 02 | 1 | 2CAC | [7 empty] | 2012-01-07 | 2022-03-04
5049 | 29200000TL | 03483 | GTA012CON | P | 58020994 | 58 | EGTL Spares | Mtce | 66 | 66Q | VALVE: GATE 10 IN | 150 LB, RF FLG, CS | Valve - Gate : ASTM A216 GR WCB (UNS J03002) BODY, COMBINATION NO 5 TRIM, HANDWHEEL OPERATED, FLEXIBLE GRAPHITE PACKING WITH CORROSION INHIBITOR, BB, OS&Y, API-600/ASME B16.10, GAADAA | EA | 1 | 0 | 0 | NO | 1046.6634 | 169370 | TY | 151-RF-WCB-5 |  | 02 | 1 | 2CAC | [7 empty] | 2012-01-07 | 2022-09-09 | 2014-11-21
5050 | 29200000TL | 03483 | EG1052042 | S | 58021002 | 58 | EGTL Spares | Mtce | 66 | 66Q | VALVE: GATE 12 IN | 600 LB, BW, CS | Valve - Gate : ASTM A216 GR WCB (UNS J03002) BODY, COMBINATION NO 5 TRIM,FLEXIBLE WEDGE, BEVEL GEAR WITH HANDWHEEL OPERATED, FLEXIBLE GRAPHITE PACKING WITH CORROSION INHIBITOR, BB,OS&Y, API-600/ASME B16.10, SCH 100 | EA | 1 | 0 | 0 | NO | 7805.3578 | 1384740.1667 | TY | 351-BW-WCB-5-S/100-BG |  | 02 | 1 | 2CAC | [7 empty] | 2012-01-07 |  | 2014-11-21
5051 | 29200000TL | 03483 | EG7005005 | S | 58021013 | 58 | EGTL Spares | Mtce | 66 | 66Q | VALVE: GATE 16 IN | 900 LB, BW, CS | Valve - Gate : ASTM A216 GR WCB (UNS J03002) BODY, COMBINATION NO 5 TRIM, FLEXIBLE WEDGE, BEVEL GEAR WITH HANDWHEEL OPERATED, FLEXIBLE GRAPHITE PACKING WITH CORROSION INHIBITOR, PRESSURE SEAL BONNET,OS&Y, ASME B16.3 | EA | 1 | 0 | 0 | NO | 24495.7811 | 4156103.4975 | TY | 451/PS-BW-WCB-5-S/120-BG |  | 02 | 1 | 2CAC | [7 empty] | 2012-01-07 | 2018-11-07 | 2014-07-28
5052 | 29200000TL | 03483 | EG1051078 | S | 58021073 | 58 | EGTL Spares | Mtce | 66 | 66Q | VALVE: GATE 8 IN | 600 LB, RF FLG, 304 SS | Valve - Gate : ASTM A351 GR CF8 (UNS J92600) BODY, COMBINATION NO 12 TRIM, FLEXIBLE WEDGE, BEVEL GEAR WITH HANDWHEEL OPERATED, FLEXIBLE GRAPHITE PACKING WITH CORROSION INHIBITOR, ZINC FREE PACKING, BB, OS&Y | EA | 1 | 0 | 0 | NO | 15363.9727 | 2482427.195 | TY |  |  | 02 | 1 | 2CAC | [7 empty] | 2012-01-07 |  | 2014-07-30
5053 | 29200000TL | 03483 | EG1CON009 | P | 58021123 | 58 | EGTL Spares | Mtce | 66 | 66Q | VALVE: GATE 8 IN | 600 LB, RF FLG, MONEL | Valve - Gate : ASTM A494 GR M-35-1 BODY, MONEL TRIM, FULL PORT, FLEXIBLE WEDGE, BEVEL GEAR WITH HANDWHEEL OPERATED, BB, OS&Y, ASME B16.34/ASME B16.10, MFRS PACKING FOR GASEOUS OXYGEN UP TO 430C, OXYGEN SERVICE | EA | 1 | 0 | 0 | NO | 110948.755 | 18182359.03 | TY |  |  | 02 | 1 | 2CAC | [7 empty] | 2012-01-07 | 2018-07-20
5054 | 29200000TL | 03483 | EG1051016 | P | 58021133 | 58 | EGTL Spares | Mtce | 66 | 66Q | VALVE: GATE 1/2 IN | 600 LB, RF FLG, MONEL | Valve - Gate : ASTM B564 (UNS N04400) BODY, COMBINATION NO 11 TRIM, FULL PORT, SOLID WEDGE, HANDWHEEL OPERATED, BB, OS&Y, API-602, MFRS PACKING FOR GASEOUS OXYGEN UP TO 430 DEG C, OXYGEN SERVICE | EA | 7 | 0 | 0 | NO | 9991.2157 | 2101264.4175 | OMB |  |  | 02 | 1 | 2CAC | [7 empty] | 2012-01-07 |  | 2014-05-30
5055 | 29200000TL | 03483 | EG1051016 | P | 58021134 | 58 | EGTL Spares | Mtce | 66 | 66Q | VALVE: GATE 3/4 IN | 600 LB, RF FLG, MONEL | Valve - Gate : ASTM B564 (UNS N04400) BODY, COMBINATION NO 11 TRIM, FULL PORT, SOLID WEDGE, HANDWHEEL OPERATED, BB, OS&Y, API-602, MFRS PACKING FOR GASEOUS OXYGEN UP TO 430C, OXYGEN SERVICE | EA | 7 | 0 | 0 | NO | 10621.1843 | 2210595.3709 | OMB |  |  | 02 | 1 | 2CAC | [7 empty] | 2012-01-07 |  | 2014-05-30
5056 | 292000TLDE | 03483 | GTA008CON | P | 58021280 | 58 | EGTL Spares | Mtce | 66 | 66Q | VALVE:CHECK,24IN CEAD02,900 LB | BW,CS ASTM A216 GR WCB | Valve - Gate : (UNS J03002) BODY,COMBINATION NO 5 TRIM,TILTING DISC,PRESSURE SEAL BONNET,1-WAY, ASME B16.34, SCH 100 BORE, CEAD02 | EA | 2 | 0 | 0 | YES | 6060.0059 | 9073586.25 | PAN KOREA | 903BW5-PSC-WCB-5-S/100 |  | 02 | 1 | 2CAC | [7 empty] | 2016-03-31 |  |  | 2 | 2
5057 | 29200000TL | 03483 | GTA012CON | P | 58021306 | 58 | EGTL Spares | Mtce | 66 | 66Q | VALVE:CHECK,6 IN CAGCAF,150 LB | RF FLG,316SS ASTM A351 GR CF8M | Valve - Gate : (UNS J92900) BODY,COMBINATION NO 12 TRIM,SWING,BB, ASME B16.34/ASME B16.10, CAGCAF | EA | 1 | 0 | 0 | NO | 1334.9984 | 207240.95 | PK | 103-RF-CF8M-12 |  | 02 | 1 | 2CAC | [7 empty] | 2012-04-04 | 2021-06-29
5058 | 29200000TL | 03483 | GTA012CON | P | 58021310 | 58 | EGTL Spares | Mtce | 66 | 66O | VALVE:CHECK,8 IN CAGCAF,150 LB | RF FLG,316SS ASTM A351 GR CF8M | Valve - Check : (UNS J92900) BODY,COMBINATION NO 12 TRIM,SWING,BB, ASME B16.34/ASME B16.10, CAGCAF | EA | 1 | 0 | 0 | NO | 4295.2 | 666759.276 | FBV VALVE USA | CAGAF-8-103-RF-CF8M-12 |  | 02 | 1 | 2CAC | [7 empty] | 2012-04-04 | 2023-06-17 | 2014-07-09 |  |  |  |  | -2 | 2
5059 | 29200000TL | 03483 | EG1001020 | P | 58021329 | 58 | EGTL Spares | Mtce | 51 | 51Z | RELAY:OVERLOAD,THERMAL,600VAC/ | 230VDC,2NO-2NC,SPDT,FORM C | Electric-Other : &quot;CONTACT,AUTOMATIC/MANUAL,120VAC COIL,PLUG-IN TERMINAL,SURFACE MOUNT,GENERAL PURPOSE ENCLOSURE, ADDITIONAL INFORMATION:E3 PLUS OVERLOAD RELAY FOR SZ 2 UNITS , 592-EC2DC, CROSS REF DWG: EGTL1-MGN-ELE-S&quot; | EA | 4 | 0 | 0 | NO | 1060.4122 | 164649.487 |  | 7FEC2 – SIZE 2, 592-EC2DC |  | 01,10,22 | 1 | 3CAC | [7 empty] | 2012-04-04 | 2014-05-04 | 2014-08-05
5060 | 29200000TL | 03483 | EG1057006 | P | 58021331 | 58 | EGTL Spares | Mtce | 51 | 51Z | RELAY: OVERLOAD,THERMAL,600VAC | MAGNETIC,2NO-2NC,DPDT,FORM C | Electric-Other : &quot;CONTACT,AUTOMATIC,120VAC COIL,SCREW TERMINAL,SURFACE MOUNT,NEMA 1 ENCLOSUREE3 PLUS OVERLOAD RELAY FOR SZ 4 - 5 UNITS 193-EC2ZZ, CROSS REF DWG: EGTL1-MGN-ELE-SH-000002 TO&quot; | EA | 3 | 0 | 0 | NO | 1169.3185 | 181556.6763 |  | 7FEC2 – SIZE 4, 5 |  | 01,10,22 | 1 | 3CAC | [7 empty] | 2012-04-04 | 2013-11-20 | 2014-08-05
5061 | 29200000TL | 03483 | EGC009011A | P | 58021461 | 58 | EGTL Spares | Mtce | 54 | 54A | GASKET | SPIRAL WOUND | Gaskets : GASKET,SPIRAL WOUND:24 IN PIPE,600 LB,316FG SS INNER RING,CS OUTER RING,FLEXIBLE GRAPHITE/FLEXICARB FILLER,316 SS | EA | 2 | 0 | 0 | NO | 0 | 0 |  |  |  | 01 |  |  | 2CBC | [6 empty] | 2014-05-01 | 2014-07-06
5062 | 292000TLDE | 03483 | EG7001FLR | P | 58021482 | 58 | EGTL Spares | Mtce | 66 | 66F | VALVE:GATE,16 IN,900 LB,BW | CS ASTM A126 GR WCB BODY | Valve - Parts & Accessories :TR5,MNNUAL OPERATED,426 C,GATE,COMPLETE VALVE | EA | 2 | 0 | 0 | YES | 6812.2575 | 10199925 | LARSEN & TOUBRO | 3811/2UP-WCB-GU-16&QUOT; |  | 02,22 | 1 | 1AXX |  |  | EGTL1-TBW-PRO-DS-720024 |  |  |  |  | 2016-03-31 |  |  | 2 | 2
5063 | 29200000TL | 03483 | EG6001011 | S | 58021485 | 58 | EGTL Spares | Mtce | 14 | 14H | TRANSMITTER: DIFFERENTIAL | PRESSURE, -250 TO 250 IN WC | Pressure measuring and control Instruments : INPUT, 4-20MA WITH DIGITAL SIGNAL BASED ON HART PROTOCOL OUTPUT, 24VDC SUPPLY, 250 BAR, 1/2 IN FNPT CONDUIT, TO SIS, NA, 172-LXT-0207A, 172-LXT-0207B, 172-LXT-0207C, 172-FXT-0245A, 172 (BOILER) | EA | 2 | 0 | 0 | NO | 1817.8638 | 282200.52 | EMERSON | 3051CD2A02A1AH2B9K5L4 | SEE ADDITIONAL INFO | 05,22 | 1 | 1AXX |  |  | EGTL1-TBW-INS-DS-720501 |  |  |  |  | 2012-01-06 | 2025-06-14 | 2014-07-07 | -1 | 1
5064 | 29200000TL | 03483 | EGC032033 | P | 58021491 | 58 | EGTL Spares | Mtce | 51 | 51C | MOTOR: MSSV,0.19KW,29 RPM | 460VAC, BOILER | Electric Components - Motor / Generator :ASSY, 172-HV-0201, DWG# EGTL1-TBW-PRO-DS-720024, EGTL1-TBW-ELE-DS-720553, EGTL1-TBW-ELE-DS-720551, ASSY, 172-HV-0201 | EA | 1 | 0 | 0 | NO | 5795.5756 | 1178288.9736 | ROTORK | 5A | 5 A | 01,011,19,22, | 1 | 1AXX | 1AXX |  | EGTL1-TBW-PRO-DS-720024, |  |  |  |  | 2012-01-06 | 2021-01-05 | 2019-03-10
5065 | 29200000TL | 03483 | EGC033026 | P | 58021492 | 58 | EGTL Spares | Mtce | 87 | 87B | KIT: MSSV MAINTENANCE,FOR | 172-HV-0201, BOILER | *OBS*Machinery-Misc- : CONTAINS OIL RING, SEAL, 172-HV-0201, DWG# EGTL1-TBW-PRO-DS-720024, EGTL1-TBW-ELE-DS-720553, EGTL1-TBW-ELE-DS-720551, 172-HV-0201 | KI | 2 | 0 | 0 | NO | 1858.2119 | 357580.804 | ROTORK | I F | I F | 01,22 | 1 | 1AXX | 1AXX |  | EGTL1-TBW-PRO-DS-720024, |  |  |  |  | 2012-01-06 |  | 2019-03-10
5066 | 29200000TL | 03483 | EGC018003 | P | 58021496 | 58 | EGTL Spares | Mtce | 02 | 02A | BLADE: FAN,ORCED DRAFT FAN | MOTOR, BOILERS, CI | Heating Ventilation and Air Conditioning Equipnment & Parts : 172-CB-002AM, 172-CB-002BM, 172-CM-002CM | EA | 1 | 0 | 1 | NO | 332.1925 | 51556.28 | RELIANCE ELECTRIC | 702674-1B | 702674-1B | 01,22 | 1 | 3CAA |  |  | EGTL1-TBW-FUR-DS-72005 |  |  |  |  | 2012-01-06
5067 | 29200000TL | 03483 | EGC018003 | P | 58021497 | 58 | EGTL Spares | Mtce | 54 | 54D | SEAL: OIL,TACONITE, | BOILER | *OBS*GS&P-Other : 172-CB-002AM, 172-CB-002BM, 172-CM-002CM | EA | 3 | 0 | 0 | NO | 1110.6437 | 172371.9 | RELIANCE ELECTRIC | 415028-8B | 415028-8B | 01,22 | 1 | 1AXX | 1AXX |  | EGTL1-TBW-FUR-DS-72005 |  |  |  |  | 2012-01-06 | 2012-12-17
5068 | 29200000TL | 03483 | EGC043024 | P | 58021592 | 58 | EGTL Spares | Mtce | 64 | 64B | PULLEY:WATER PUMP,25MM BORE | 75MM OD,100MM WD,10 GROOVE | Power Transmission Equipment & Replacement Parts : CAST IRON,EQUIPMENT: TEMPORARY START-UP DIESEL PUMP | EA | 1 | 0 | 0 | NO | 23.9607 | 3719.9 | IVECO | 4619286 |  | 22 | 1 | 2BAB |  |  | EGTL1-MLT-MEC-DD-500002 |  |  |  |  | 2012-04-04
5069 | 29200000TL | 03483 | EGC043024 | P | 58021594 | 58 | EGTL Spares | Mtce | 64 | 64B | SCREW:CAP,M8DIA,25MM LG,1.25MM | HEX HD,SS 316,DIN91292,GR 8.8 | Power Transmission Equipment & Replacement Parts : (5 REQUIRED) | EA | 5 | 0 | 0 | NO | 0.1802 | 27.97 | IVECO | 16605625 |  | 02,21,22 | 1 | 2BAB |  |  | EGTL1-MLT-MEC-DD-500002 |  |  |  |  | 2012-04-04
5070 | 29200000TL | 03483 | EGC043024 | P | 58021595 | 58 | EGTL Spares | Mtce | 64 | 64B | WASHER: FLAT,M8 NOM,8.4MM ID | 11.95MM OD,0.75MM THK,SS 316 | Power Transmission Equipment & Replacement Parts : DIN9021,GR A2,20 REQUIRED | EA | 20 | 0 | 0 | NO | 0.1201 | 18.65 | IVECO | 17089474 |  | 01,22 | 1 | 2BAB |  |  | EGTL1-MLT-MEC-DD-500002 |  |  |  |  | 2012-04-04
5071 | 29200000TL | 03483 | EG1049009 | P | 58021691 | 58 | EGTL Spares | Mtce | 54 | 54A | GASKET: SPIRAL WOUND | 4 IN PIPE,300 LB,316 SS | INNER RING,316 SS OUTER RING,GRAPHITE FILLER,316 SS WINDING,4.5 IN, CROSS REF DWG: D0578-160VR002-D03, D0578-160VR002-D04, CROSS REF DWG: D0578-160VR002-D03, D0578-160VR002-D04 | EA | 1 | 0 | 0 | NO | 15.611 | 25875 | CARTEC SEALING |  |  | 01,22 | 1 | 1BBA | 1CCC | [6 empty] | 2013-03-11 | 2025-06-27 |  | -1 | 1 | -4 | 2
5072 | 29200000TL | 03483 | EGC046009 | P | 58021770 | 58 | EGTL Spares | Mtce | 75 | 75F | PAD:WEAR | 6672100166 | Material Handling - Lifting Equipment and Accessories : FOR MOBILE CRANES | EA | 1 | 0 | 0 | NO | 21.51 | 3338.9973 | GROVE | 6672100166 |  | 00 | 1 | 3XAC | [7 empty] | 2012-04-04
5073 | 29200000TL | 03483 | EGC046010 | P | 58021777 | 58 | EGTL Spares | Mtce | 75 | 75F | BOOT:CONNECTOR | TO SUIT 8 PIN FEMALE,RUBBER | Material Handling - Lifting Equipment and Accessories : PLASTASOL | EA | 2 | 0 | 0 | NO | 3.71 | 575.9033 | GROVE | 7172000549 |  | 01 | 1 | 3XAC | [7 empty] | 2012-04-04
5074 | 29200000TL | 03483 | EGC046010 | P | 58021780 | 58 | EGTL Spares | Mtce | 75 | 75F | BOOT:CONNECTOR | RUBBER - PLASTASOL | Material Handling - Lifting Equipment and Accessories : | EA | 2 | 0 | 0 | NO | 3.06 | 475.0038 | GROVE | 7172000552 |  | 01 | 1 | 3XAC | [7 empty] | 2012-04-04
5075 | 29200000TL | 03483 | EGC046010 | P | 58021783 | 58 | EGTL Spares | Mtce | 51 | 51Z | CONNECTOR:BOOT 4P | THERMOPLASTIC | Electric-Other : | EA | 2 | 0 | 0 | NO | 2.31 | 358.5813 | GROVE | 7172000568 |  | 01 | 1 | 3XAC | [7 empty] | 2012-04-04
5076 | 29200000TL | 03483 | EGC046011 | P | 58021785 | 58 | EGTL Spares | Mtce | 75 | 75F | BOOT:CONNECTOR | TO SUIT 2 PIN MALE,RUBBER | Material Handling - Lifting Equipment and Accessories : PLASTASOL | EA | 2 | 0 | 0 | NO | 1.71 | 265.4433 | GROVE | 7172100004 |  | 01 | 1 | 3XAC | [7 empty] | 2012-04-04
5077 | 29200000TL | 03483 | EGC046011 | P | 58021786 | 58 | EGTL Spares | Mtce | 75 | 75F | BOOT:4 WAY PLUG BOOT | RUBBER, DTP4S-BT | Material Handling - Lifting Equipment and Accessories : | EA | 2 | 0 | 0 | NO | 6.62 | 1027.6226 | GROVE | 7172100006 |  | 01 | 1 | 3XAC | [7 empty] | 2012-04-04
5078 | 29200000TL | 03483 | EGC046011 | P | 58021787 | 58 | EGTL Spares | Mtce | 51 | 51Z | PLUG:BUTTON,1 IN,PLASTIC | MOBILE CRANES | Electric-Other : | EA | 1 | 0 | 0 | NO | 0.32 | 49.6736 | GROVE | 7242000021 |  | 01 | 1 | 3XAC | [7 empty] | 2012-04-04
5079 | 29200000TL | 03483 | EGC046011 | P | 58021788 | 58 | EGTL Spares | Mtce | 51 | 51Z | TERMINAL | MOBILE CRANE | Electric-Other : | EA | 2 | 0 | 0 | NO | 1.41 | 218.8743 | GROVE | 7345001444 |  | 00 | 1 | 3XAC | 2CBC | [6 empty] | 2012-04-04
5080 | 29200000TL | 03483 | EGC046009 | P | 58021790 | 58 | EGTL Spares | Mtce | 51 | 51Z | CONNECTOR:MOBILE CRANE BUTT CO | 16-14 GA | Electric-Other : | EA | 1 | 0 | 0 | NO | 0.72 | 111.7656 | GROVE | 7345001713 |  | 01 | 1 | 3XAC | [7 empty] | 2012-04-04
5081 | 29200000TL | 03483 | EGC046011 | P | 58021792 | 58 | EGTL Spares | Mtce | 51 | 51Z | TERMINAL:MOBILE CRANE | 7345001746 | Electric-Other : | EA | 1 | 0 | 0 | NO | 1.46 | 226.6358 | GROVE | 7345001746 |  | 00 | 1 | 3XAC | [7 empty] | 2012-04-04
5082 | 29200000TL | 03483 | EGC046010 | P | 58021793 | 58 | EGTL Spares | Mtce | 51 | 51Z | TERMINAL:MOBILE CRANE | 7345001752 | Electric-Other : | EA | 2 | 0 | 0 | NO | 0.68 | 105.5564 | GROVE | 7345001752 |  | 00 | 1 | 3XAC | [7 empty] | 2012-04-04
5083 | 29200000TL | 03483 | EGC046011 | P | 58021794 | 58 | EGTL Spares | Mtce | 51 | 51Z | TERMINAL:MOBILE CRANE | 7345001944 | Electric-Other : | EA | 2 | 0 | 0 | NO | 0.66 | 102.4518 | GROVE | 7345001944 |  | 00 | 1 | 3XAC | [7 empty] | 2012-04-04
5084 | 29200000TL | 03483 | EGC046011 | P | 58021795 | 58 | EGTL Spares | Mtce | 75 | 75F | TONGUE:MOBILE CRANE | 7345211701 | Material Handling - Lifting Equipment and Accessories : | EA | 2 | 0 | 0 | NO | 0.95 | 147.4685 | GROVE | 7345211701 |  | 00 | 1 | 3XAC | [7 empty] | 2012-04-04
5085 | 29200000TL | 03483 | EGC046009 | P | 58021796 | 58 | EGTL Spares | Mtce | 51 | 51Z | TERMINAL:MOBILE CRANE | 7345211901 | Electric-Other : | EA | 2 | 0 | 0 | NO | 0.5 | 77.615 | GROVE | 7345211901 |  | 00 | 1 | 3XAC | [7 empty] | 2012-04-04
5086 | 29200000TL | 03483 | EGC046010 | P | 58021797 | 58 | EGTL Spares | Mtce | 51 | 51Z | TERMINAL:MOBILE CRANE | 7345212101 | Electric-Other : | EA | 2 | 0 | 0 | NO | 2.52 | 391.1796 | GROVE | 7345212101 |  | 00 | 1 | 3XAC | [7 empty] | 2012-04-04
5087 | 29200000TL | 03483 | EGC046010 | P | 58021798 | 58 | EGTL Spares | Mtce | 51 | 51Z | TERMINAL:MOBILE CRANE | 7345221901 | Electric-Other : | EA | 2 | 0 | 0 | NO | 0.9 | 139.707 | GROVE | 7345221901 |  | 00 | 1 | 3XAC | [7 empty] | 2012-04-04
5088 | 29200000TL | 03483 | EGC046011 | P | 58021799 | 58 | EGTL Spares | Mtce | 51 | 51Z | TERMINAL:MOBILE CRANE | 7345231701 | Electric-Other : | EA | 2 | 0 | 0 | NO | 1.06 | 164.5438 | GROVE | 7345231701 |  | 00 | 1 | 3XAC | [7 empty] | 2012-04-04
5089 | 29200000TL | 03483 | EGC046002 | P | 58021800 | 58 | EGTL Spares | Mtce | 51 | 51Z | TERMINAL:MOBILE CRANE | 7345241901 | Electric-Other : | EA | 3 | 0 | 0 | NO | 3.85 | 597.6355 | GROVE | 7345241901 |  | 00 | 1 | 3XAC | [7 empty] | 2012-04-04
5090 | 29200000TL | 03483 | EGC046008 | P | 58021801 | 58 | EGTL Spares | Mtce | 51 | 51Z | TERMINAL:MOBILE CRANE | 7345242001 | Electric-Other : | EA | 2 | 0 | 0 | NO | 1.61 | 249.9203 | GROVE | 7345242001 |  | 00 | 1 | 3XAC | [7 empty] | 2012-04-04
5091 | 29200000TL | 03483 | EGC046006 | P | 58021802 | 58 | EGTL Spares | Mtce | 75 | 75F | TONGUE:MOBILE CRANE | 7345232101 | Material Handling - Lifting Equipment and Accessories : | EA | 2 | 0 | 0 | NO | 1.27 | 197.1421 | GROVE | 7345232101 |  | 00 | 1 | 3XAC | [7 empty] | 2012-04-04
5092 | 29200000TL | 03483 | EGC046005 | P | 58021803 | 58 | EGTL Spares | Mtce | 75 | 75F | TONGUE:MOBILE CRANE | 7345241701 | Material Handling - Lifting Equipment and Accessories : | EA | 2 | 0 | 0 | NO | 0.32 | 49.6736 | GROVE | 7345241701 |  | 00 | 1 | 3XAC | [7 empty] | 2012-04-04
5093 | 29200000TL | 03483 | EGC046007 | P | 58021804 | 58 | EGTL Spares | Mtce | 51 | 51Z | TERMINAL:MOBILE CRANE | 7345252001 | Electric-Other : | EA | 1 | 0 | 0 | NO | 0.02 | 3.1046 | GROVE | 7345252001 |  | 00 | 1 | 3XAC | [7 empty] | 2012-04-04
5094 | 29200000TL | 03483 | EGC046007 | P | 58021805 | 58 | EGTL Spares | Mtce | 51 | 51Z | TERMINAL:MOBILE CRANE | 7345242101 | Electric-Other : | EA | 1 | 0 | 0 | NO | 8.14 | 1263.5722 | GROVE | 7345242101 |  | 00 | 1 | 3XAC | [7 empty] | 2012-04-04
5095 | 29200000TL | 03483 | EGC046002 | P | 58021806 | 58 | EGTL Spares | Mtce | 51 | 51Z | TERMINAL:MOBILE CRANE | 7345261701 | Electric-Other : | EA | 2 | 0 | 0 | NO | 4.46 | 692.3258 | GROVE | 7345261701 |  | 00 | 1 | 3XAC | [7 empty] | 2012-04-04
5096 | 29200000TL | 03483 | EGC046009 | P | 58021807 | 58 | EGTL Spares | Mtce | 51 | 51Z | TERMINAL:MOBILE CRANE | 7345261901 | Electric-Other : | EA | 2 | 0 | 0 | NO | 0.59 | 91.5857 | GROVE | 7345261901 |  | 00 | 1 | 3XAC | [7 empty] | 2012-04-04
5097 | 29200000TL | 03483 | EGC046002 | P | 58021808 | 58 | EGTL Spares | Mtce | 75 | 75F | TAB:MOBILE CRANE | 7364001457 | Material Handling - Lifting Equipment and Accessories : | EA | 1 | 0 | 0 | NO | 4.56 | 707.8488 | GROVE | 7364001457 |  | 00 | 1 | 3XAC | [7 empty] | 2012-04-04
5098 | 29200000TL | 03483 | EGC046003 | P | 58021814 | 58 | EGTL Spares | Mtce | 51 | 51Z | PLUG:BUTTON,1 IN | FOR MOBILE CRANES | Electric-Other : | EA | 2 | 0 | 0 | NO | 6.99 | 1085.0577 | GROVE | 7364100051 |  | 01 | 1 | 3XAC | [7 empty] | 2012-04-04
5099 | 29200000TL | 03483 | EGC046001 | P | 58021815 | 58 | EGTL Spares | Mtce | 54 | 54D | SEAL | MOBILE CRANE | *OBS*GS&P-Other : | EA | 2 | 0 | 0 | NO | 0.74 | 114.8702 | GROVE | 7364100052 |  | 01,22 | 1 | 3XAC | 3XAC | [6 empty] | 2012-04-04
5100 | 29200000TL | 03483 | EGC046005 | P | 58021816 | 58 | EGTL Spares | Mtce | 54 | 54D | SEAL:RED PLUG | MOBILE CRANES | *OBS*GS&P-Other : | EA | 2 | 0 | 0 | NO | 1.78 | 276.3094 | GROVE | 7364100058 |  | 01,22 | 1 | 3XAC | 3XAC | [6 empty] | 2012-04-04
5101 | 29200000TL | 03483 | EGC046009 | P | 58021819 | 58 | EGTL Spares | Mtce | 51 | 51Z | PLUG: PIPE | 1/4 IN NPT | Electric-Other : | EA | 1 | 0 | 0 | NO | 1.08 | 167.6484 | GROVE | 7444020031 |  | 01,02 | 1 | 3XAC | [7 empty] | 2012-04-04
5102 | 29200000TL | 03483 | EGC046009 | P | 58021822 | 58 | EGTL Spares | Mtce | 88 | 88Z | FUSE: 10 AMP | FOR GROVE CRANE | Heavy Equipment-All : POF001-H&E-EQUIPMENT-SERVICES. | EA | 2 | 0 | 0 | NO | 1.82 | 282.5551 | GROVE | 7482000033 |  | 01 | 1 |  |  |  |  | 57672 |  |  |  | 2013-05-24
5103 | 29200000TL | 03483 | EGC046004 | P | 58021839 | 58 | EGTL Spares | Mtce | 75 | 75F | PAD:WEAR | 7671100188 | Material Handling - Lifting Equipment and Accessories : FOR MOBILE CRANES | EA | 1 | 0 | 1 | NO | 168.35 | 51585.807 | GROVE | 7671100188 |  | 00 | 1 | 3XAC | 2BCB | [6 empty] | 2012-04-04 | 2017-06-09 | 2019-06-13
5104 | 29200000TL | 03483 | EGC046007 | P | 58021842 | 58 | EGTL Spares | Mtce | 51 | 51Z | PLUG:MOBILE CRANE | 8 SOCKET | Electric-Other : | EA | 2 | 0 | 0 | NO | 10.44 | 1620.6012 | GROVE | 7709000811 |  | 01 | 1 | 3XAC | [7 empty] | 2012-04-04
5105 | 29200000TL | 03483 | EGC046004 | P | 58021847 | 58 | EGTL Spares | Mtce | 51 | 51Z | PLUG:MOBILE CRANE | 12 SOCKET | Electric-Other : | EA | 2 | 0 | 0 | NO | 30.96 | 4805.9208 | GROVE | 7709000846 |  | 01 | 1 | 3XAC | [7 empty] | 2012-04-04
5106 | 29200000TL | 03483 | EGC046004 | P | 58021849 | 58 | EGTL Spares | Mtce | 51 | 51Z | PLUG:MOBILE CRANE | 24 SOCKET | Electric-Other : | EA | 1 | 0 | 0 | NO | 41.9 | 6504.137 | GROVE | 7709000850 |  | 01 | 1 | 3XAC | [7 empty] | 2012-04-04
5107 | 29200000TL | 03483 | EGC046003 | P | 58021850 | 58 | EGTL Spares | Mtce | 51 | 51Z | PLUG:MOBILE CRANE | 3 SOCKET | Electric-Other : | EA | 2 | 0 | 0 | NO | 13.46 | 2089.3958 | GROVE | 7709000874 |  | 01 | 1 | 3XAC | [7 empty] | 2012-04-04
5108 | 29200000TL | 03483 | EGC046003 | P | 58021852 | 58 | EGTL Spares | Mtce | 51 | 51Z | PLUG:MOBILE CRANE | 6 SOCKET | Electric-Other : | EA | 1 | 0 | 0 | NO | 13.82 | 2145.2786 | GROVE | 7709000883 |  | 01 | 1 | 3XAC | [7 empty] | 2012-04-04
5109 | 29200000TL | 03483 | EGC046005 | P | 58021854 | 58 | EGTL Spares | Mtce | 51 | 51Z | PLUG:MOBILE CRANE | 4 PASS | Electric-Other : | EA | 2 | 0 | 0 | NO | 8.94 | 1387.7562 | GROVE | 7709100870 |  | 01 | 1 | 3XAC | [7 empty] | 2012-04-04
5110 | 29200000TL | 03483 | EGC046007 | P | 58021855 | 58 | EGTL Spares | Mtce | 51 | 51Z | PLUG:MOBILE CRANE | 40 SOCKET | Electric-Other : | EA | 2 | 0 | 0 | NO | 40.82 | 6336.4886 | GROVE | 7709100883 |  | 01 | 1 | 3XAC | [7 empty] | 2012-04-04
5111 | 29200000TL | 03483 | EGC046001 | P | 58021856 | 58 | EGTL Spares | Mtce | 51 | 51Z | PLUG:MOBILE CRANE | 40 SOCKET | Electric-Other : | EA | 2 | 0 | 0 | NO | 48.67 | 7555.0441 | GROVE | 7709100884 |  | 01 | 1 | 3XAC | [7 empty] | 2012-04-04
5112 | 29200000TL | 03483 | EGC046003 | P | 58021857 | 58 | EGTL Spares | Mtce | 51 | 51Z | PLUG:PLASTIC, MOBILE CRANE | DEUTSCH DRC26-50S-04 | Electric-Other : | EA | 2 | 0 | 0 | NO | 60.17 | 9340.1891 | GROVE | 7709100890 |  | 01 | 1 | 3XAC | [7 empty] | 2012-04-04
5113 | 29200000TL | 03483 | EGC046006 | P | 58021859 | 58 | EGTL Spares | Mtce | 51 | 51Z | PLUG:MOBILE CRANE | 4 SOCKET | Electric-Other : | EA | 1 | 0 | 0 | NO | 5.1 | 791.673 | GROVE | 7709100895 |  | 01 | 1 | 3XAC | [7 empty] | 2012-04-04
5114 | 29200000TL | 03483 | EGC046008 | P | 58021860 | 58 | EGTL Spares | Mtce | 51 | 51Z | PLUG:MOBILE CRANE | 3 PIN | Electric-Other : | EA | 2 | 0 | 0 | NO | 13.11 | 2035.0653 | GROVE | 7709100902 |  | 01 | 1 | 3XAC | [7 empty] | 2012-04-04
5115 | 29200000TL | 03483 | EGC046006 | P | 58021861 | 58 | EGTL Spares | Mtce | 51 | 51Z | PLUG:PLASTIC, MOBILE CRANE | DTM06-12SA W/WM-12S WEDGE | Electric-Other : &quot;PART NUMBER: | EA | 1 | 0 | 0 | NO | 11.88 | 1844.1324 | GROVE | 7709100907 |  | 01 | 1 | 3XAC | [7 empty] | 2012-04-04
5116 | 29200000TL | 03483 | EGC046006 | P | 58021862 | 58 | EGTL Spares | Mtce | 51 | 51Z | PLUG:PLASTIC, MOBILE CRANE | DTM06-12SB W/WM-12S WEDGE | Electric-Other : &quot;PART NUMBER: | EA | 1 | 0 | 0 | NO | 12.25 | 1901.5675 | GROVE | 7709100908 |  | 01 | 1 | 3XAC | [7 empty] | 2012-04-04
5117 | 29200000TL | 03483 | EGC046004 | P | 58021863 | 58 | EGTL Spares | Mtce | 51 | 51Z | PLUG:PLASTIC, MOBILE CRANE | DTO6-12SB-C015 W/WEDGE | Electric-Other : &quot;PART NUMBER: | EA | 1 | 0 | 0 | NO | 13.43 | 2084.7389 | GROVE | 7709100929 |  | 01 | 1 | 3XAC | [7 empty] | 2012-04-04
5118 | 29200000TL | 03483 | EGC046004 | P | 58021864 | 58 | EGTL Spares | Mtce | 51 | 51Z | PLUG:MOBILE CRANE | DTO6-12SC-C015 W/WEDGE | Electric-Other : | EA | 1 | 0 | 0 | NO | 20.24 | 3141.8552 | GROVE | 7709100930 |  | 01 | 1 | 3XAC | [7 empty] | 2012-04-04
5119 | 29200000TL | 03483 | EGC046004 | P | 58021865 | 58 | EGTL Spares | Mtce | 51 | 51Z | PLUG | MOBILE CRANE SAE LB8 | Electric-Other : &quot;SAE #8 INCLUDES THE FOLLOWING PARTS 7755908002 1 O-RING, PLUG&quot; | EA | 2 | 0 | 0 | NO | 8.06 | 1251.1538 | GROVE | 7709800000 |  | 01 | 1 | 3XAC | [7 empty] | 2012-04-04
5120 | 29200000TL | 03483 | EGC046009 | P | 58021868 | 58 | EGTL Spares | Mtce | 51 | 51E | SOCKET:MOBILE CRANE | 7826000092 | Electric Components - Conduit / Fitting : | EA | 2 | 0 | 0 | NO | 1.68 | 260.7864 | GROVE | 7826000092 |  | 00 | 1 | 3XAC | [7 empty] | 2012-04-04
5121 | 29200000TL | 03483 | EGC046002 | P | 58021870 | 58 | EGTL Spares | Mtce | 51 | 51E | SOCKET:MOBILE CRANE | 7826000626 | Electric Components - Conduit / Fitting : | EA | 1 | 0 | 0 | NO | 1.68 | 260.7864 | GROVE | 7826000626 |  | 00 | 1 | 3XAC | [7 empty] | 2012-04-04
5122 | 29200000TL | 03483 | EGC046002 | P | 58021872 | 58 | EGTL Spares | Mtce | 51 | 51Z | PLUG:SEALING | MOBILE CRANES | Electric-Other : | EA | 2 | 0 | 0 | NO | 0.39 | 60.5397 | GROVE | 7826000650 |  | 01 | 1 | 3XAC | [7 empty] | 2012-04-04
5123 | 29200000TL | 03483 | EGC046003 | P | 58021873 | 58 | EGTL Spares | Mtce | 51 | 51E | SOCKET:MOBILE CRANE | 7826000651 | Electric Components - Conduit / Fitting : | EA | 1 | 0 | 0 | NO | 1.68 | 260.7864 | GROVE | 7826000651 |  | 00 | 1 | 3XAC | [7 empty] | 2012-04-04
5124 | 29200000TL | 03483 | EGC046002 | P | 58021875 | 58 | EGTL Spares | Mtce | 51 | 51E | SOCKET:MOBILE CRANE | 7826100013 | Electric Components - Conduit / Fitting : | EA | 2 | 0 | 0 | NO | 0.59 | 91.5857 | GROVE | 7826100013 |  | 00 | 1 | 3XAC | [7 empty] | 2012-04-04
5125 | 29200000TL | 03483 | EGC046008 | P | 58021876 | 58 | EGTL Spares | Mtce | 51 | 51E | SOCKET:MOBILE CRANE | 7826100016 | Electric Components - Conduit / Fitting : | EA | 2 | 0 | 0 | NO | 1.35 | 209.5605 | GROVE | 7826100016 |  | 00 | 1 | 3XAC | [7 empty] | 2012-04-04
5126 | 29200000TL | 03483 | EGC046006 | P | 58021877 | 58 | EGTL Spares | Mtce | 51 | 51E | SOCKET:MOBILE CRANE | 7826100018 | Electric Components - Conduit / Fitting : | EA | 1 | 0 | 0 | NO | 1.89 | 293.3847 | GROVE | 7826100018 |  | 00 | 1 | 3XAC | [7 empty] | 2012-04-04
5127 | 29200000TL | 03483 | EGC046002 | P | 58021878 | 58 | EGTL Spares | Mtce | 75 | 75F | PARALLEL: NON INSULATED | 12 - 10 AWG | Material Handling - Lifting Equipment and Accessories : | EA | 2 | 0 | 0 | NO | 0.5 | 77.615 | GROVE | 7892000195 |  | 00 | 1 | 3XAC | [7 empty] | 2012-04-04
5128 | 29200000TL | 03483 | EGC046006 | P | 58021880 | 58 | EGTL Spares | Mtce | 75 | 75F | PARALLEL: NON INSULATED | 4 AWG | Material Handling - Lifting Equipment and Accessories : | EA | 1 | 0 | 0 | NO | 1.89 | 293.3847 | GROVE | 7892000198 |  | 00 | 1 | 3XAC | [7 empty] | 2012-04-04
5129 | 29200000TL | 03483 | EGC046002 | P | 58021887 | 58 | EGTL Spares | Mtce | 51 | 51Z | TERMINAL:MOBILE CRANE | 7892000256 | Electric-Other : | EA | 2 | 0 | 0 | NO | 0.48 | 74.5104 | GROVE | 7892000256 |  | 00 | 1 | 3XAC | [7 empty] | 2012-04-04
5130 | 29200000TL | 03483 | EGC046007 | P | 58021889 | 58 | EGTL Spares | Mtce | 51 | 51Z | RECEPTACLE:MOBILE CRANE | 7892000824 | Electric-Other : | EA | 2 | 0 | 0 | NO | 8.92 | 1384.6516 | GROVE | 7892000824 |  | 00 | 1 | 3XAC | [7 empty] | 2012-04-04
5131 | 29200000TL | 03483 | EGC046007 | P | 58021890 | 58 | EGTL Spares | Mtce | 51 | 51Z | RECEPTACLE: ELECTRICAL | 7892000831 | Electric-Other : | EA | 1 | 0 | 0 | NO | 8.54 | 1325.6642 | GROVE | 7892000831 |  | 01,10,22 | 1 | 3XAC | [7 empty] | 2012-04-04
5132 | 29200000TL | 03483 | EGC046003 | P | 58021893 | 58 | EGTL Spares | Mtce | 53 | 53Z | FERRULE:MOBILE CRANE | TERMINAL FEMALE | Fittings - Tube : | EA | 2 | 0 | 0 | NO | 0.66 | 102.4518 | GROVE | 7892000843 |  | 01 | 1 | 3XAC | 1BBB | [6 empty] | 2012-04-04
5133 | 29200000TL | 03483 | EGC046002 | P | 58021895 | 58 | EGTL Spares | Mtce | 51 | 51Z | RECEPTACLE:MOBILE CRANE | 7892000949 | Electric-Other : | EA | 2 | 0 | 0 | NO | 7.32 | 1136.2836 | GROVE | 7892000949 |  | 00 | 1 | 3XAC | [7 empty] | 2012-04-04
5134 | 29200000TL | 03483 | EGC046001 | P | 58021897 | 58 | EGTL Spares | Mtce | 51 | 51Z | RECEPTACLE:MOBILE CRANE | 7892000978 | Electric-Other : | EA | 1 | 0 | 0 | NO | 6.66 | 1033.8318 | GROVE | 7892000978 |  | 00 | 1 | 3XAC | [7 empty] | 2012-04-04
5135 | 29200000TL | 03483 | EGC046004 | P | 58021899 | 58 | EGTL Spares | Mtce | 51 | 51Z | RECEPTACLE:MOBILE CRANE | 7892000986 | Electric-Other : | EA | 2 | 0 | 0 | NO | 26.82 | 4163.2686 | GROVE | 7892000986 |  | 00 | 1 | 3XAC | [7 empty] | 2012-04-04
5136 | 29200000TL | 03483 | EGC005032 | P | 58021933 | 58 | EGTL Spares | Mtce | 86 | 86Z | KIT:MOTOR ASSEMBLY | SWING DRIVE | Automotive - Parts and Accessories: FOR BRAKE,CONTAINS DISC,SPRINGS,SPACER,(2) BRAKE DISK,(2) BRAKE DISK,SHIM KIT | EA | 1 | 0 | 0 | NO | 1103.27 | 171260.6021 | GROVE | 9576101102 |  | 01 | 1 | 3XAC | [7 empty] | 2012-04-04
5137 | 29300000TL | 03483 | EGC005032 | P | 58021935 | 58 | EGTL Spares | Mtce | 75 | 75F | BLADE: WIPER | SKYLIGHT WIPER, 34 IN | *OBS*Matl Hand-Parts : | EA | 1 | 0 | 1 | YES | 108.27 | 177483.7629 | GROVE | 9576101347 |  | 01 | 1 | 3XAC | 3XAC | [6 empty] | 2019-11-01 |  | 2024-08-16
5138 | 29200000TL | 03483 | EG3001086 | P | 58022022 | 58 | EGTL Spares | Mtce | 75 | 75F | CABLE | BOOM HOIST | Material Handling - Lifting Equipment and Accessories : | EA | 1 | 0 | 0 | NO | 925 | 283457 | GROVE | 1002226.24 |  | 01,10 | 1 | 3XAC | 1AAA | [6 empty] | 2012-04-04 | 2017-04-28 | 2019-06-27
5139 | 29200000TL | 03483 | EG1001007 | P | 58022024 | 58 | EGTL Spares | Mtce | 50 | 50Z | BEARING:ASSEMBLY | FOR MOBILE CRANES | Bearings & Accessories - All : | EA | 2 | 0 | 0 | NO | 71.91 | 11162.5893 | GROVE | 1002857 |  | 01,21,22 | 1 | 3XAC | [7 empty] | 2012-04-04
5140 | 29200000TL | 03483 | EGC017013 | P | 58022047 | 58 | EGTL Spares | Mtce | 51 | 51Z | FUSE:TIER 3 DIESEL,10A,PIN | FOR MOBILE CRANES | Electric-Other : | EA | 2 | 0 | 0 | NO | 1.68 | 260.82 | GROVE | 1006154-10 |  | 01 | 1 | 3XAC | [7 empty] | 2012-04-04
5141 | 29200000TL | 03483 | EG1018018 | P | 58022051 | 58 | EGTL Spares | Mtce | 64 | 64D | LAMP:LIGHT ASSEMBLY | STROBE,12V,AMBER | Cranes & Parts / Accessories : | EA | 2 | 0 | 0 | NO | 157.32 | 24422.3568 | GROVE | 1901983 |  | 01,10 | 1 | 3XAC | [7 empty] | 2012-04-04 | 2014-08-11 | 2014-09-30
5142 | 29300000TL | 03483 | EGC046015 | P | 58022071 | 58 | EGTL Spares | Mtce | 54 | 54D | KIT:SEAL | FOR CYLINDER ASSEMBLY - LIFT | *OBS*GS&P-Other : CONTAINS (2) WEAR PISTON RING,(1) PISTON SEAL,(2) O-RING,(1) BACK-UP RING,(2) WEAR RING,(1) ROD SEAL,(1) WIPER RING | EA | 1 | 0 | 1 | YES | 645.6 | 607677.456 | GROVE | 1904456 |  | 01 | 1 | 3XAC | 3XAC | [6 empty] | 2019-11-01 |  | 2024-01-01
5143 | 29200000TL | 03483 | EGC046015 | P | 58022085 | 58 | EGTL Spares | Mtce | 75 | 75F | PEDAL:ACCELERATOR, SEAL | MOBILE CRANES | Material Handling - Lifting Equipment and Accessories : | EA | 1 | 0 | 0 | NO | 98.39 | 15273.0797 | GROVE | 1100207 |  | 00 | 1 | 3XAC | [7 empty] | 2012-04-04
5144 | 29200000TL | 03483 | EG1013017 | P | 58022090 | 58 | EGTL Spares | Mtce | 50 | 50Z | BEARING:MOBILE CRANE,ASSY | MOBILE CRANES | Bearings & Accessories - All : | EA | 1 | 0 | 0 | NO | 66.79 | 10367.8117 | GROVE | 1002357 |  | 01,21,22 | 1 | 3XAC | [7 empty] | 2012-04-04
5145 | 29200000TL | 03483 | EGC002036 | P | 58022093 | 58 | EGTL Spares | Mtce | 75 | 75F | ROPE: WIRE | MOBILE CRANES | Material Handling - Lifting Equipment and Accessories : | EA | 1 | 0 | 0 | NO | 672.6 | 104407.698 | GROVE | 1007328-80 |  | 00 | 1 | 3XAC | [7 empty] | 2012-04-04
5146 | 29200000TL | 03483 | EGC027029 | P | 58022094 | 58 | EGTL Spares | Mtce | 87 | 87B | PULLEY:SHEAVE, 110063 | MOBILE CRANES |  | EA | 1 | 0 | 0 | NO | 249.22 | 38691.41 | GROVE | 110063 |  | 00 | 1 | 3XAC | 1CCC | [6 empty] | 2012-04-04
5147 | 29200000TL | 03483 | EGC027029 | P | 58022095 | 58 | EGTL Spares | Mtce | 87 | 87B | PULLEY:SHEAVE, 100721 | MOBILE CRANES |  | EA | 1 | 0 | 0 | NO | 145.31 | 22559.38 | GROVE | 100721 |  | 00 | 1 | 3XAC | 1CCC | [6 empty] | 2012-04-04
5148 | 29200000TL | 03483 | EGC046016 | P | 58022100 | 58 | EGTL Spares | Mtce | 51 | 51Z | SWITCH:ASSEMBLY | MOBILE CRANES | Electric-Other : | EA | 1 | 0 | 0 | NO | 239.7 | 37208.631 | GROVE | 1102735 |  | 01,10 | 1 | 3XAC | [7 empty] | 2012-04-04
5149 | 29200000TL | 03483 | EGC046020 | P | 58022101 | 58 | EGTL Spares | Mtce | 87 | 87B | SHIM:MOBILE CRANE,0.062 THK | MOBILE CRANES | *OBS*Machinery-Misc- : | EA | 1 | 0 | 0 | NO | 5.18 | 804.0914 | GROVE | S115197 |  | 00 | 1 | 3XAC | 3XAC | [6 empty] | 2012-04-04
5150 | 29200000TL | 03483 | EGC046019 | P | 58022102 | 58 | EGTL Spares | Mtce | 87 | 87B | SHIM:MOBILE CRANE,0.015 THK | MOBILE CRANES | *OBS*Machinery-Misc- : | EA | 1 | 0 | 1 | NO | 2.52 | 391.1796 | GROVE | S115198 |  | 00 | 1 | 3XAC | 3XAC | [6 empty] | 2012-04-04
5151 | 29200000TL | 03483 | EGC046020 | P | 58022103 | 58 | EGTL Spares | Mtce | 75 | 75F | BAR:WEAR,BRONZE | MOBILE CRANES | Material Handling - Lifting Equipment and Accessories : | EA | 1 | 0 | 0 | NO | 64.7 | 10043.381 | GROVE | S229806 |  | 01,22 | 1 | 3XAC | [7 empty] | 2012-04-04
5152 | 29200000TL | 03483 | EG1001007 | P | 58022104 | 58 | EGTL Spares | Mtce | 50 | 50Z | BEARING:NYLTRON | S229807 | Bearings & Accessories - All : | EA | 1 | 0 | 0 | NO | 15.08 | 2340.8684 | GROVE | S229807 |  | 01,21,22 | 1 | 3XAC | [7 empty] | 2012-04-04
5153 | 29200000TL | 03483 | EG1020014 | P | 58022105 | 58 | EGTL Spares | Mtce | 50 | 50Z | BEARING:MOBILE CRANE | S229808 | Bearings & Accessories - All : | EA | 1 | 0 | 0 | NO | 24.91 | 3866.7793 | GROVE | S229808 |  | 01,21,22 | 1 | 3XAC | [7 empty] | 2012-04-04
5154 | 29200000TL | 03483 | EG1020021 | P | 58022106 | 58 | EGTL Spares | Mtce | 50 | 50Z | BEARING:MOBILE CRANE | S233617 | Bearings & Accessories - All : | EA | 1 | 0 | 0 | NO | 12.5 | 1940.375 | GROVE | S233617 |  | 01,21,22 | 1 | 3XAC | [7 empty] | 2012-04-04
5155 | 29200000TL | 03483 | EGC046021 | P | 58022107 | 58 | EGTL Spares | Mtce | 75 | 75F | SLIDE:LOWER FRONT | MOBILE CRANES | Material Handling - Lifting Equipment and Accessories : | EA | 1 | 0 | 0 | NO | 33.1 | 5138.113 | GROVE | S242033 |  | 00 | 1 | 3XAC | [7 empty] | 2012-04-04
5156 | 29200000TL | 03483 | EG1020021 | P | 58022108 | 58 | EGTL Spares | Mtce | 50 | 50Z | BEARING:MOBILE CRANE | S61627 | Bearings & Accessories - All : | EA | 1 | 0 | 0 | NO | 11 | 1707.53 | GROVE | S61627 |  | 01,21,22 | 1 | 3XAC | [7 empty] | 2012-04-04
5157 | 29200000TL | 03483 | EG1020014 | P | 58022109 | 58 | EGTL Spares | Mtce | 50 | 50Z | BEARING:MOBILE CRANE | S64984 | Bearings & Accessories - All : | EA | 1 | 0 | 0 | NO | 22.34 | 3467.8382 | GROVE | S64984 |  | 01,21,22 | 1 | 3XAC | [7 empty] | 2012-04-04
5158 | 29200000TL | 03483 | EGC046016 | P | 58022113 | 58 | EGTL Spares | Mtce | 75 | 75F | TRANSMITTER: TEMPERATURE | SENDER | Material Handling - Lifting Equipment and Accessories : | EA | 1 | 0 | 0 | NO | 34.98 | 5429.9454 | GROVE | 100227 |  | 05 | 1 | 3XAC | [7 empty] | 2012-04-04
5159 | 29200000TL | 03483 | EGC046020 | P | 58022114 | 58 | EGTL Spares | Mtce | 75 | 75F | INDICATOR:RESTRICTION | MOBILE CRANES | Material Handling - Lifting Equipment and Accessories : | EA | 1 | 0 | 0 | NO | 34.09 | 5291.7907 | GROVE | 757600310 |  | 00 | 1 | 3XAC | [7 empty] | 2012-04-04
5160 | 29200000TL | 03483 | EGC046018 | P | 58022115 | 58 | EGTL Spares | Mtce | 75 | 75F | COUPLING:FLEXIBLE, G | MOBILE CRANES | Material Handling - Lifting Equipment and Accessories : | EA | 1 | 0 | 0 | NO | 431.54 | 66987.9542 | GROVE | 1004504 |  | 01 | 1 | 3XAC | [7 empty] | 2012-04-04
5161 | 29200000TL | 03483 | EGC046017 | P | 58022116 | 58 | EGTL Spares | Mtce | 75 | 75F | ADAPTER:RADIATOR HOSE | MOBILE CRANES | Material Handling - Lifting Equipment and Accessories : | EA | 1 | 0 | 0 | NO | 10.62 | 1648.5426 | GROVE | 1005456 |  | 01 | 1 | 3XAC | [7 empty] | 2012-04-04
5162 | 29200000TL | 03483 | EGC046019 | P | 58022119 | 58 | EGTL Spares | Mtce | 75 | 75F | ADAPTER:FLANGE FOR CUMMINS | 3.3L (TIER 3 DIESEL ENGINE) | Material Handling - Lifting Equipment and Accessories : | EA | 1 | 0 | 0 | NO | 117.67 | 18265.9141 | GROVE | 1103386 |  | 01 | 1 | 3XAC | [7 empty] | 2012-04-04
5163 | 29200000TL | 03483 | EGC046021 | P | 58022121 | 58 | EGTL Spares | Mtce | 54 | 54D | O-RING:MOBILE CRANE | MOBILE CRANES | *OBS*GS&P-O-Rings : | EA | 1 | 0 | 1 | NO | 6.29 | 976.3967 | GROVE | 1901737 |  | 01 | 1 | 3XAC | 3XAC | [6 empty] | 2012-04-04
5164 | 29200000TL | 03483 | EGC046016 | P | 58022122 | 58 | EGTL Spares | Mtce | 86 | 86Z | BELT: V | MOBILE CRANES | Automotive - Parts and Accessories: | EA | 1 | 0 | 0 | NO | 20.69 | 3211.7087 | GROVE | 1904647 |  | 01 | 1 | 3XAC | [7 empty] | 2012-04-04
5165 | 29200000TL | 03483 | EGC046021 | P | 58022123 | 58 | EGTL Spares | Mtce | 64 | 64D | FILTER: OIL | MOBILE CRANES | Cranes & Parts / Accessories : | EA | 4 | 0 | 0 | NO | 13.9825 | 2170.5829 | GROVE | 1901796 |  | 01 | 1 | 3XAC | [7 empty] | 2012-04-04 |  | 2014-09-08
5166 | 29200000TL | 03483 | EGC046016 | P | 58022124 | 58 | EGTL Spares | Mtce | 75 | 75F | HANDLE:HANDLE TOP,PLASTIC | MOBILE CRANES | Material Handling - Lifting Equipment and Accessories : | EA | 1 | 0 | 0 | NO | 33.18 | 5150.5314 | GROVE | 1901965 |  | 01 | 1 | 3XAC | [7 empty] | 2012-04-04
5167 | 29200000TL | 03483 | EGC046016 | P | 58022126 | 58 | EGTL Spares | Mtce | 75 | 75F | RING:TOLERANCE | MOBILE CRANES | Material Handling - Lifting Equipment and Accessories : | EA | 1 | 0 | 0 | NO | 4.5 | 698.535 | GROVE | 1901968 |  | 01 | 1 | 3XAC | [7 empty] | 2012-04-04
5168 | 29200000TL | 03483 | EGC046019 | P | 58022127 | 58 | EGTL Spares | Mtce | 75 | 75F | COLLAR:TRANSMISSION GROUP | MOBILE CRANES | Material Handling - Lifting Equipment and Accessories : | EA | 1 | 0 | 0 | NO | 18.38 | 2853.1274 | GROVE | 1901969 |  | 00 | 1 | 3XAC | [7 empty] | 2012-04-04
5169 | 29200000TL | 03483 | EGC046016 | P | 58022131 | 58 | EGTL Spares | Mtce | 86 | 86Z | BELT: V | MOBILE CRANES | Automotive - Parts and Accessories: | EA | 1 | 0 | 0 | NO | 108.61 | 16859.5303 | GROVE | 1902065 |  | 01 | 1 | 3XAC | [7 empty] | 2012-04-04
5170 | 29200000TL | 03483 | EGC046016 | P | 58022132 | 58 | EGTL Spares | Mtce | 76 | 76Z | PUMP:FUEL | MOBILE CRANES | Pumps-Other : | EA | 1 | 0 | 0 | NO | 635.73 | 98684.3679 | GROVE | 1902267 |  | 00 | 1 | 3XAC | [7 empty] | 2012-04-04
5171 | 29200000TL | 03483 | EGC046018 | P | 58022133 | 58 | EGTL Spares | Mtce | 72 | 72Z | FILTER: FUEL, STEEL HSG | MOBILE CRANES | *OBS*Filtration-Elem : | EA | 4 | 0 | 0 | NO | 53.92 | 8370.0016 | GROVE | 1902268 |  | 01 | 1 | 3XAC | 3XAC | [6 empty] | 2012-04-04
5172 | 29200000TL | 03483 | EGC046016 | P | 58022134 | 58 | EGTL Spares | Mtce | 72 | 72Z | FILTER: FUEL LPG, STEEL HSG | MOBILE CRANES | *OBS*Filtration-Elem : | EA | 4 | 0 | 0 | NO | 28.7 | 4455.101 | GROVE | 1008443 |  | 01 | 1 | 3XAC | 3XAC | [6 empty] | 2012-04-04
5173 | 29200000TL | 03483 | EGC046018 | P | 58022135 | 58 | EGTL Spares | Mtce | 51 | 51Z | SWITCH: LIMIT,SPDT,L TYPE | MOBILE CRANES | Electric-Other : | EA | 1 | 0 | 0 | NO | 40.59 | 6300.7857 | GROVE | 1000374 |  | 01,10 | 1 | 3XAC | [7 empty] | 2012-04-04
5174 | 29200000TL | 03483 | EGC046017 | P | 58022137 | 58 | EGTL Spares | Mtce | 75 | 75F | FLASHER:12VDC,PRONG PLUG-IN | TURN SIGNAL | Material Handling - Lifting Equipment and Accessories : | EA | 1 | 0 | 0 | NO | 16.66 | 2586.1318 | GROVE | 100996 |  | 00 | 1 | 3XAC | [7 empty] | 2012-04-04
5175 | 29200000TL | 03483 | EGC046020 | P | 58022138 | 58 | EGTL Spares | Mtce | 64 | 64D | LIGHT:STROBE,12 V,AMBER | MOBILE CRANES | Cranes & Parts / Accessories : | EA | 1 | 0 | 0 | NO | 371.3348 | 73561.421 | GROVE | 1002421 |  | 01,10 | 1 | 3XAC | [7 empty] | 2012-04-04 | 2015-03-16 | 2014-09-09
5176 | 29200000TL | 03483 | EGC046016 | P | 58022139 | 58 | EGTL Spares | Mtce | 75 | 75F | TRANSMITTER: PRESSURE, SENDER | MOBILE CRANES | Material Handling - Lifting Equipment and Accessories : | EA | 1 | 0 | 0 | NO | 59.3 | 9205.139 | GROVE | 1005292 |  | 05 | 1 | 3XAC | [7 empty] | 2012-04-04
5177 | 29200000TL | 03483 | EGC046016 | P | 58022141 | 58 | EGTL Spares | Mtce | 75 | 75F | TRANSMITTER:TEMPERATURE SENDER | MOBILE CRANES | Material Handling - Lifting Equipment and Accessories : | EA | 1 | 0 | 0 | NO | 46.21 | 7173.1783 | GROVE | 1006756 |  | 05 | 1 | 3XAC | [7 empty] | 2012-04-04
5178 | 29200000TL | 03483 | EGC046017 | P | 58022142 | 58 | EGTL Spares | Mtce | 51 | 51Z | RELAY:MOBILE CRANE | MOBILE CRANES | Electric-Other : | EA | 1 | 0 | 0 | NO | 48.53 | 7533.3119 | GROVE | 1902188 |  | 01,10 | 1 | 3XAC | [7 empty] | 2012-04-04
5179 | 29200000TL | 03483 | EGC046017 | P | 58022143 | 58 | EGTL Spares | Mtce | 86 | 86Z | HORN:ALARM,24VDC | MOBILE CRANES | Automotive - Parts and Accessories: | EA | 1 | 0 | 0 | NO | 48.49 | 7527.1027 | GROVE | 7025000015 |  | 00 | 1 | 3XAC | [7 empty] | 2012-04-04
5180 | 29200000TL | 03483 | EGC046020 | P | 58022145 | 58 | EGTL Spares | Mtce | 51 | 51Z | SWITCH:STARTER | MOBILE CRANES | Electric-Other : | EA | 1 | 0 | 0 | NO | 34.64 | 5377.1672 | GROVE | 603605 |  | 01,10 | 1 | 3XAC | [7 empty] | 2012-04-04
5181 | 29200000TL | 03483 | EGC046016 | P | 58022147 | 58 | EGTL Spares | Mtce | 51 | 51B | LIGHT: REAR INDICATING | RED,BASE MOUNT | Electric Components - Lighting : | EA | 1 | 0 | 0 | NO | 32.12 | 4985.9876 | GROVE | S31861 |  | 01,10 | 1 | 3XAC | [7 empty] | 2012-04-04
5182 | 29200000TL | 03483 | EGC046017 | P | 58022148 | 58 | EGTL Spares | Mtce | 51 | 51B | LIGHT: FRONT INDICATING | AMBER,BASE MOUNT | Electric Components - Lighting : | EA | 1 | 0 | 0 | NO | 35.7 | 5541.711 | GROVE | S31862 |  | 01,10 | 1 | 3XAC | [7 empty] | 2012-04-04
5183 | 29200000TL | 03483 | EGC046016 | P | 58022149 | 58 | EGTL Spares | Mtce | 54 | 54D | KIT:SEAL,MOBILE CRANE | 1000804 | *OBS*GS&P-Other : | EA | 1 | 0 | 1 | NO | 46.63 | 7238.3749 | GROVE | 1000804 |  | 01 | 1 | 3XAC | 3XAC | [6 empty] | 2012-04-04
5184 | 29200000TL | 03483 | EGC046018 | P | 58022150 | 58 | EGTL Spares | Mtce | 54 | 54D | KIT:SEAL,MOBILE CRANE | 1000806 | *OBS*GS&P-Other : | EA | 1 | 0 | 0 | NO | 12.53 | 1945.0319 | GROVE | 1000806 |  | 01 | 1 | 3XAC | 3XAC | [6 empty] | 2012-04-04
5185 | 29200000TL | 03483 | EGC046018 | P | 58022151 | 58 | EGTL Spares | Mtce | 54 | 54D | KIT:SEAL,MOBILE CRANE | 1001155 | *OBS*GS&P-Other : | EA | 1 | 0 | 1 | NO | 186.12 | 28891.4076 | GROVE | 1001155 |  | 01 | 1 | 3XAC | 3XAC | [6 empty] | 2012-04-04
5186 | 29200000TL | 03483 | EGC046017 | P | 58022155 | 58 | EGTL Spares | Mtce | 54 | 54D | KIT:SEAL,SWIVEL ASSEMBLY | HYDRAULIC 7 PORT | *OBS*GS&P-Other : CONTAINS (9) O-RING,(1) THRUST WASHER,(10) SEAL | EA | 1 | 0 | 0 | NO | 543.59 | 84381.4757 | GROVE | 1900709 |  | 01 | 1 | 3XAC | 3XAC | [6 empty] | 2012-04-04
5187 | 29300000TL | 03483 | EGC046015 | P | 58022156 | 58 | EGTL Spares | Mtce | 75 | 75F | KIT:REPAIR | FOR CALIPER,PARKING BREAK | Material Handling - Lifting Equipment and Accessories : CONTAINS (5) BELLEVILLE SPRING,(1) BLEEDER SCREW,(1) LOCK NUT,(1) PISTON,(2) O-RING,(1) PUSH ROD,(2) BACK-UP RING,(1) PISTON,(2) LINING,(2) FLAT HEAD SCREW,(1) GASKET,(1) BUSHING,(2) PAN HEAD SCREW,( | EA | 1 | 0 | 1 | YES | 629.36 | 257804.7368 | GROVE | 1901050 |  | 01 | 1 | 3XAC | [7 empty] | 2019-11-01 |  | 2021-05-15
5188 | 29200000TL | 03483 | EGC046019 | P | 58022157 | 58 | EGTL Spares | Mtce | 75 | 75F | TRANSMITTER: PRESSURE | OIL SENDER | Material Handling - Lifting Equipment and Accessories : | EA | 1 | 0 | 0 | NO | 100.44 | 15591.3012 | GROVE | 1901962SL |  | 05 | 1 | 3XAC | [7 empty] | 2012-04-04
5189 | 29200000TL | 03483 | EGC046020 | P | 58022158 | 58 | EGTL Spares | Mtce | 54 | 54D | KIT:SEAL | FOR PISTON,CONTAINS SEALS | *OBS*GS&P-Other : | EA | 1 | 0 | 1 | NO | 136.46 | 21182.6858 | GROVE | 1902149SL |  | 01 | 1 | 3XAC | 3XAC | [6 empty] | 2012-04-04
5190 | 29200000TL | 03483 | EGC046018 | P | 58022159 | 58 | EGTL Spares | Mtce | 54 | 54D | KIT:SEAL | FOR HEAD,CONTAINS SEALS | *OBS*GS&P-Other : | EA | 1 | 0 | 0 | NO | 136.18 | 21139.2214 | GROVE | 1902150 |  | 01 | 1 | 3XAC | 3XAC | [6 empty] | 2012-04-04
5191 | 29200000TL | 03483 | EGC046016 | P | 58022160 | 58 | EGTL Spares | Mtce | 54 | 54D | KIT:SEAL | FOR PISTON,CONTAINS O-RING | *OBS*GS&P-Other : WEAR RING,PISTON SEAL | EA | 1 | 0 | 0 | NO | 108.18 | 16792.7814 | GROVE | 1902156SL |  | 01 | 1 | 3XAC | 3XAC | [6 empty] | 2012-04-04
5192 | 29200000TL | 03483 | EGC046019 | P | 58022161 | 58 | EGTL Spares | Mtce | 54 | 54D | KIT:HEAD SEAL,CYLINDER ASSY | OUTRIGGER HYDRAULIC | *OBS*GS&P-Other : CONTAINS (1) O-RING,(1) BACK-UP RING,(1) O-RING,(2) WEAR RING,(1) BUFFER SEAL,(1) ROD SEAL,(1) WIPER | EA | 1 | 0 | 0 | NO | 116.31 | 18054.8013 | GROVE | 1902157 |  | 01 | 1 | 3XAC | 3XAC | [6 empty] | 2012-04-04
5193 | 29200000TL | 03483 | EGC046016 | P | 58022162 | 58 | EGTL Spares | Mtce | 66 | 66V | VALVE: SOLENOID | CARTRIDGE AND COIL ASSY 12V | Process Control System :&quot;INCLUDES 9926112657 VALVE, CARTRIDGE 9926107773 VOIL&quot; | EA | 1 | 0 | 0 | NO | 135.52 | 21036.7696 | GROVE | 1902179 |  | 02 | 1 | 3XAC | [7 empty] | 2012-04-04
5194 | 29200000TL | 03483 | EGC046018 | P | 58022163 | 58 | EGTL Spares | Mtce | 66 | 66H | VALVE: RELIEF | MOBILE CRANES | Valve-Safety Relief : &quot;INCLUDES FOLLOWING PARTS 9752100994 - REPAIR KIT&quot; | EA | 1 | 0 | 0 | NO | 101.14 | 15699.9622 | GROVE | 1902180 |  | 02 | 1 | 3XAC | [7 empty] | 2012-04-04
5195 | 29200000TL | 03483 | EGC046019 | P | 58022164 | 58 | EGTL Spares | Mtce | 75 | 75F | HANDLE:VALVE ASSEMBLY | CONTROL,PLASTIC, | Material Handling - Lifting Equipment and Accessories : | EA | 1 | 0 | 0 | NO | 177.86 | 27609.2078 | GROVE | 1902202 |  | 01 | 1 | 3XAC | [7 empty] | 2012-04-04
5196 | 29200000TL | 03483 | EGC046016 | P | 58022166 | 58 | EGTL Spares | Mtce | 54 | 54D | SEAL:MOBILE CRANE | MOBILE CRANES | *OBS*GS&P-Other : | EA | 1 | 0 | 0 | NO | 5.96 | 925.1708 | GROVE | 03326066 |  | 01,22 | 1 | 3XAC | 3XAC | [6 empty] | 2012-04-04
5197 | 29200000TL | 03483 | EGC046020 | P | 58022171 | 58 | EGTL Spares | Mtce | 54 | 54D | O-RING:VENTILATION FILTER | 30 X 5 | *OBS*GS&P-O-Rings : | EA | 1 | 0 | 0 | NO | 1.05 | 162.9915 | GROVE | 01372488 |  | 01 | 1 | 3XAC | 3XAC | [6 empty] | 2012-04-04
5198 | 29200000TL | 03483 | EGC046019 | P | 58022172 | 58 | EGTL Spares | Mtce | 54 | 54D | O-RING:MOBILE CRANE | MOBILE CRANES | *OBS*GS&P-O-Rings : | EA | 1 | 0 | 1 | NO | 7.77 | 1206.1371 | GROVE | 02316851 |  | 01 | 1 | 3XAC | 3XAC | [6 empty] | 2012-04-04
5199 | 29200000TL | 03483 | EGC046017 | P | 58022173 | 58 | EGTL Spares | Mtce | 54 | 54D | SEAL:MOBILE CRANE | MOBILE CRANES | *OBS*GS&P-Other : | EA | 1 | 0 | 1 | NO | 381.37 | 59200.0651 | GROVE | 03098598 |  | 01,22 | 1 | 3XAC | 3XAC | [6 empty] | 2012-04-04
5200 | 29200000TL | 03483 | EGC046019 | P | 58022174 | 58 | EGTL Spares | Mtce | 72 | 72Z | FILTER: AIR VENTILATION,STL HS | GMK 5220 CYLINDER SHAPE | *OBS*Filtration-Elem : | EA | 4 | 0 | 0 | NO | 32.23 | 5003.0629 | GROVE | 03324588 |  | 01 | 1 | 3XAC | 3XAC | [6 empty] | 2012-04-04
5201 | 29200000TL | 03483 | EGC046016 | P | 58022176 | 58 | EGTL Spares | Mtce | 54 | 54D | O-RING:MOBILE CRANE | MOBILE CRANES | *OBS*GS&P-O-Rings : | EA | 1 | 0 | 0 | NO | 6.89 | 1069.5347 | GROVE | 03328216 |  | 01 | 1 | 3XAC | 3XAC | [6 empty] | 2012-04-04
5202 | 29200000TL | 03483 | EGC046017 | P | 58022177 | 58 | EGTL Spares | Mtce | 54 | 54D | O-RING:MOBILE CRANE | 52.07 X 2.62 | *OBS*GS&P-O-Rings : | EA | 2 | 1 | 2 | NO | 4.4 | 683.012 | GROVE | 03316867 |  | 01 | 1 | 3XAC | 3XAC | [6 empty] | 2012-04-04
5203 | 29200000TL | 03483 | EGC046015 | P | 58022180 | 58 | EGTL Spares | Mtce | 72 | 72Z | FILTER: LEITUNGSFILTER | CYLINDRICAL SHAPE | *OBS*Filtration-Elem : | EA | 4 | 0 | 0 | NO | 50.25 | 7800.3075 | GROVE | 03326047 |  | 01 | 1 | 3XAC | 3XAC | [6 empty] | 2012-04-04
5204 | 29200000TL | 03483 | EGC046018 | P | 58022181 | 58 | EGTL Spares | Mtce | 54 | 54A | GASKET SET:HOUSING | MOBILE CRANES | Seals : | EA | 1 | 0 | 0 | NO | 33.7 | 5231.251 | GROVE | 03326049 |  | 01 | 1 | 3XAC | 1BBB | [6 empty] | 2012-04-04
5205 | 29200000TL | 03483 | EGC046015 | P | 58022182 | 58 | EGTL Spares | Mtce | 54 | 54D | O-RING:MOBILE CRANE | MOBILE CRANES | *OBS*GS&P-O-Rings : | EA | 1 | 0 | 0 | NO | 170.27 | 26431.0121 | GROVE | 01377212 |  | 01 | 1 | 3XAC | 3XAC | [6 empty] | 2012-04-04
5206 | 29200000TL | 03483 | EGC046017 | P | 58022183 | 58 | EGTL Spares | Mtce | 54 | 54D | RING:SEALING,A120 X 90 | MOBILE CRANES | *OBS*GS&P-Other : | EA | 1 | 0 | 0 | NO | 80.72 | 12530.1656 | GROVE | 03328286 |  | 01 | 1 | 3XAC | 3XAC | [6 empty] | 2012-04-04
5207 | 29200000TL | 03483 | EGC046020 | P | 58022188 | 58 | EGTL Spares | Mtce | 75 | 75F | SPRING:TENSION | MOBILE CRANES | Material Handling - Lifting Equipment and Accessories : | EA | 3 | 0 | 0 | NO | 27.22 | 4225.3606 | GROVE | 02315393 |  | 01 | 1 | 3XAC | [7 empty] | 2012-04-04
5208 | 29200000TL | 03483 | EGC046017 | P | 58022189 | 58 | EGTL Spares | Mtce | 75 | 75F | SPRING:TENSION | MOBILE CRANES | Material Handling - Lifting Equipment and Accessories : | EA | 4 | 0 | 0 | NO | 78.53 | 12190.2119 | GROVE | 02315398 |  | 01 | 1 | 3XAC | [7 empty] | 2012-04-04
5209 | 29200000TL | 03483 | EGC046016 | P | 58022190 | 58 | EGTL Spares | Mtce | 75 | 75F | SPRING:PRESSURE | MOBILE CRANES | Material Handling - Lifting Equipment and Accessories : | EA | 4 | 0 | 0 | NO | 12.56 | 1949.6888 | GROVE | 02315399 |  | 01 | 1 | 3XAC | [7 empty] | 2012-04-04
5210 | 29200000TL | 03483 | EGC046015 | P | 58022194 | 58 | EGTL Spares | Mtce | 86 | 86Z | BELT:MOBILE CRANE | MOBILE CRANES | Automotive - Parts and Accessories: | EA | 2 | 0 | 0 | NO | 132.97 | 20640.9331 | GROVE | 03328998 |  | 01 | 1 | 3XAC | [7 empty] | 2012-04-04
5211 | 29200000TL | 03483 | EGC046020 | P | 58022195 | 58 | EGTL Spares | Mtce | 86 | 86Z | BELT:MOBILE CRANE | MOBILE CRANES | Automotive - Parts and Accessories: | EA | 2 | 0 | 0 | NO | 99.93 | 15512.1339 | GROVE | 03328999 |  | 01 | 1 | 3XAC | [7 empty] | 2012-04-04
5212 | 29200000TL | 03483 | EGC046016 | P | 58022196 | 58 | EGTL Spares | Mtce | 75 | 75F | MUFFLER:SILENCER | MOBILE CRANES | Material Handling - Lifting Equipment and Accessories : | EA | 2 | 0 | 0 | NO | 24.2 | 3756.566 | GROVE | 01927170 |  | 01 | 1 | 3XAC | [7 empty] | 2012-04-04
5213 | 29200000TL | 03483 | EGC046019 | P | 58022197 | 58 | EGTL Spares | Mtce | 51 | 51B | LAMP:4W,24V | MOBILE CRANES | Electric Components - Lighting : | EA | 1 | 0 | 0 | NO | 2.44 | 378.7612 | GROVE | 00438897 |  | 01,10 | 1 | 3XAC | [7 empty] | 2012-04-04
5214 | 29200000TL | 03483 | EGC046017 | P | 58022198 | 58 | EGTL Spares | Mtce | 51 | 51B | LAMP:HEADLIGHTS H1,70W,24V | MOBILE CRANES | Electric Components - Lighting : | EA | 5 | 0 | 0 | NO | 17.47 | 2711.8681 | GROVE | 00438912 |  | 01,10 | 1 | 3XAC | [7 empty] | 2012-04-04
5215 | 29200000TL | 03483 | EGC046018 | P | 58022199 | 58 | EGTL Spares | Mtce | 51 | 51B | LAMP:24V | MOBILE CRANES | Electric Components - Lighting : | EA | 5 | 0 | 0 | NO | 4.24 | 658.1752 | GROVE | 00439055 |  | 01,10 | 1 | 3XAC | [7 empty] | 2012-04-04
5216 | 29200000TL | 03483 | EGC046012 | P | 58022200 | 58 | EGTL Spares | Mtce | 51 | 51B | LAMP:5W,24V | MOBILE CRANES | Electric Components - Lighting : | EA | 1 | 0 | 0 | NO | 2.44 | 378.7612 | GROVE | 01207144 |  | 01,10 | 1 | 3XAC | [7 empty] | 2012-04-04
5217 | 29200000TL | 03483 | EGC046012 | P | 58022201 | 58 | EGTL Spares | Mtce | 51 | 51B | LAMP:5W,24V,GMK 5220 | MOBILE CRANES | Electric Components - Lighting : | EA | 2 | 0 | 0 | NO | 2.38 | 369.4474 | GROVE | 01926635 |  | 01,10 | 1 | 3XAC | [7 empty] | 2012-04-04
5218 | 29200000TL | 03483 | EGC046012 | P | 58022202 | 58 | EGTL Spares | Mtce | 64 | 64D | FUSE:25A,2 BOLTS, STRIP | MOBILE CRANES | Cranes & Parts / Accessories : | EA | 6 | 0 | 0 | NO | 2.0157 | 312.903 | GROVE | 03320541 |  | 01 | 1 | 3XAC | [7 empty] | 2012-04-04 | 2017-05-22 | 2013-11-07
5219 | 29200000TL | 03483 | EGC046012 | P | 58022203 | 58 | EGTL Spares | Mtce | 51 | 51Z | FUSE:50A, 2 BOLTS | MOBILE CRANES | Electric-Other : | EA | 1 | 0 | 0 | NO | 6.66 | 1033.8318 | GROVE | 03320542 |  | 01 | 1 | 3XAC | [7 empty] | 2012-04-04
5220 | 29200000TL | 03483 | EGC046012 | P | 58022204 | 58 | EGTL Spares | Mtce | 51 | 51Z | FUSE:100A,2 BOLTS | MOBILE CRANES | Electric-Other : | EA | 2 | 0 | 0 | NO | 3.51 | 544.8573 | GROVE | 03320543 |  | 01 | 1 | 3XAC | [7 empty] | 2012-04-04
5221 | 29200000TL | 03483 | EGC046012 | P | 58022206 | 58 | EGTL Spares | Mtce | 75 | 75F | SPRING:TENSION | MOBILE CRANES | Material Handling - Lifting Equipment and Accessories : | EA | 2 | 0 | 0 | NO | 26.05 | 4043.7415 | GROVE | 02313838 |  | 01 | 1 | 3XAC | [7 empty] | 2012-04-04
5222 | 29200000TL | 03483 | EGC046012 | P | 58022207 | 58 | EGTL Spares | Mtce | 72 | 72Z | FILTER: WATER | WARM WATER HEATING APPLICANCE | *OBS*Filtration-Elem : STL HSG, RECTANGULAR SHAPE, GMK 5220 | EA | 1 | 0 | 0 | NO | 32.53 | 5049.6319 | GROVE | 03326206 |  | 01 | 1 | 3XAC | 3XAC | [6 empty] | 2012-04-04
5223 | 29200000TL | 03483 | EGC046012 | P | 58022208 | 58 | EGTL Spares | Mtce | 51 | 51B | LAMP:24V BULB C5W DRIVERS CAB | MOBILE CRANES | Electric Components - Lighting : | EA | 2 | 0 | 0 | NO | 2.49 | 386.5227 | GROVE | 00438514 |  | 01,10 | 1 | 3XAC | [7 empty] | 2012-04-04
5224 | 29200000TL | 03483 | EGC046012 | P | 58022209 | 58 | EGTL Spares | Mtce | 51 | 51B | LAMP:10WW,24V BULB DRIVERS CAB | MOBILE CRANES | Electric Components - Lighting : | EA | 6 | 0 | 0 | NO | 6.74 | 1046.2502 | GROVE | 00550434 |  | 01,10 | 1 | 3XAC | [7 empty] | 2012-04-04
5225 | 29200000TL | 03483 | EGC046012 | P | 58022210 | 58 | EGTL Spares | Mtce | 51 | 51Z | FUSE:FLAT,10A | MOBILE CRANES | Electric-Other : | EA | 27 | 0 | 0 | NO | 2.43 | 377.2089 | GROVE | 02210088 |  | 01 | 1 | 3XAC | [7 empty] | 2012-04-04
5226 | 29200000TL | 03483 | EGC046012 | P | 58022211 | 58 | EGTL Spares | Mtce | 51 | 51Z | FUSE:FLAT,15A | MOBILE CRANES | Electric-Other : | EA | 8 | 0 | 0 | NO | 2.52 | 391.1796 | GROVE | 02210069 |  | 01 | 1 | 3XAC | [7 empty] | 2012-04-04
5227 | 29200000TL | 03483 | EGC046012 | P | 58022212 | 58 | EGTL Spares | Mtce | 51 | 51Z | FUSE:FLAT,3A | MOBILE CRANES | Electric-Other : | EA | 9 | 0 | 0 | NO | 1.23 | 190.9329 | GROVE | 02210196 |  | 01 | 1 | 3XAC | [7 empty] | 2012-04-04
5228 | 29200000TL | 03483 | EGC046013 | P | 58022213 | 58 | EGTL Spares | Mtce | 51 | 51Z | FUSE:FLAT,5A | MOBILE CRANES | Electric-Other : | EA | 22 | 0 | 0 | NO | 2.43 | 377.2089 | GROVE | 02210197 |  | 01 | 1 | 3XAC | [7 empty] | 2012-04-04
5229 | 29200000TL | 03483 | EGC046013 | P | 58022214 | 58 | EGTL Spares | Mtce | 51 | 51B | LAMP:PILOT LAMP,1.2W,28 V | MOBILE CRANES | Electric Components - Lighting : BULB (W5/1,2, 28 V, 1.2 W) | EA | 3 | 0 | 0 | NO | 2.31 | 358.5813 | GROVE | 02210349 |  | 01,10 | 1 | 3XAC | [7 empty] | 2012-04-04
5230 | 29200000TL | 03483 | EGC046013 | P | 58022215 | 58 | EGTL Spares | Mtce | 51 | 51Z | FUSE:FLAT,20A | MOBILE CRANES | Electric-Other : | EA | 10 | 0 | 0 | NO | 1.65 | 256.1295 | GROVE | 02212205 |  | 01 | 1 | 3XAC | [7 empty] | 2012-04-04
5231 | 29200000TL | 03483 | EGC046013 | P | 58022216 | 58 | EGTL Spares | Mtce | 51 | 51Z | FUSE:FLAT,2A | MOBILE CRANES | Electric-Other : | EA | 6 | 0 | 0 | NO | 0.35 | 54.3305 | GROVE | 03320237 |  | 01 | 1 | 3XAC | [7 empty] | 2012-04-04
5232 | 29200000TL | 03483 | EGC046013 | P | 58022217 | 58 | EGTL Spares | Mtce | 51 | 51B | LAMP:TACHOMETER HS53,YELLOW | MOBILE CRANES | Electric Components - Lighting : | EA | 3 | 0 | 0 | NO | 6.44 | 999.6812 | GROVE | 03328284 |  | 01,10 | 1 | 3XAC | [7 empty] | 2012-04-04
5233 | 29200000TL | 03483 | EGC046013 | P | 58022218 | 58 | EGTL Spares | Mtce | 51 | 51B | LAMP:TACHOMETER HS53,BLUE | MOBILE CRANES | Electric Components - Lighting : | EA | 3 | 0 | 0 | NO | 3.07 | 476.5561 | GROVE | 03328285 |  | 01,10 | 1 | 3XAC | [7 empty] | 2012-04-04
5234 | 29200000TL | 03483 | EGC046013 | P | 58022219 | 58 | EGTL Spares | Mtce | 54 | 54D | RING:SEALING | MOBILE CRANES | *OBS*GS&P-Other : RING:SEALING | EA | 1 | 0 | 0 | NO | 0.48 | 74.5104 | GROVE | 00117134 |  | 01 | 1 | 3XAC | 3XAC | [6 empty] | 2012-06-26
5235 | 29200000TL | 03483 | EGC046013 | P | 58022220 | 58 | EGTL Spares | Mtce | 54 | 54D | O-RING | 135MM OD, 4MM WD | *OBS*GS&P-O-Rings : FOR MOBILE CRANES | EA | 1 | 0 | 0 | NO | 6.01 | 932.9323 | GROVE | 00550699 |  | 01 | 1 | 3XAC | 3XAC | [6 empty] | 2012-06-26
5236 | 29200000TL | 03483 | EGC005035 | P | 58022221 | 58 | EGTL Spares | Mtce | 75 | 75F | DISC: BRAKE | MULTIPLE - HOIST GEAR | Material Handling - Lifting Equipment and Accessories : FOR MOBILE CRANES | EA | 1 | 0 | 0 | NO | 15493.53 | 2405060.662 | GROVE | 03328084 |  | 01,22 | 1 | 3XAC | [7 empty] | 2012-06-26
5237 | 29200000TL | 03483 | EGC046013 | P | 58022222 | 58 | EGTL Spares | Mtce | 75 | 75F | SPRING: PRESSURE | MOBILE CRANES | Material Handling - Lifting Equipment and Accessories : | EA | 22 | 11 | 22 | NO | 2.71 | 420.6733 | GROVE | 03328099 |  | 01 | 1 | 3XAC | [7 empty] | 2012-06-26
5238 | 29200000TL | 03483 | EGC046013 | P | 58022223 | 58 | EGTL Spares | Mtce | 75 | 75F | SPRING: PRESSURE | MOBILE CRANES | Material Handling - Lifting Equipment and Accessories : | EA | 22 | 0 | 0 | NO | 4.07 | 631.7861 | GROVE | 03328100 |  | 01 | 1 | 3XAC | [7 empty] | 2012-06-26
5239 | 29200000TL | 03483 | EGC046013 | P | 58022224 | 58 | EGTL Spares | Mtce | 54 | 54D | O-RING: 80MM OD, 2MM WD | MOBILE CRANES | *OBS*GS&P-O-Rings : FOR MOBILE CRANES | EA | 4 | 0 | 0 | NO | 2.3 | 357.029 | GROVE | 00550950 |  | 01 | 1 | 3XAC | 3XAC | [6 empty] | 2012-06-26
5240 | 29200000TL | 03483 | EGC046013 | P | 58022225 | 58 | EGTL Spares | Mtce | 75 | 75F | SPRING: PRESSURE | MOBILE CRANES | Material Handling - Lifting Equipment and Accessories : | EA | 8 | 0 | 0 | NO | 12.39 | 1923.2997 | GROVE | 02313181 |  | 01 | 1 | 3XAC | [7 empty] | 2012-06-26
5241 | 29200000TL | 03483 | EGC046014 | P | 58022226 | 58 | EGTL Spares | Mtce | 54 | 54D | O-RING: HYDRAULIC | MULTIPLE DISK BRAKE | *OBS*GS&P-O-Rings : 82MM OD, 2MM WD | EA | 1 | 0 | 0 | NO | 3.94 | 611.6062 | GROVE | 02313182 |  | 01 | 1 | 3XAC | 3XAC | [6 empty] | 2012-06-26
5242 | 29200000TL | 03483 | EGC046014 | P | 58022227 | 58 | EGTL Spares | Mtce | 75 | 75F | SLEEVE | OUTTER LAMELLA | Material Handling - Lifting Equipment and Accessories : FOR MOBILE CRANES | EA | 9 | 0 | 0 | NO | 103.62 | 16084.9326 | GROVE | 02315080 |  | 01 | 1 | 3XAC | 2CBC | [6 empty] | 2012-06-26
5243 | 29200000TL | 03483 | EGC046014 | P | 58022228 | 58 | EGTL Spares | Mtce | 75 | 75F | SLEEVE | INNER LAMELLA | Material Handling - Lifting Equipment and Accessories : FOR MOBILE CRANES | EA | 8 | 0 | 0 | NO | 139.12 | 21595.5976 | GROVE | 02315081 |  | 01 | 1 | 3XAC | 2CBC | [6 empty] | 2012-06-26
5244 | 29200000TL | 03483 | EGC046014 | P | 58022229 | 58 | EGTL Spares | Mtce | 54 | 54D | O-RING | 90MM OD, 2.5MM WD | *OBS*GS&P-O-Rings : FOR MOBILE CRANES | EA | 1 | 0 | 0 | NO | 5.93 | 920.5139 | GROVE | 02315082 |  | 01 | 1 | 3XAC | 3XAC | [6 empty] | 2012-06-26
5245 | 29200000TL | 03483 | EGC046014 | P | 58022230 | 58 | EGTL Spares | Mtce | 54 | 54D | SEAL | MOBILE CRANE, SET | *OBS*GS&P-Other : | EA | 1 | 0 | 0 | NO | 8.11 | 1258.9153 | GROVE | 03044825 |  | 01,22 | 1 | 3XAC | 3XAC | [6 empty] | 2012-06-26
5246 | 29200000TL | 03483 | EGC046014 | P | 58022235 | 58 | EGTL Spares | Mtce | 51 | 51B | LAMP: MOBILE CRANE | MOBILE CRANES | Electric Components - Lighting : | EA | 2 | 1 | 2 | NO | 5.93 | 920.5139 | GROVE | 03326182 |  | 01,10 | 1 | 3XAC | [7 empty] | 2012-06-26
5247 | 29200000TL | 03483 | EGC046014 | P | 58022237 | 58 | EGTL Spares | Mtce | 51 | 51Z | FUSE: FLAT, 25A | MOBILE CRANES | Electric-Other : | EA | 1 | 0 | 0 | NO | 23.09 | 3584.2607 | GROVE | 02252597 |  | 01 | 1 | 3XAC | [7 empty] | 2012-06-26
5248 | 29200000TL | 03483 | EGC005035 | P | 58022243 | 58 | EGTL Spares | Mtce | 75 | 75F | PULLEY | SHEAVE 484 | Material Handling - Lifting Equipment and Accessories : FOR MOBILE CRANES | EA | 2 | 0 | 0 | NO | 321.9507 | 49976.412 | GROVE | 03007595 |  | 00 | 1 | 3XAC | 2CBC | [6 empty] | 2012-06-26
5249 | 29200000TL | 03483 | EGC046009 | P | 58022257 | 58 | EGTL Spares | Mtce | 75 | 75F | SPRING: PRESSURE | MOBILE CRANES | Material Handling - Lifting Equipment and Accessories : | EA | 4 | 0 | 0 | NO | 56.85 | 8824.8255 | GROVE | 03327141 |  | 01 | 1 | 3XAC | [7 empty] | 2012-06-26
5250 | 29200000TL | 03483 | EGC046014 | P | 58022258 | 58 | EGTL Spares | Mtce | 54 | 54D | O-RING: 208 X 4,5 | MOBILE CRANES | *OBS*GS&P-O-Rings : FOR MOBILE CRANES | EA | 2 | 0 | 0 | NO | 43.55 | 6760.2665 | GROVE | 03324704 |  | 01 | 1 | 3XAC | 3XAC | [6 empty] | 2012-06-26
5251 | 29200000TL | 03483 | EGC046014 | P | 58022259 | 58 | EGTL Spares | Mtce | 07 | 07B | LUBRICANT: CRANE, SPRAY, CAN | MOBILE CRANES | *OBS*Fuels & Lubes-O : FOR MOBILE CRANES All chemicals and other hazardous materials must be accompained by the following; a) Safety data Sheet, SDS, (not more than 5 years old); b) Certificate of Analysis /Quality , COA/Q, c) All containers must be label | EA | 1 | 0 | 1 | NO | 58.14 | 9025.0722 | GROVE | 02313314 |  | 00 | 1 | 3XAC | 3XAC | [6 empty] | 2012-06-26
5252 | 29200000TL | 03483 | EGC046014 | P | 58022260 | 58 | EGTL Spares | Mtce | 75 | 75F | LAMP: HEADLIGHT, CLEAR | 70WW, 24V | Material Handling - Lifting Equipment and Accessories : H3 BULB, PK22 S BASE | EA | 1 | 0 | 0 | NO | 18.97 | 2944.7131 | GROVE | 02316460 |  | 01,10 | 1 | 3XAC | [7 empty] | 2012-06-26
5253 | 29200000TL | 03483 | EGC046014 | P | 58022261 | 58 | EGTL Spares | Mtce | 75 | 75F | TUBE: SPREADER BAR | MOBILE CRANES | Material Handling - Lifting Equipment and Accessories : | EA | 1 | 0 | 0 | NO | 26.09 | 4049.9507 | GROVE | 03323923 |  | 01 | 1 | 3XAC | [7 empty] | 2012-06-26
5254 | 29200000TL | 03483 | EGC033006 | P | 58022269 | 58 | EGTL Spares | Mtce | 76 | 76Z | KEY:SQUARE END | SOLENOID VALVES AND SILECER | Pumps-Other : 118, 171-PC-052 A/B, 171-PC-053 A/B/C, 171-PC-054 A/B, 171-PC-056 A/B, 118 | EA | 5 | 0 | 0 | NO | 14.3734 | 2231.9401 | ITT GOULDS | 49568 118 2213 (SP179) |  | 01,22 | 1 | 2CAC |  |  | A7325-80C/79C/81C/77C/78C |  |  |  |  | 2012-01-06
5255 | 29200000TL | 03483 | EGC033013 | P | 58022271 | 58 | EGTL Spares | Mtce | 76 | 76Z | KEY:SQUARE END | SOLENOID VALVES AND SILECER | Pumps-Other : 61 | EA | 1 | 0 | 0 | NO | 11.9804 | 1859.95 | ITT GOULDS | 49568 61 2213 (SP179) |  | 01,22 | 1 | 2CAC |  |  | A732582C |  |  |  |  | 2012-01-06
5256 | 29200000TL | 03483 | EG1001020 | P | 58022275 | 58 | EGTL Spares | Mtce | 50 | 50Z | BEARING: BALL,DEEP GROOVE | SINGLE ROW,45 MM ID,100 MM OD | Bearings & Accessories - All :25 MM WD, MEDIUM SERIES, OPEN, C0, STEEL CAGE, 171-PC-051, 171-PC-052 A/B, 171-PC-053 A/B/C, 171-PC-054 A/B, 171-PC-056 A/B, EQUIPMENT: CENTRIFUGAL PUMPS BEARING,BALL 6309, SN E732F (SOLENOID VALVES AND SILECER) | EA | 7 | 0 | 0 | NO | 56.18 | 8720.8214 | NSK |  |  | 01,21,22 | 1 | 2CAC |  |  | A7325-80C/79C/81C/77C/78C |  |  |  |  | 2012-01-06 | 2024-08-30 | 2014-07-24 |  |  | 0 | 2
5257 | 29200000TL | 03483 | EGC033006 | P | 58022277 | 58 | EGTL Spares | Mtce | 54 | 54A | ADAPTER:GASKET,288MM DIA,DI | SOLENOID VALVES AND SILECER | Gaskets : 171-PC-052 A/B, 171-PC-053 A/B/C, 171-PC-054 A/B, 171-PC-056 A/B, (SOLENOID VALVES AND SILECER) | EA | 2 | 1 | 2 | NO | 15.5744 | 2417.93 | ITT GOULDS | 73078 5130 |  | 01 | 1 | 2CAC |  |  | A7325-80C/79C/81C/77C/78C |  |  |  |  | 2012-01-06
5258 | 29200000TL | 03483 | EGC033013 | P | 58022278 | 58 | EGTL Spares | Mtce | 54 | 54D | O-RING:WATER TREATMENT PKG | 1-3/8 IN ID, 1-1/2 IN OD | *OBS*GS&P-O-Rings : 1/16 IN WD, TEFLON, 2-28, AS568-28, 171-PC-052 A/B, 171-PC-053 A/B/C, 171-PC-054 A/B, 171-PC-056 A/B, (SOLENOID VALVES AND SILECER) | EA | 5 | 0 | 0 | NO | 35.9411 | 5579.85 | ITT GOULDS | C02495A28 6359 (SP179) |  | 01,22 | 1 | 2CAC | 2CAC |  | A7325-80C/79C/81C/77C/78C |  |  |  |  | 2012-01-06 | 2015-06-27
5259 | 29200000TL | 03483 | EGC033013 | P | 58022279 | 58 | EGTL Spares | Mtce | 54 | 54D | O-RING:WATER TREATMENT PKG | 4-3/8 IN ID, 4-5/8 IN OD | *OBS*GS&P-O-Rings : 1/8 IN WD, BUNA-N, 2-245, AS568-245, 171-PC-052 A/B, 171-PC-053 A/B/C, 171-PC-054 A/B, 171-PC-056 A/B, (SOLENOID VALVES AND SILECER) | EA | 8 | 0 | 0 | NO | 20.8484 | 3236.7163 | ITT GOULDS | C02495A2455302 (SP179) |  | 01,22 | 1 | 2CAC | 2CAC |  | A7325-80C/79C/81C/77C/78C |  |  |  |  | 2012-01-06
5260 | 29200000TL | 03483 | EGC033006 | P | 58022280 | 58 | EGTL Spares | Mtce | 54 | 54D | O-RING:VALVE,288 MM ID,298 MM | OD,5 MM WD, BUNA RUBBER | *OBS*GS&P-O-Rings : &quot;AS 568-452, 171-PC-052 A/B, 171-PC-053 A/B/C, 171-PC-054 A/B, 171-PC-056 A/B, EQUIPMENT: SOLENOID VALVES AND SILECER, &quot; | EA | 6 | 1 | 5 | NO | 27.5548 | 4277.88 | ITT GOULDS | C02495A2165304 (SP179) |  | 01 | 1 | 2CAC | 2CAC |  | A7325-80C/79C/81C/77C/78C |  |  |  |  | 2012-01-06
5261 | 29200000TL | 03483 | EGC033013 | P | 58022281 | 58 | EGTL Spares | Mtce | 54 | 54D | O-RING:WATER TREATMENT PKG | 1-7/8 IN ID,2 IN OD,1/16 IN WD | *OBS*GS&P-O-Rings : VITON,2-32, AS568-32, 171-PC-052 A/B, 171-PC-053 A/B/C, 171-PC-054 A/B, 171-PC-056 A/B, (SOLENOID VALVES AND SILECER) | EA | 6 | 0 | 0 | NO | 5.9901 | 929.97 | ITT GOULDS | C02495A32 5302 (SP179) |  | 01,22 | 1 | 2CAC | 2CAC |  | A7325-80C/79C/81C/77C/78C |  |  |  |  | 2012-01-06
5262 | 29200000TL | 03483 | EGC033006 | P | 58022282 | 58 | EGTL Spares | Mtce | 54 | 54D | O-RING:WATER TREATMENT PKG | 2-3/4 IN ID,2-7/8 IN OD | *OBS*GS&P-O-Rings : 1/16 IN WD,VITON,2-39, AS568-39, 171-PC-052 A/B, 171-PC-053 A/B/C, 171-PC-054 A/B, 171-PC-056 A/B, (SOLENOID VALVES AND SILECER) | EA | 6 | 0 | 0 | NO | 17.9705 | 2789.92 | ITT GOULDS | C02495A39 5302 (SP179) |  | 01,22 | 1 | 2CAC | 2CAC |  | A7325-80C/79C/81C/77C/78C |  |  |  |  | 2012-01-06
5263 | 29200000TL | 03483 | EGC033006 | P | 58022283 | 58 | EGTL Spares | Mtce | 54 | 54D | O-RING:WATER TREATMENT PKG | 1-7/8 IN ID,2-1/16 IN OD | *OBS*GS&P-O-Rings : 3/32 IN WD,VITON, 2-134, AS568-134, 171-PC-052 A/B, 171-PC-053 A/B/C, 171-PC-054 A/B, 171-PC-055 A/B, 171-PC-056 A/B,, DWG# A7325-80C/79C/81C/77C/78C/82C, (SOLENOID VALVES AND SILECER) | EA | 6 | 0 | 0 | NO | 38.3371 | 5951.84 | ITT GOULDS | C02495A1345304 (SP179) |  | 01,22 | 1 | 2CAC | 2CAC |  | 7325-80C/79C/81C/77C/78C/ |  |  |  |  | 2012-01-06
5264 | 29200000TL | 03483 | EGC033006 | P | 58022284 | 58 | EGTL Spares | Mtce | 54 | 54D | O-RING:WATER TREATMENT PKG | 1-1/4 IN ID,1-7/16 IN OD | *OBS*GS&P-O-Rings : 3/32 IN WD,VITON,2-124, AS568-124, 171-PC-052 A/B, 171-PC-053 A/B/C, 171-PC-054 A/B, 171-PC-056 A/B, (SOLENOID VALVES AND SILECER) | EA | 8 | 0 | 0 | NO | 25.3028 | 3928.2525 | ITT GOULDS | C02495A1245304 |  | 01,22 | 1 | 2CAC | 2CAC |  | A7325-80C/79C/81C/77C/78C |  |  |  |  | 2012-01-06
5265 | 29200000TL | 03483 | EGC036004 | P | 58022286 | 58 | EGTL Spares | Mtce | 54 | 54D | O-RING:VALVE,184.3MM ID | 196MM OD,5.7MM WD,NBR,2-443, | *OBS*GS&P-O-Rings : (MINIMUM ORDER Q.TY 2 PCS.) EQUIPMENT: SOLENOID VALVES AND SILECER | EA | 3 | 1 | 2 | NO | 27.5548 | 4277.88 | ITT FLYGT | 827490 | 827490 | 01 | 1 | 2CAC | 2CAC |  | PARTS LIST - 896858/2.0 |  |  |  |  | 2012-01-06
5266 | 29200000TL | 03483 | EGC036004 | P | 58022288 | 58 | EGTL Spares | Mtce | 54 | 54D | O-RING:VALVE,200MM ID | 206MM OD,3MM WD,NBR,2-266 | *OBS*GS&P-O-Rings : 200,0X3,0-1 (MINIMUM ORDER Q.TY 2 PCS.), EQUIPMENT: SOLENOID VALVES AND SILECER | EA | 3 | 1 | 2 | NO | 27.5548 | 4277.8801 | ITT FLYGT | 827837 | 827837 | 01 | 1 | 2CAC | 2CAC |  | PARTS LIST - 896858/2.0 |  |  |  |  | 2012-01-06
5267 | 29200000TL | 03483 | EGC036004 | P | 58022289 | 58 | EGTL Spares | Mtce | 56 | 56Z | SCREW: CAP,M20 DIA,30MM LG | 2.5MM,HEX HD,SS,DIN 933,GR 8.8 | *OBS*Fastener-BottWa : (MINIMUM ORDER Q.TY 2 PCS.), (PREV.CODE 3034403), (SOLENOID VALVES AND SILECER) | EA | 2 | 0 | 0 | NO | 32.3469 | 5021.86 | ITT FLYGT | 4282217 | 4282217 | 02,21,22 | 1 | 2CAC | 2CAC |  | PARTS LIST - 896858/2.0 |  |  |  |  | 2012-01-06
5268 | 29200000TL | 03483 | EGC036004 | P | 58022290 | 58 | EGTL Spares | Mtce | 50 | 50Z | SLEEVE: SHAFT,128MM OD,CI | SOLENOID VALVES AND SILECER | Bearings & Accessories - All :&quot;MINIMUM ORDER QTY 2 PCS TYPE: IMPELLER&quot; | EA | 2 | 0 | 0 | NO | 121.0015 | 18785.49 | ITT FLYGT | 3978800 | 3978800 | 01,22 | 1 | 2CAC |  |  | PARTS LIST - 896858/2.0 |  |  |  |  | 2012-01-06
5269 | 29200000TL | 03483 | EGC036004 | P | 58022292 | 58 | EGTL Spares | Mtce | 66 | 66V | VALVE: SOLENOID, 1/4 IN PIPE | 5.7 MM ORIFICE,24VDC -10+15% | Process Control System :AISI 316 BODY, 3/2-WAY,0-10 BAR, NPT, DIRECT OPERATED, CLASS H INSULATION MATERIALS, PIC-2-50-GB ENCLOSURE, (SOLENOID VALVES AND SILECER) | EA | 1 | 1 | 2 | NO | 1000.3594 | 155305.8 | ASCO JOUCOMATIC | NF8327B202NFD2 (SANITARY) | NF8327B202NFD2 (SANITARY) | 02,22 | 1 | 1AXX |  |  | PIC-2-50-GB |  |  |  |  | 2012-01-06 | 2024-07-19 |  |  |  | -1 | 1
5270 | 29200000TL | 03483 | EGC033006 | P | 58022293 | 58 | EGTL Spares | Mtce | 59 | 59Z | PROTECTOR:EXHAUST,G 1/4 IN,SS | SOLENOID VALVES AND SILECER | Raw Metals - All : | EA | 2 | 1 | 2 | NO | 19.1686 | 2975.92 | ASCO JOUCOMATIC | 34600419 (SANITARY) | 34600419 (SANITARY) | 01,10,22 | 1 | 1AXX |  |  | PIC-2-50-GB |  |  |  |  | 2012-01-06
5271 | 29200000TL | 03483 | EGC036009 | P | 58022295 | 58 | EGTL Spares | Mtce | 11 | 11P | DISPLAY::LCD,20-30 VDC | ALPHANUMERIC DISPLAY,4-LINE | Computer Hardware - Desktop Workstations : &quot;READOUT, VARIOUS, 177-LT-0405 VU 331 VERSION 2, (SOLENOID VALVES AND SILECER)&quot; | EA | 2 | 0 | 0 | NO | 478.016 | 74211.99 | ENDRESS & HAUSER | 52026443 (SANITARY) | 52026443 (SANITARY) | 01,10,22 | 1 | 3CDC |  |  | KA 549F/00/A2/06.02 |  |  |  |  | 2012-01-06
5272 | 29200000TL | 03483 | EGC033018 | P | 58022296 | 58 | EGTL Spares | Mtce | 66 | 66S | KIT:REPAIR, FOR PREMIAIR 009 | ACTUATOR | Valve - Actuator & Positioner: CONTAINS RBR/NBR/FPM, SS,DEVION-V, 171-KV-0362, DWG# PART LIST PARASEAL KEYSTONE/TYCO REF. 158151-1, PART NO: PREMIAIR KIT 009 (SHEET 2), (SOLENOID VALVES AND SILECER) | EA | 2 | 0 | 0 | NO | 158.1407 | 24551.34 | TYCO VALVES | PREMIAIR KIT 009 | PREMIAIR KIT 009 | 01,22 | 1 | 1AXX | 1BBB |  | 158151-1 |  |  |  |  | 2012-01-06
5273 | 29200000TL | 03483 | EGC032034 | P | 58022299 | 58 | EGTL Spares | Mtce | 66 | 66F | SEAT: VALVE BUTTERFLY,2 IN VLV | 2 IN, EPDM | Valve - Parts & Accessories :FOR PARA SEAL/112 ACTUATOR VALVE (FAIL CLOSED+TS), DWG# PART LIST PARASEAL KEYSTONE/TYCO REF. 158151-1, PART NO: 158151-1-PARASEAL/112 - 2 IN (SHEET 2), (SOLENOID VALVES AND SILECER) | EA | 2 | 1 | 2 | NO | 217.485 | 64141.71 | TYCO VALVES | 158151-1-PARASEAL/112 - 2 | 158151-1-PARASEAL/112 - 2 | 01,22 | 1 | 1AXX |  |  | 158151-1 |  |  |  |  | 2012-01-06 |  | 2019-11-07
5274 | 29200000TL | 03483 | EGC020019 | P | 58022316 | 58 | EGTL Spares | Mtce | 66 | 66F | SPRING: 1/2 IN X 1/2 IN VALVE | 1.25MM X 8MM X 21MM | Valve - Parts & Accessories :SPRING STEEL, GRAY, RELIEF VALVE, MAN PART NO: 0800112006 MAX ROY A 105, RA.96(115)K5H2, 5/EN.LR.CZ.VV3.Z, SUPP | EA | 1 | 0 | 0 | NO | 33.545 | 5207.86 | MILTON ROY |  |  | 01,22 | 1 | 2CAC |  |  | 1600652001 |  |  |  |  | 2012-06-26
5275 | 29200000TL | 03483 | EG1017014 | P | 58022317 | 58 | EGTL Spares | Mtce | 50 | 50Z | BEARING: BALL SINGLE ROW | 25MM ID, 47MM OD, 12MM WD | Bearings & Accessories - All :DEEP GROOVE RADIAL, 6000 SERIES, 1.1MM, STEEL AISI E52100 CAGE, MAN PART NO: 4390008371 MAX ROY A 105 RA.96(115)K5H2,5/EN.LR.CZ.VV3.Z, SUPP PART NO: 4390008371 MAX ROY A 105 RA.96(115)K5H2,5/E | EA | 1 | 0 | 0 | NO | 71.8281 | 11159.7 | MILTON ROY |  |  | 01,21,22 | 1 | 2CAC |  |  | 1065678010 |  |  |  |  | 2012-06-26
5276 | 29200000TL | 03483 | EGC020017 | P | 58022318 | 58 | EGTL Spares | Mtce | 66 | 66H | ABSORBER: SHOCK | DUMPER COUPLING ADIPRENE | Valve-Safety Relief : MAN PART NO: 4400066001N, MAX ROY A 105 RA.96(115)K5H2, 5/EN.LR.CZ.VV3.Z, EQUIPMENT: DOSING PUMPS, | EA | 1 | 0 | 0 | NO | 102.9534 | 15995.57 | MILTON ROY |  |  | 01,22 | 1 | 2CAC |  |  | 1065678010 |  |  |  |  | 2012-06-26
5277 | 29200000TL | 03483 | EGC020019 | P | 58022319 | 58 | EGTL Spares | Mtce | 66 | 66F | DIAPHRAGM: ACTUATOR 105MM | SIZE 50MM, 6.5 BARG, PTFE/NBR | Valve - Parts & Accessories :MAN PART NO: 0980252099 MAX ROY A 105 RA.96(115)K5H2, 5/EN.LR.CZ.VV3.Z, SUPP | EA | 1 | 0 | 0 | NO | 704.3672 | 109365.04 | MILTON ROY |  |  | 22 | 1 | 2CAC |  |  | 1600665001 |  |  |  |  | 2012-06-26
5278 | 29200000TL | 03483 | EGC020015 | P | 58022320 | 58 | EGTL Spares | Mtce | 66 | 66F | DIAPHRAGM: ACTUATOR 105MM | SIZE 50MM, 6.5 BARG, PTFE 701N | Valve - Parts & Accessories :MAN PART NO: 0980272075 MAX ROY A 105 RA.96(115)K5H2, 5/EN.LR.CZ.VV3.Z, SUPP | EA | 1 | 0 | 0 | NO | 466.8821 | 72538.04 | MILTON ROY |  |  | 22 | 1 | 2CAC |  |  | 1600665001 |  |  |  |  | 2012-06-26
5279 | 29200000TL | 03483 | EG1028002 | S | 58022321 | 58 | EGTL Spares | Mtce | 66 | 66O | VALVE: CHECK DN25, 150 LB, NPT | SOLENOID VALVES AND SILECER | Valve - Check : 316L SS BODY, 316L SS TRIM, FULL PORT, BALL, 40 DEG C, VITON SEALS, UNION BODY, STRAIGHT, ASSY, AISI 316L/AISI 904L/ PTFE/ALLOY C276, MAN PART NO: 3050583012, MAX ROY A 105 RA.96(115)K5H2, 5/EN.LR.CZ.VV3.Z, SUPP | EA | 2 | 0 | 1 | NO | 749.96 | 116438.7896 | MILTON ROY |  |  | 02,22 | 1 | 2CAC |  |  | 1600665001 |  |  |  |  | 2012-06-26 | 2013-07-07 | 2013-04-09
5280 | 29200000TL | 03483 | EG1028003 | S | 58022322 | 58 | EGTL Spares | Mtce | 66 | 66F | BALL: PLUS SEAT | SOLENOID VALVES AND SILECER | Valve - Parts & Accessories :316L/904L SS/PTFE/ALLOY C276, PART NO. 3050436312 FOR MODEL MAX ROY A 105, RA.96(115)K5H2, 5/EN.LR.CZ.VV3.Z, EQUIPMENT: DOSING PUMPS | EA | 2 | 0 | 0 | NO | 487.68 | 75717.1968 | MILTON ROY |  |  | 01,22 | 1 | 2CAC |  |  | 1600665001 |  |  |  |  | 2012-06-26 | 2013-07-07 | 2013-04-09
5281 | 29200000TL | 03483 | EG1028002 | S | 58022323 | 58 | EGTL Spares | Mtce | 54 | 54A | KIT: GASKET, PTFE, O-RING | SOLENOID VALVES AND SILECER | Gaskets : &quot;FOR DOSING PUMP, CONTAINS PTFE COATED O-RINGS, GASKETS, MAN PART NO: 3050919010 MAX ROY A 105 RA.96(115)K5H2,5/EN.LR.CZ.VV3.Z, SUPP&quot; | EA | 8 | 2 | 4 | NO | 114.9162 | 17840.7459 | MILTON ROY |  |  | 01 | 1 | 2CAC |  |  | 1600665001 |  |  |  |  | 2012-06-26 | 2012-09-30 | 2013-04-09
5282 | 29200000TL | 03483 | EG1015017 | P | 58022324 | 58 | EGTL Spares | Mtce | 76 | 76Z | GASKET: CASING, 136MM DIA | SOLENOID VALVES AND SILECER | Pumps-Other : BUNA-N,CIRCULAR, MAN PART NO: 025 MAX ROY A 105 RA.96(115)K5H2,5/EN.LR.CZ.VV3.Z, SUPP | EA | 2 | 0 | 0 | NO | 31.1489 | 4835.87 | MILTON ROY |  |  | 01 | 1 | 2CAC |  |  | 1065678010 |  |  |  |  | 2012-06-26 | 2013-07-07
5283 | 29200000TL | 03483 | EGC020015 | P | 58022325 | 58 | EGTL Spares | Mtce | 76 | 76Z | WHEEL: MOTOR SHAFT, 5MM DIA | SOLENOID VALVES AND SILECER | Pumps-Other : 75MM DIA,STL GR A45, MAN PART NO: 052 MAX ROY A 105 RA.96(115)K5H2, 5/EN.LR.CZ.VV3.Z, SUPP | EA | 1 | 0 | 0 | NO | 897.8501 | 139496.23 | MILTON ROY |  |  | 01,22 | 1 | 2CAC |  |  | 1065678010 |  |  |  |  | 2012-06-26
5284 | 29200000TL | 03483 | EGC020019 | P | 58022326 | 58 | EGTL Spares | Mtce | 76 | 76Z | SHAFT: PUMP | SOLENOID VALVES AND SILECER | Pumps-Other : ASTM A105, PUMP SHAFT CONNECTION, MAN PART NO: 052A MAX ROY A 105, RA.96(115)K5H2,5/EN.LR.CZ.VV3.Z, SUPP | EA | 1 | 0 | 0 | NO | 383.0826 | 59518.39 | MILTON ROY |  |  | 22 | 1 | 2CAC |  |  | 1065678010 |  |  |  |  | 2012-06-26
5285 | 29200000TL | 03483 | EGC020015 | P | 58022327 | 58 | EGTL Spares | Mtce | 76 | 76Z | KEY: SQUARE END | SOLENOID VALVES AND SILECER | Pumps-Other : KEY:SQUARE END, MAN PART NO: 434B MAX ROY A 105 RA.96(115)K5H2, 5/EN.LR.CZ.VV3.Z, SUPP | EA | 1 | 0 | 0 | NO | 7.1828 | 1115.97 | MILTON ROY |  |  | 01,22 | 1 | 2CAC |  |  | 1065678010 |  |  |  |  | 2012-06-26
5286 | 29200000TL | 03483 | EGC020014 | P | 58022328 | 58 | EGTL Spares | Mtce | 76 | 76Z | BOLT SET: CAP, M12, 30MM LG | SOLENOID VALVES AND SILECER | Pumps-Other : HEX HD, STEEL, 10 PIECE, WITH WASHER AND NUT (MINIMUM ORDER Q.TY 10 SET), MAN PART NO: 434C, 435, 435A MAX ROY A 105 RA.96(115)K5H2, 5/EN.LR.CZ.VV3.Z | ST | 1 | 0 | 0 | NO | 11.9714 | 1859.95 | MILTON ROY |  |  | 02,22 | 1 | 2CAC |  |  | 1065678010 |  |  |  |  | 2012-06-26
5287 | 29200000TL | 03483 | EGC020018 | P | 58022329 | 58 | EGTL Spares | Mtce | 76 | 76Z | BOLT: CAP, M12 DIA, 30MM LG | 1.75MM | Pumps-Other : HEX HD,STL,DIN 931,GR 10.9, WITH WASHER, MAN PART NO: 434C, 435B MAX ROY A 105 RA.96(115)K5H2, 5/EN.LR.CZ.VV3.Z | ST | 1 | 0 | 0 | NO | 11.9714 | 1859.95 | MILTON ROY |  |  | 02,22 | 1 | 2CAC |  |  | 1065678010 |  |  |  |  | 2012-06-26
5288 | 29200000TL | 03483 | EG1009004 | P | 58022336 | 58 | EGTL Spares | Mtce | 65 | 65A | PIN:GROOVE,316 SS | WAX FILTRATION PACKAGE | Tools - Hand / Power :TYPE 24,130-FV-0101, 130-FV-0121, 130-FV-0141, 130-FV-0161 | EA | 2 | 0 | 0 | NO | 12.8008 | 1987.2 | EMERSON FISHER | 11B0705X012 | 11B0705X012 | 01,22 | 1 | 1BAB |  |  | DWNG 11 |  |  |  |  | 2012-01-06 | 2025-07-10 |  | -1 | 1
5289 | 29200000TL | 03483 | EG1009004 | P | 58022337 | 58 | EGTL Spares | Mtce | 54 | 54A | GASKET:WAX FILTRATION PACKAGE | 2 IN, GRAFOIL,RND | Gaskets : 130-FV-0101, 130-FV-0121, 130-FV-0141, 130-FV-0161 | EA | 6 | 0 | 0 | NO | 43.8779 | 7213.7889 | EMERSON FISHER | 13B6687X052 | 13B6687X052 | 01,22 | 1 | 1BAB |  |  | DWNG 11 |  |  |  |  | 2012-01-06 | 2025-07-10 | 2014-09-15 | -1 | 1
5290 | 29200000TL | 03483 | EGC034008 | P | 58022345 | 58 | EGTL Spares | Mtce | 54 | 54A | FRAME:SEAL,NBR | API CENTRIFUGAL PUMPS | Seals : &quot;FP31 NBR-HAT 150-EP-001 A/B 150-EP-007 A/B EGTL1-SLZ-MEC-DS-501546 - NO DRAWINGS, &quot; | EA | 1 | 0 | 0 | NO | 1656.8827 | 257231.04 | LEFA | LOS102728050020 | LOS102728050020 | 00 | 1 | 2BAB | 1BBB |  | 700852/700855 |  |  |  |  | 2012-01-06
5291 | 29200000TL | 03483 | EGC040014 | P | 58022349 | 58 | EGTL Spares | Mtce | 54 | 54D | O-RING:API CENTRIFUGAL PUMP | BUNA 90 | *OBS*GS&P-O-Rings : &quot;TYPE R4131, 150-XF-001 A/B , 150-XF-006 A/B , EGTL1-SLZ-MEC-DS-501547, &quot; | PC | 4 | 0 | 0 | NO | 588.2353 | 91323.53 | LEFA | LOS102728050024 | LOS102728050024 | 01 | 1 | 2BAB | 2BAB |  | 700852/700855 |  |  |  |  | 2012-01-06
5292 | 29200000TL | 03483 | EGC040014 | P | 58022350 | 58 | EGTL Spares | Mtce | 54 | 54D | O-RING:API CENTRIFUGAL PUMP | BUNA 90 | *OBS*GS&P-O-Rings : &quot;TYPE R4237 , 150-XF-001A/B , 150-XF-006A/B , EGTL1-SLZ-MEC-DS-501547, &quot; | PC | 2 | 0 | 0 | NO | 794.2973 | 123314.66 | LEFA | LOS102728050025 | LOS102728050025 | 01 | 1 | 2BAB | 2BAB |  | 700852/700855 |  |  |  |  | 2012-01-06
5293 | 29200000TL | 03483 | EGC040020 | P | 58022370 | 58 | EGTL Spares | Mtce | 56 | 56Z | NUT:IMPELLER,316L SS | ASTM A276, GR 316L SS | *OBS*Fastener-Other : &quot;API CENTRIFUGAL PUMPS , 150-PC-008 A/B , EGTL1-SLZ-MEC-DD-501764 PART 922.01&quot; | PC | 2 | 1 | 2 | NO | 4021.8043 | 624385.11 | SULZER | 6439751260C100Z0 | 6439751260C100Z0 | 01,21,22 | 1 | 2BAB | 2BAB |  | CS0569196 |  |  |  |  | 2012-01-06
5294 | 29200000TL | 03483 | EGC040019 | P | 58022371 | 58 | EGTL Spares | Mtce | 87 | 87B | RING: WEAR,245MM,11-13CR | ASTM A743 GR CA15(H) | Engines - Parts : &quot;STATIONARY, EQUIPMENT: API CENTRIFUGAL PUMPS, 150-PC-031 , EGTL1-SLZ-MEC-DD-501768 PART 502.&quot; | PC | 1 | 0 | 0 | NO | 612.196 | 95043.43 | SULZER | 7592MR6301Z0 | 7592MR6301Z0 | 01 | 1 | 2BAB |  |  | CS0569196 - 03 |  |  |  |  | 2012-01-06
5295 | 29200000TL | 03483 | EGC041021 | P | 58022376 | 58 | EGTL Spares | Mtce | 02 | 02A | FAN:COOLING WATER | API CENTRIFUGAL PUMPS | *OBS*HVAC-Other : &quot;150-PC-009 A/B , EGTL1-SLZ-MEC-DD-501765 PART 831.02 , MATERIAL ALUM 356.0&quot; | PC | 2 | 1 | 2 | NO | 1077.0337 | 167209.48 | SULZER | 205502488005 | 205502488005 | 01,22 | 1 | 2BAB | 2BAB |  | 1-104.421.816 |  |  |  |  | 2012-01-06
5296 | 29200000TL | 03483 | EGC043031 | P | 58022377 | 58 | EGTL Spares | Mtce | 64 | 64B | BELT: ENGINE 30MM X 110CM LG | TEMPORARY START-UP DIESEL PUMP | Power Transmission Equipment & Replacement Parts : RUBBER | EA | 1 | 0 | 0 | NO | 59.9018 | 9299.75 | IVECO | 4799496 (EB) |  | 01 | 1 | 2BAB |  |  | EGTL1-MLT-MEC-DD-500002 |  |  |  |  | 2012-06-26
5297 | 29200000TL | 03483 | EGC020017 | P | 58022378 | 58 | EGTL Spares | Mtce | 54 | 54A | KIT: MECHANICAL SEAL | DOSING PUMP | Seals : &quot;CONTAINS CROSS HD SEAL, O-RINGS, SEAL/C-D106, KIT VARIOUS, MAN PART NO: 3050052150 MILROYAL D MD.23 (28)J 40 H 2,5/CZ.VS.VV3.Z&quot; | EA | 1 | 0 | 0 | NO | 365.1258 | 56728.47 | MILTON ROY |  |  | 01 | 1 | 2CAC | 1CCC |  | 1600852001 |  |  |  |  | 2012-06-26
5298 | 29200000TL | 03483 | EGC020017 | P | 58022379 | 58 | EGTL Spares | Mtce | 60 | 60B | SPOOL: CONTROL, 1/2 IN DIA | 150 LB | Fabricated Piping :AISI 1038, MAN PART NO: 0120065000 MROY XA XA112(134)J5 H3/EN.L.CZ.HD.HH3.Z, FOR SOLENOID VALVES AND SILECER | EA | 1 | 0 | 0 | NO | 365.1258 | 56728.47 | MILTON ROY |  |  | 22 | 1 | 2CAC | 1BBB |  | 1066103010 |  |  |  |  | 2012-06-26
5299 | 29200000TL | 03483 | EGC020023 | P | 58022380 | 58 | EGTL Spares | Mtce | 54 | 54D | KIT: VALVE, SEAL | SOLENOID VALVES AND SILECER | *OBS*GS&P-O-Rings : CONTAINS NBR 70 O-RING, NBR O-RINGS, DRIVE SX, MAN PART NO: 3075010021 MROY XA XA112(134)J5 H3/EN.L.CZ.HD.HH3.Z, | EA | 2 | 0 | 0 | NO | 43.0967 | 6695.82 | MILTON ROY |  |  | 01 | 1 | 2CAC | 2CAC |  | 1066103010 |  |  |  |  | 2012-06-26
5300 | 29200000TL | 03483 | EGC020017 | P | 58022381 | 58 | EGTL Spares | Mtce | 66 | 66H | VALVE: RELIEF PRESSURE, | 1/2 IN, FLG INLET | Valve-Safety Relief : 10 BARG SET, 1/2 IN, FLG OUTLET, 150 LB, STL BODY, STL TRIM, PRESSURE OPERATED, -40 TO 50 DEG C, VITON O-RING, ASSY, POLYAMIDE/SPRING STEEL, MAN PART NO: 3075010014, MROY XA XA112(134)J5 H3/EN.L.CZ. | ST | 1 | 0 | 0 | NO | 59.8567 | 9299.75 | MILTON ROY |  |  | 02,22 | 1 | 2CAC |  |  | 1066103010 |  |  |  |  | 2012-06-26
5301 | 29200000TL | 03483 | EG1012017 | P | 58022382 | 58 | EGTL Spares | Mtce | 50 | 50Z | BEARING: BALL ANGULAR CONTACT | 12MM ID, 32MM OD, 15.9MM WD | Bearings & Accessories - All :&quot;DOUBLE ROW, 3200 SERIES, SEAL, C2, STEEL AISI E52100 CAGE, MAN PART NO: 4390044010 MROY XA, XA112(134)J5 H3/EN.L.CZ.HD.HH3.Z, TAGS REF. 171-PX-036 A/B, EQUIPMENT: DOSING PUMPS SKF MATER&quot; | EA | 1 | 0 | 0 | NO | 149.6417 | 23249.37 | MILTON ROY |  |  | 01,21,22 | 1 | 2CAC |  |  | 1066103010 |  |  |  |  | 2012-06-26
5302 | 29200000TL | 03483 | EGC020017 | P | 58022383 | 58 | EGTL Spares | Mtce | 76 | 76Z | COUPLING: DUMPER, 50MM DIA | SOLENOID VALVES AND SILECER | Pumps-Other : ADIPRENE, MAN PART NO: 4400066001 MROY XA XA112(134)J5 H3/EN.L.CZ.HD.HH3.Z, | EA | 1 | 0 | 0 | NO | 121.42 | 20283.7122 | MILTON ROY |  |  | 01,22 | 1 | 2CAC |  |  | C9818716012 |  |  |  |  | 2012-06-26 | 2014-10-04 | 2014-10-20
5303 | 29200000TL | 03483 | EG1012017 | P | 58022384 | 58 | EGTL Spares | Mtce | 50 | 50Z | BEARING: BALL | SOLENOID VALVES AND SILECER | Bearings & Accessories - All :DEEP GROOVE RADIAL, SINGLE ROW, 25MM ID, 47MM OD, 12MM WD, 6000 SERIES, 1.1MM, STEEL AISI E52100 CAGE, MAN PART NO: 4390008371 MROY XA XA112(134)J5 H3/EN.L.CZ.HD.HH3.Z, | EA | 1 | 0 | 0 | NO | 67.0395 | 10415.72 | MILTON ROY |  |  | 01,21,22 | 1 | 2CAC |  |  | C9818716012 |  |  |  |  | 2012-06-26
5304 | 29200000TL | 03483 | EGC020015 | P | 58022385 | 58 | EGTL Spares | Mtce | 76 | 76Z | SPRING: SPRING INOX | 1.25MM X 8MM X 33MM | Pumps-Other : 316 SS, SPRING INOX, MFR. PART NO: 0800133026 MROY XA XA112(134)J5 H3/EN.L.CZ.HD.HH3.Z, SUPP PART NO: 0800133026 MROY XA XA112(134)J5 H3/EN.L.CZ.HD.HH3.Z | EA | 1 | 0 | 0 | NO | 60.36 | 9370.89 | MILTON ROY |  |  | 01,22 | 1 | 2CAC |  |  | 1065942010 |  |  |  |  | 2012-06-26 | 2013-12-17 | 2014-01-07
5305 | 29200000TL | 03483 | EGC020022 | P | 58022386 | 58 | EGTL Spares | Mtce | 54 | 54D | O-RING: VALVE, 9.3MM ID | 14.1MM OD, 2.4MM WD | *OBS*GS&P-O-Rings : &quot;BUNA N, 2-110, MAN PART NO: 4380006072 MROY XA XA112(134)J5 H3/EN.L.CZ.HD.HH3.Z, &quot; | EA | 4 | 0 | 0 | NO | 11.9714 | 1859.95 | MILTON ROY |  |  | 01,22 | 1 | 2CAC | 2CAC |  | 1065942010 |  |  |  |  | 2012-06-26
5306 | 29200000TL | 03483 | EG1028010 | S | 58022387 | 58 | EGTL Spares | Mtce | 66 | 66Z | KIT: SEAL, DISCHARGE VALVE | SOLENOID VALVES AND SILECER | Valve-Other : CONTAINS BALL SEAL,O-RING, SEAL SLEEVE, MAN PART NO: 3050901020 MROY XA XA112(134)J5 H3/EN.L.CZ.HD.HH3.Z, | EA | 2 | 0 | 0 | NO | 157.1752 | 24399.38 | MILTON ROY |  |  | 01 | 1 | 2CAC |  |  | 1065942010 |  |  |  |  | 2012-06-26 | 2013-07-07 | 2014-02-07
5307 | 29200000TL | 03483 | EG1028010 | S | 58022388 | 58 | EGTL Spares | Mtce | 66 | 66Z | KIT: SEAL, SUCTION VALVE | SOLENOID VALVES AND SILECER | Valve-Other : CONTAINS O-RING, SEAL SLEEVE, GASKET, MAN PART NO: 3050901120 MROY XA XA112(134)J5 H3/EN.L.CZ.HD.HH3.Z, | EA | 2 | 0 | 0 | NO | 217.3132 | 33735.06 | MILTON ROY |  |  | 01 | 1 | 2CAC |  |  | 1065942010 |  |  |  |  | 2012-06-26 | 2013-07-07 | 2014-02-07
5308 | 29200000TL | 03483 | EGC020014 | P | 58022389 | 58 | EGTL Spares | Mtce | 66 | 66F | SPRING: VALVE, 1/2 IN X 1/2 IN | 1.25MM X 8MM X 21MM | Valve - Parts & Accessories :SPRING STEEL, GRAY, , MAN PART NO: 0800112006 MAX ROY A 105 RA.144(173)K5P2, 5/EN.RL.78.CZ.VV3.Z | EA | 1 | 0 | 0 | NO | 33.5198 | 5207.86 | MILTON ROY |  |  | 01,22 | 1 | 2CAC |  |  | 1600652001 |  |  |  |  | 2012-06-26
5309 | 29200000TL | 03483 | EGC020020 | P | 58022390 | 58 | EGTL Spares | Mtce | 66 | 66F | DIAPHRAGM: ACTUATOR 105MM | SIZE 50MM, 6.5 BARG, PTFE/NBR | Valve - Parts & Accessories :&quot;MAN PART NO: 0980252099 MAX ROY A 105 RA.144(173)K5P2, 5/EN.RL.78.CZ.VV3.Z,&quot; | EA | 1 | 0 | 0 | NO | 703.9146 | 109365.04 | MILTON ROY |  |  | 22 | 1 | 2CAC |  |  | 1600664001 |  |  |  |  | 2012-06-26
5310 | 29200000TL | 03483 | EGC020016 | P | 58022391 | 58 | EGTL Spares | Mtce | 66 | 66F | DIAPHRAGM: ACTUATOR 105MM | SIZE 50MM, 6.5 BARG, PTFE 701N | Valve - Parts & Accessories :MAN PART NO: 0980272075 MAX ROY A 105 RA.144(173)K5P2,5/EN.RL.78.CZ.VV3.Z | EA | 1 | 0 | 0 | NO | 467.2338 | 72538.04 | MILTON ROY |  |  | 22 | 1 | 2CAC |  |  | 1600664001 |  |  |  |  | 2012-06-26
5311 | 29200000TL | 03483 | EG1028003 | S | 58022392 | 58 | EGTL Spares | Mtce | 54 | 54A | KIT: GASKET, O-RINGS | FOR DOSING PUMP | Gaskets : CONTAINS GASKETS, O-RINGS, SEAL/C-D106, MAN PART NO: 3050919010 MILROYAL D MD.23 (28)J 40 H 2,5/CZ.VS.VV3.Z | EA | 16 | 4 | 8 | NO | 76.8925 | 12342.99 | MILTON ROY |  |  | 01 | 1 | 2CAC |  |  | 1065696002 |  |  |  |  | 2012-06-26 | 2013-07-07 | 2014-03-07
5312 | 29200000TL | 03483 | EG1012017 | P | 58022393 | 58 | EGTL Spares | Mtce | 50 | 50Z | BEARING: BALL SINGLE ROW | 25MM ID, 47MM OD, 12MM WD | Bearings & Accessories - All :DEEP GROOVE RADIAL, 6000 SERIES, 1.1MM, STEEL AISI E52100 CAGE, MAN PART NO: 4390008371 MAX ROY A 105, RA.144(173)K5P2, 5/EN.RL.78.CZ.VV3.Z, TAGS REF. 171-PX-035 A/B | EA | 1 | 0 | 0 | NO | 71.8821 | 11159.7 | MILTON ROY |  |  | 01,21,22 | 1 | 2CAC |  |  | 1065678010 |  |  |  |  | 2012-06-26
5313 | 29200000TL | 03483 | EGC020017 | P | 58022398 | 58 | EGTL Spares | Mtce | 54 | 54A | KIT: MECHANICAL SEAL | FOR DOSING PUMP | Seals : CONTAINS CROSS HD SEALS, O-RINGS SEALS/C-D106, KIT VARIOUS, MAN PART NO: 3050052150 MILROYAL D, MD.23 (28) J20 P 2, 5/VS.00.CZ.VV3.Z, | EA | 1 | 0 | 0 | NO | 182.1014 | 28271.24 | MILTON ROY |  |  | 01 | 1 | 2CAC | 1CCC |  | 1600852001 |  |  |  |  | 2012-06-26
5314 | 29200000TL | 03483 | EGC020021 | P | 58022399 | 58 | EGTL Spares | Mtce | 54 | 54A | SEAL: CROSSHEAD, 40MM DIA | POLYURETHANE, | Gaskets : MAN PART NO: 4380235000 MILROYAL D MD.23 (28) J20 P 2,5/VS.00.CZ.VV3.Z | EA | 2 | 0 | 0 | NO | 45.5253 | 7067.81 | MILTON ROY |  |  | 01,22 | 1 | 2CAC |  |  | 1600852001 |  |  |  |  | 2012-06-26
5315 | 29200000TL | 03483 | EG1012017 | P | 58022400 | 58 | EGTL Spares | Mtce | 50 | 50Z | BEARING: ROLLER SINGLE ROW | 25MM ID, 62MM OD, 18.25MM WD | Bearings & Accessories - All :TAPERED, 1.5MM, STEEL AISI E52100 CAGE, MAN PART NO: 4090091031 MILROYAL D MD.23 (28) J20 P 2,5/VS.00.CZ.VV3.Z | EA | 2 | 0 | 0 | NO | 21.5646 | 3347.91 | MILTON ROY |  |  | 01,21,22 | 1 | 2CAC |  |  | 1600852001 |  |  |  |  | 2012-06-26
5316 | 29200000TL | 03483 | EGC020001 | P | 58022401 | 58 | EGTL Spares | Mtce | 07 | 07B | CAN: MECHANICAL OIL 1 LITRE | SOLENOID VALVES AND SILECER | Lubricants & Greases : All chemicals and other hazardous materials must be accompained by the following; a) Safety data Sheet, SDS, (not more than 5 years old); b) Certificate of Analysis /Quality , COA/Q, c) All containers must be labelled with weather p | EA | 2 | 1 | 2 | NO | 29.9509 | 4649.87 | MILTON ROY |  |  | 22 | 1 | 2CAC |  |  | 1600852001 |  |  |  |  | 2012-06-26
5317 | 29200000TL | 03483 | EGC020021 | P | 58022402 | 58 | EGTL Spares | Mtce | 54 | 54A | KIT: GASKET, O-RINGS,SEAL | FOR CHAMBER | Gaskets : CONTAINS GASKET, O-RINGS, SEAL, MAN PART NO: 3050926200 MILROYAL D MD.23 (28) J20 P 2,5/VS.00.CZ.VV3.Z | EA | 2 | 1 | 2 | NO | 89.8526 | 13949.62 | MILTON ROY |  |  | 01 | 1 | 2CAC |  |  | 1065724021 |  |  |  |  | 2012-06-26
5318 | 29200000TL | 03483 | EGC020021 | P | 58022403 | 58 | EGTL Spares | Mtce | 54 | 54D | O-RING: VALVE, 50MM ID | 60MM OD, 5MM WD,NBR | *OBS*GS&P-O-Rings : &quot;2-330, MAN PART NO: 4380006405 MILROYAL D MD.23 (28) J20 P 2, 5/VS.00.CZ.VV3.Z&quot; | EA | 4 | 0 | 0 | NO | 19.1686 | 2975.92 | MILTON ROY |  |  | 01 | 1 | 2CAC | 2CAC |  | 1065724021 |  |  |  |  | 2012-06-26
5319 | 29200000TL | 03483 | EGC020020 | P | 58022404 | 58 | EGTL Spares | Mtce | 66 | 66F | DIAPHRAGM: ACTUATOR 106MM | SIZE 40MM, 6.5 BARG, PTFE/NBR | Valve - Parts & Accessories :MAN PART NO: 0980131099 MILROYAL D MD.23 (28) J20 P 2,5/VS.00.CZ.VV3.Z | EA | 1 | 0 | 0 | NO | 616.9881 | 95787.41 | MILTON ROY |  |  | 22 | 1 | 2CAC |  |  | 10660970400 |  |  |  |  | 2012-06-26
5320 | 29200000TL | 03483 | EGC020019 | P | 58022405 | 58 | EGTL Spares | Mtce | 66 | 66F | DIAPHRAGM: ACTUATOR 106MM | SIZE 40MM, 6.5 BARG, PTFE 701N | Valve - Parts & Accessories :MAN PART NO: 0980164075 MILROYAL D MD.23 (28) J20 P 2,5/VS.00.CZ.VV3.Z, | EA | 1 | 0 | 0 | NO | 306.697 | 47614.71 | MILTON ROY |  |  | 22 | 1 | 2CAC |  |  | 10660970400 |  |  |  |  | 2012-06-26
5321 | 29200000TL | 03483 | EG1015017 | P | 58022406 | 58 | EGTL Spares | Mtce | 54 | 54A | SEAL: 120MM DIA, PTFE C-D106 | SOLENOID VALVES AND SILECER | Seals : MAN PART NO: 0250141075 MILROYAL D MD.23 (28) J20 P 2,5/VS.00.CZ.VV3.Z | EA | 4 | 1 | 2 | NO | 95.3293 | 14799.87 | MILTON ROY |  |  | 01,22 | 1 | 2CAC | 1BBB |  | 1066097040 |  |  |  |  | 2012-06-26 | 2013-07-07 | 2014-01-21
5322 | 29200000TL | 03483 | EG1015017 | P | 58022407 | 58 | EGTL Spares | Mtce | 54 | 54A | SEAL: 120MM DIA, PTFE D106 | SOLENOID VALVES AND SILECER | Seals : MAN PART NO: 0250142075 MILROYAL D MD.23 (28) J20 P 2,5/VS.00.CZ.VV3.Z | EA | 4 | 0 | 0 | NO | 95.3293 | 14799.87 | MILTON ROY |  |  | 01,22 | 1 | 2CAC | 1BBB |  | 1066097040 |  |  |  |  | 2012-06-26 | 2013-07-07 | 2014-01-21
5323 | 29200000TL | 03483 | EG1012017 | P | 58022408 | 58 | EGTL Spares | Mtce | 54 | 54A | KIT: MECHANICAL SEAL | FOR DOSING PUMP | Seals : &quot;CONTAINS O-RING, SWIVEL JT BEARING, KIT PKG VARIOUS, MAN PART NO: 3051222220 PRIMEROY PKG PKG.59(70)K80P2, 5/78.CZ.VV3.Z&quot; | EA | 2 | 0 | 0 | NO | 129.3878 | 20087.46 | MILTON ROY |  |  | 01 | 1 | 2CAC | 1BBB |  | 1066146020 |  |  |  |  | 2012-06-26
5324 | 29200000TL | 03483 | EGC020016 | P | 58022409 | 58 | EGTL Spares | Mtce | 54 | 54D | O-RING: VALVE, 120MM ID | 126MM OD, 3MM WD, NBR, 2-249 | *OBS*GS&P-O-Rings : &quot;MAN PART NO: 4380051055 PRIMEROY PKG PKG.59(70)K80P2, 5/78.CZ.VV3.Z, EQUIPMENT: SOLENOID VALVES AND SILECER&quot; | EA | 2 | 0 | 0 | NO | 14.3764 | 2231.94 | MILTON ROY |  |  | 01 | 1 | 2CAC | 2CAC |  | 1066146020 |  |  |  |  | 2012-06-26
5325 | 29200000TL | 03483 | EGC020014 | P | 58022410 | 58 | EGTL Spares | Mtce | 54 | 54D | SEAL: OIL LIP, 60MM ID | 66MM OD, 3MM WD, NBR 70 | *OBS*GS&P-Other : STEEL CAGE, MAN PART NO: 4380066060 PRIMEROY PKG; PKG.59(70)K80P2, 5/78.CZ.VV3.Z | EA | 2 | 1 | 2 | NO | 35.9411 | 5579.85 | MILTON ROY |  |  | 01,22 | 1 | 2CAC | 2CAC |  | 1066146020 |  |  |  |  | 2012-06-26
5326 | 29200000TL | 03483 | EG1012017 | P | 58022411 | 58 | EGTL Spares | Mtce | 76 | 76Z | BEARING: BALL SINGLE ROW | SWIVEL JOINT RADIAL | Pumps-Other : 20MM ID, 53MM OD, 15MM WD, 6300 SERIES, 1.1MM, RBR CAGE, MAN PART NO: 4390053020 PRIMEROY PKG PKG.59(70)K80P2, 5/78.CZ.VV3.Z | EA | 1 | 0 | 0 | NO | 185.6955 | 28829.22 | MILTON ROY |  |  | 01,21,22 | 1 | 2CAC |  |  | 1066146020 |  |  |  |  | 2012-06-26
5327 | 29200000TL | 03483 | EG1012017 | P | 58022412 | 58 | EGTL Spares | Mtce | 50 | 50Z | BEARING: BALL SINGLE ROW | DEEP GROOVE RADIAL | Bearings & Accessories - All :30MM ID, 72MM OD, 19MM WD, 6300 SERIES, 1.1MM, STEEL AISI E52100 CAGE, MAN PART NO: 4390008471 PRIMEROY PKG PKG.59(70)K80P2,5/78.CZ.VV3.Z | EA | 1 | 0 | 0 | NO | 19.1686 | 2975.92 | MILTON ROY |  |  | 01,21,22 | 1 | 2CAC |  |  | 1066146020 |  |  |  |  | 2012-06-26
5328 | 29200000TL | 03483 | EG1017014 | P | 58022413 | 58 | EGTL Spares | Mtce | 50 | 50Z | BEARING: SLEEVE SHAFT | 25MM ID, 33MM OD, 25MM LG | Bearings & Accessories - All :STEEL, MAN PART NO: 4390052160 PRIMEROY PKG PKG.59(70)K80P2, 5/78.CZ.VV3.Z | EA | 2 | 0 | 0 | NO | 93.4468 | 14507.61 | MILTON ROY |  |  | 01,21,22 | 1 | 2CAC |  |  | 1066146020 |  |  |  |  | 2012-06-26
5329 | 29200000TL | 03483 | EGC020019 | P | 58022416 | 58 | EGTL Spares | Mtce | 54 | 54A | KIT: SEAL | FOR GSD DISPLACEMENT CHAMBER | Gaskets : CONTAINS O-RING, LIP SEAL, SEAL, MAN PART NO: 3077070000 PRIMEROY PKG PKG.59(70)K80P2, 5/78.CZ.VV3.Z | KI | 2 | 0 | 0 | NO | 95.8428 | 14879.6 | MILTON ROY |  |  | 01 | 1 | 2CAC | 1CCC |  | 1066149100 |  |  |  |  | 2012-06-26
5330 | 29200000TL | 03483 | EGC020022 | P | 58022420 | 58 | EGTL Spares | Mtce | 54 | 54D | O-RING: VALVE 20MM ID 26MM OD | 3MM WD, NBR, 2-211 | *OBS*GS&P-O-Rings : &quot;MAN PART NO: 4380051079 MILROYAL D MD.23 (28) J20 P 2,5/VS.00.CZ.VV3.Z&quot; | EA | 8 | 0 | 0 | NO | 89.8526 | 13949.62 | MILTON ROY |  |  | 01 | 1 | 2CAC | 2CAC |  | 1065696039 |  |  |  |  | 2012-06-26
5331 | 29200000TL | 03483 | EGC020021 | P | 58022458 | 58 | EGTL Spares | Mtce | 54 | 54D | O-RING: VALVE, 100MM ID | 106MM OD, 3MM WD | *OBS*GS&P-O-Rings : NBR 70, 2-242, MAN PART NO: 4380006201 PRIMEROY PKG; PKG.59(70)K80P2, 5/78.CZ.VV3.Z | EA | 2 | 1 | 2 | NO | 53.9116 | 8369.77 | MILTON ROY |  |  | 01 | 1 | 2CAC | 2CAC |  | 1066149100 |  |  |  |  | 2012-06-26
5332 | 29200000TL | 03483 | EGC020016 | P | 58022459 | 58 | EGTL Spares | Mtce | 54 | 54D | O-RING: VALVE, 150MM ID | 156MM OD 3MM WD NBR, 2-258 | *OBS*GS&P-O-Rings : &quot;MAN PART NO: 4380019391 PRIMEROY PKG PKG.59(70)K80P2,5/78.CZ.VV3.Z&quot; | EA | 2 | 1 | 2 | NO | 53.9116 | 8369.77 | MILTON ROY |  |  | 01 | 1 | 2CAC | 2CAC |  | 1066149100 |  |  |  |  | 2012-06-26
5333 | 29200000TL | 03483 | EGC020015 | P | 58022460 | 58 | EGTL Spares | Mtce | 72 | 72Z | FILTER: OIL 1/2 IN DIA | PAPER ELEMENT, 10 MICRON | *OBS*Filtration-Elem : &quot;STL HSG, MAN PART NO: 4330009000 PRIMEROY PKG PKG.59(70)K80P2, 5/78.CZ.VV3.Z&quot; | EA | 1 | 0 | 0 | NO | 43.1293 | 6695.82 | MILTON ROY |  |  | 01,22 | 1 | 2CAC | 2CAC |  | 1066149100 |  |  |  |  | 2012-06-26
5334 | 29200000TL | 03483 | EGC020016 | P | 58022461 | 58 | EGTL Spares | Mtce | 54 | 54D | O-RING: VALVE, 25MM ID | 31MM OD 3MM WD, NBR, 2-214 | *OBS*GS&P-O-Rings : &quot;MAN PART NO: 4380006181 PRIMEROY PKG PKG.59(70)K80P2, 5/78.CZ.VV3.Z&quot; | EA | 2 | 0 | 0 | NO | 17.9705 | 2789.92 | MILTON ROY |  |  | 01 | 1 | 2CAC | 2CAC |  | 1066149110 |  |  |  |  | 2012-06-26
5335 | 29200000TL | 03483 | EGC020022 | P | 58022462 | 58 | EGTL Spares | Mtce | 54 | 54D | O-RING: VALVE, 40MM ID | 46MM OD 3MM WD, NBR, 2-223 | *OBS*GS&P-O-Rings : &quot;MAN PART NO: 4380006291 PRIMEROY PKG PKG.59(70)K80P2, 5/78.CZ.VV3.Z, EQUIPMENT: SOLENOID VALVES AND SILECER&quot; | EA | 2 | 0 | 0 | NO | 19.1686 | 2975.92 | MILTON ROY |  |  | 01 | 1 | 2CAC | 2CAC |  | 1066149110 |  |  |  |  | 2012-06-26
5336 | 29200000TL | 03483 | EGC020021 | P | 58022463 | 58 | EGTL Spares | Mtce | 54 | 54D | O-RING: VALVE, 14MM ID | 20MM OD 3MM WD, NBR, 2-207 | *OBS*GS&P-O-Rings : &quot;MAN PART NO: 4380008231 PRIMEROY PKG PKG.59(70)K80P2, 5/78.CZ.VV3.Z, EQUIPMENT: SOLENOID VALVES AND SILECER&quot; | EA | 2 | 0 | 0 | NO | 7.1882 | 1115.97 | MILTON ROY |  |  | 01 | 1 | 2CAC | 2CAC |  | 1066149110 |  |  |  |  | 2012-06-26
5337 | 29200000TL | 03483 | EGC020012 | P | 58022464 | 58 | EGTL Spares | Mtce | 66 | 66F | DIAPHRAGM: ACTUATOR 225MM | SIZE 80MM, 6.5 BARG, PTFE/NBR | Valve - Parts & Accessories :MAN PART NO: 09804120056 PRIMEROY PKG PKG.59(70)K80P2,5/78.CZ.VV3.Z | EA | 1 | 0 | 0 | NO | 558.2844 | 86673.66 | MILTON ROY |  |  | 22 | 1 | 2CAC |  |  | 1066149160 |  |  |  |  | 2012-06-26
5338 | 29200000TL | 03483 | EGC020006 | P | 58022465 | 58 | EGTL Spares | Mtce | 66 | 66F | DIAPHRAGM: ACTUATOR 225MM | SIZE 80MM, 6.5 BARG, PTFE 701N | Valve - Parts & Accessories :MAN PART NO: 09804110275 PRIMEROY PKG PKG.59(70)K80P2,5/78.CZ.VV3.Z | EA | 1 | 0 | 0 | NO | 928.4773 | 144146.1 | MILTON ROY |  |  | 22 | 1 | 2CAC |  |  | 1066149160 |  |  |  |  | 2012-06-26
5339 | 29200000TL | 03483 | EG1028003 | P | 58022466 | 58 | EGTL Spares | Mtce | 54 | 54A | SEAL: TRANSMITTER GSD 225 | 12MM DIA, PTFE | Seals : MAN PART NO: 02502040051 PRIMEROY PKG PKG.59(70)K80P2,5/78.CZ.VV3.Z | EA | 4 | 0 | 0 | NO | 22.7915 | 3538.2 | MILTON ROY |  |  | 01,22 | 1 | 2CAC | 1BBB |  | 1066149160 |  |  |  |  | 2012-06-26 | 2013-07-11 | 2014-01-21
5340 | 29200000TL | 03483 | EGC020017 | P | 58022471 | 58 | EGTL Spares | Mtce | 76 | 76Z | KEY: SQUARE END | SOLENOID VALVES AND SILECER | Pumps-Other : (MINIMUM ORDER Q.TY 10 PCS.), MAN PART NO: 434B MROY XA XA112(134)J5 H3/EN.L.CZ.HD.HH3.Z | EA | 1 | 0 | 0 | NO | 7.1882 | 1115.97 | MILTON ROY |  |  | 01,22 | 1 | 2CAC |  |  | C9818716012 |  |  |  |  | 2012-06-26
5341 | 29200000TL | 03483 | EGC020017 | P | 58022472 | 58 | EGTL Spares | Mtce | 56 | 56Z | ASSY: BOLT AND WASHER | MILTON ROY 434 435 | Fasteners / Hardware : (PRIMEROY PKG PKG.59(70)K80P2 5/78.CZ.VV3.Z) | EA | 2 | 0 | 0 | NO | 19.9987 | 3105 | MILTON ROY | 4340009095N |  | 01 | [9 empty] | 2013-10-13
5342 | 29200000TL | 03483 | EGC020019 | P | 58022473 | 58 | EGTL Spares | Mtce | 56 | 56Z | ASSY BOLT AND WASHER | MILTON ROY 434 435 | Fasteners / Hardware : MROY XA XA112(134)J5 H3/EN.L.CZ.HD.HH3.Z) | EA | 1 | 0 | 0 | NO | 15.999 | 2484 | MILTON ROY | 43500038525N |  | 00 | [9 empty] | 2013-10-13
5343 | 29200000TL | 03483 | EGC020016 | P | 58022474 | 58 | EGTL Spares | Mtce | 76 | 76Z | BOLT: CAP, M12 DIA, 40MM LG | 1.75MM, HEX HD, STEEL, | Pumps-Other : DIN 931,GR 10.9, WITH WASHER, MAN PART NO: 434A, 435C PRIMEROY PKG PKG.59(70)K80P2,5/78.CZ.VV3.Z | ST | 1 | 0 | 0 | NO | 23.9607 | 3719.9 | MILTON ROY |  |  | 02,22 | 1 | 2CAC |  |  | 1066146210 |  |  |  |  | 2012-06-26
5344 | 29200000TL | 03483 | EGC020015 | P | 58022475 | 58 | EGTL Spares | Mtce | 76 | 76Z | SCREW: CAP M12 DIA, 25MM LG | 1.75MM, HEX HD, STEEL | Pumps-Other : DIN 931, GR 10.9, MAN PART NO: 435A PRIMEROY PKG PKG.59(70)K80P2,5/78.CZ.VV3.Z | EA | 2 | 0 | 0 | NO | 14.3764 | 2231.94 | MILTON ROY |  |  | 02,21,22 | 1 | 2CAC |  |  | 1066146210 |  |  |  |  | 2012-06-26
5345 | 29200000TL | 03483 | EGC020017 | P | 58022476 | 58 | EGTL Spares | Mtce | 76 | 76Z | GASKET: MOTOR MOUNT, 120MM DIA | BUNA-N, CIRCULAR | Pumps-Other : MAN PART NO: 438 PRIMEROY PKG PKG.59(70)K80P2, 5/78.CZ.VV3.Z | EA | 1 | 0 | 0 | NO | 221.6365 | 34409.07 | MILTON ROY |  |  | 01 | 1 | 2CAC |  |  | 1066146210 |  |  |  |  | 2012-06-26
5346 | 29200000TL | 03483 | EGC020017 | P | 58022478 | 58 | EGTL Spares | Mtce | 76 | 76Z | SCREW: CAP M12 DIA, 25MM LG | 1.75MM, HEX HD, STEEL | Pumps-Other : DIN 931,GR 10.9, MAN PART NO: 435A MILROYAL D MD.23 (28) J20 P 2,5/VS.00.CZ.VV3.Z | EA | 2 | 0 | 0 | NO | 14.3764 | 2231.94 | MILTON ROY |  |  | 02,21,22 | 1 | 2CAC |  |  | 1600852001 |  |  |  |  | 2012-06-26
5347 | 29200000TL | 03483 | EGC020016 | P | 58022479 | 58 | EGTL Spares | Mtce | 76 | 76Z | BOLT: SOCKET CAP, M12 DIA | 1.75MM, HEX HD, STEEL | Pumps-Other : DIN 912,GR 8.8, MINIMUM ORDER Q.TY 10 PCS, MAN PART NO: 435A MROY XA XA112(134)J5 H3/EN.L.CZ.HD.HH3.Z | EA | 4 | 0 | 0 | NO | 14.3764 | 2231.94 | MILTON ROY |  |  | 02,22 | 1 | 2CAC |  |  | C9818716012 |  |  |  |  | 2012-06-26
5348 | 29200000TL | 03483 | EGC020015 | P | 58022480 | 58 | EGTL Spares | Mtce | 76 | 76Z | BOLT: SET CAP, M12, 30MM LG | HEX HD, STEEL | Pumps-Other : 10 PIECE, WITH WASHER AND NUT (MINIMUM ORDER Q.TY 10 SET), MAN PART NO: 434A, 435B, 435C MILROYAL D MD.23 (28) J20 P 2,5/VS.00.CZ.VV3.Z | ST | 1 | 0 | 0 | NO | 182.1014 | 28271.24 | MILTON ROY |  |  | 02,22 | 1 | 2CAC |  |  | 1600852001 |  |  |  |  | 2012-06-26
5349 | 29200000TL | 03483 | EGC020019 | P | 58022485 | 58 | EGTL Spares | Mtce | 76 | 76Z | COUPLING: SHAFT FLEXIBLE | 22MM BORE, 54MM OD, 146MM LG | Pumps-Other : &quot;STAINLES STEEL, PUMP COUPLING MAN PART NO: 052 MILROYAL D MD.23 (28) J20 P 2, 5/VS.00.CZ.VV3.Z EQUIPMENT: SOLENOID VALVES&quot; | EA | 2 | 0 | 0 | NO | 697.03 | 136966.395 | MILTON ROY |  |  | 01,22 | 1 | 2CAC |  |  | 1600852001 |  |  |  |  | 2012-06-26 | 2014-10-04 | 2015-04-28
5350 | 29200000TL | 03483 | EGC020017 | P | 58022486 | 58 | EGTL Spares | Mtce | 76 | 76Z | COUPLING: SHAFT HALF MOTOR | 22MM BORE, 54MM OD, 77MM LG | Pumps-Other : STAINLES STEEL, MAN PART NO: 052A MILROYAL D MD.23 (28) J20 P 2,5/VS.00.CZ.VV3.Z | EA | 1 | 0 | 0 | NO | 119.8035 | 18599.5 | MILTON ROY |  |  | 01,22 | 1 | 2CAC |  |  | 1600852001 |  |  |  |  | 2012-06-26
5351 | 29200000TL | 03483 | EG1029006 | S | 58022487 | 58 | EGTL Spares | Mtce | 66 | 66S | DIAPHRAGM: ACTUATOR 101MM | SIZE 22.2MM 10 BARG PTFE 701N | Valve - Actuator & Positioner: MAN PART NO: 2980005175 MROY XA XA112(134)J5 H3/EN.L.CZ.HD.HH3.Z | EA | 4 | 0 | 0 | NO | 89.103 | 13835.7513 | MILTON ROY |  |  | 22 | 1 | 2CAC | 1BBB |  | 1065942010 |  |  |  |  | 2012-06-26 | 2013-07-11 | 2013-07-26
5352 | 29200000TL | 03483 | EGC020017 | P | 58022488 | 58 | EGTL Spares | Mtce | 76 | 76Z | DIAPHRAGM: ACTUATOR 132MM | SIZE 38.5MM 10 BARG PTFE 701N | Pumps-Other : MAN PART NO: 2980013075 MROY XB XB.36(43)J6 H3/EN.L.CZ.FP.HV3.Z | EA | 2 | 0 | 0 | NO | 137.774 | 21389.42 | MILTON ROY |  |  | 22 | 1 | 2CAC |  |  | 1065942010 |  |  |  |  | 2012-06-26
5353 | 29200000TL | 03483 | EG1055FLR | P | 58022503 | 58 | EGTL Spares | Mtce | 34 | 34A | CABLE: HEAT TRACE 14AWG COND | 100 FT LG | Laboratory - Analytical Instruments : 10XTV1-CT, 120V, 10WATT/FT, BUS WIRE COND, 5M LG, FIBERGLASS INSUL, FR-PVC JACKET, SELF-REGULATING ELEMENT 100 FT LG MIN HAS BEEN CALCULATED AND PRICED FOR MFG | EA | 2 | 0 | 0 | NO | 3127.6042 | 485591.83 | TYCO | 2C56-2AUT-071045- |  | 01,10,22 | 1 | 1BCB |  |  | EGTL1-SEA-ELE-SC-200131 |  |  |  |  | 2012-06-26
5354 | 29200000TL | 03483 | EG1055FLR | P | 58022504 | 58 | EGTL Spares | Mtce | 34 | 34A | CABLE: HEAT TRACE 14AWG COND | 85M LG | Laboratory - Analytical Instruments : 10XTV2-CT, 208V, 10WATT/FT, BUS WIRE COND, FIBERGLASS INSUL, FR-PVC JACKET, SELF-REGULATING ELEMENT | EA | 1 | 0 | 0 | NO | 3128.8133 | 485591.83 | TYCO | 2C56-2AVT-070861- |  | 01,10,22 | 1 | 1BCB |  |  | EGTL1-SEA-ELE-SC-200131 |  |  |  |  | 2012-06-26
5355 | 29200000TL | 03483 | EG1055FLR | P | 58022505 | 58 | EGTL Spares | Mtce | 34 | 34A | CABLE: HEAT TRACE 14AWG COND | 60M LG | Laboratory - Analytical Instruments : 10XTV2-CT, 208V, 10 WATTS/FT, BUS WIRE COND, FIBERGLASS INSUL, FR-PVC JACKET, SELF-REGULATING ELEMENT | EA | 1 | 0 | 0 | NO | 3925.7584 | 609513.25 | TYCO | 2C56-27AVT |  | 01,10,22 | 1 | 1BCB |  |  | EGTL1-SEA-ELE-SC-300332 |  |  |  |  | 2012-06-26
5356 | 29200000TL | 03483 | EG1055FLR | P | 58022506 | 58 | EGTL Spares | Mtce | 34 | 34A | CABLE: HEAT TRACE 14AWG COND | 100 FT LG | Laboratory - Analytical Instruments : 15XTV1-CT, 120V, 15WATT/FT, BUS WIRE COND, 5M LG, FIBERGLASS INSUL, FR-PVC JACKET, SELF-REGULATING ELEMENT, 100 FT LG MIN HAS BEEN CALCULATED AND PRICED FOR MFG, MIN REQUIREMENT | EA | 1 | 0 | 0 | NO | 6526.7827 | 1012956.67 | TYCO | 2C66-2788T |  | 01,10,22 | 1 | 1BCB |  |  | EGTL1-SEA-ELE-SC-300331 |  |  |  |  | 2012-06-26
5357 | 29200000TL | 03483 | EG1055FLR | P | 58022508 | 58 | EGTL Spares | Mtce | 34 | 34A | CABLE: HEAT TRACE 14AWG COND | 60M LG, | Laboratory - Analytical Instruments : 10XTV2-CT, 208V, 10 WATTS/FT, BUS COND, FIBERGLASS INSUL, FR-PVC JACKET, SELF-REGULATING ELEMENT | EA | 1 | 0 | 0 | NO | 3927.2761 | 609513.25 | TYCO | 2C56-2ZAVT-070861- |  | 01,10,22 | 1 | 1BCB |  |  | EGTL1-SEA-ELE-SC-300333 |  |  |  |  | 2012-06-26
5358 | 29200000TL | 03483 | EG1055FLR | P | 58022509 | 58 | EGTL Spares | Mtce | 34 | 34A | CABLE: HEAT TRACE 14AWG COND | 60M LG, | Laboratory - Analytical Instruments : 10XTV2-CT, 208V, 10 WATTS/FT, BUS COND, FIBERGLASS INSUL, FR-PVC JACKET, SELF-REGULATING ELEMENT | EA | 1 | 0 | 0 | NO | 3365.9508 | 522395.56 | TYCO | 2C56-2ZAVT-070861- |  | 01,10,22 | 1 | 1BCB |  |  | EGTL1-SEA-ELE-SC-300433 |  |  |  |  | 2012-06-26
5359 | 29200000TL | 03483 | EG1055FLR | P | 58022510 | 58 | EGTL Spares | Mtce | 34 | 34A | CABLE: HEAT TRACE 14AWG COND | 40M LG | Laboratory - Analytical Instruments : 10XTV2-CT, 208V, 10 WATTS/FT, BUS WIRE COND, FIBERGLASS INSUL, FR-PVC JACKET, SELF-REGULATING ELEMENT | EA | 1 | 0 | 0 | NO | 4609.6716 | 715421.03 | TYCO | 2C56-27AVT |  | 01,10,22 | 1 | 1BCB |  |  | EGTL1-SEA-ELE-SC-500631 |  |  |  |  | 2012-06-26
5360 | 29200000TL | 03483 | EG1055FLR | P | 58022511 | 58 | EGTL Spares | Mtce | 34 | 34A | CABLE: HEAT TRACE 14AWG COND | 15M LG | Laboratory - Analytical Instruments : 10XTV1-CT, 120V, 10WATT/FT, BUS WIRE COND, FIBERGLASS INSUL, FR-PVC JACKET, SELF-REGULATING ELEMENT, NOTE 15M WAS NOT IN ORIGINAL QUOTE, LG HAS BEEN CALCULATED AND PRICED FOR MFG | EA | 1 | 0 | 0 | NO | 2345.4531 | 364155.05 | TYCO | 2C56-27AUT |  | 01,10,22 | 1 | 1BCB |  |  | EGTL1-SEA-ELE-SC-502131 |  |  |  |  | 2012-06-26
5361 | 29200000TL | 03483 | EG1055FLR | P | 58022512 | 58 | EGTL Spares | Mtce | 34 | 34A | CABLE: HEAT TRACE 14AWG COND | 5M LG | Laboratory - Analytical Instruments : 10XTV1-CT, 120V, 10WATT/FT, BUS WIRE COND, FIBERGLASS INSUL, FR-PVC JACKET, SELF-REGULATING ELEMENT, 100 FT LG MIN HAS BEEN CALCULATED AND PRICED FOR MFG, MIN REQUIREMENT | EA | 1 | 0 | 0 | NO | 4609.6716 | 715421.03 | TYCO | 2C56-17AUT-H00 |  | 01,10,22 | 1 | 1BCB |  |  | EGTL1-SEA-ELE-SC-603831 |  |  |  |  | 2012-06-26
5362 | 29200000TL | 03483 | EG1055FLR | P | 58022513 | 58 | EGTL Spares | Mtce | 34 | 34A | CABLE: HEAT TRACE 14AWG COND | 20M LG | Laboratory - Analytical Instruments : 10XTV1-CT, 120V, 10WATT/FT, BUS WIRE COND, FIBERGLASS INSUL, FR-PVC JACKET, SELF-REGULATING ELEMENT, 100 FT LG MIN LG HAS BEEN CALCULATED AND PRICED FOR MFG, MIN REQUIREMENT | EA | 1 | 0 | 0 | NO | 2346.3599 | 364155.05 | TYCO | 2C56-27AUT |  | 01,10,22 | 1 | 1BCB |  |  | EGTL1-SEA-ELE-SC-603831 |  |  |  |  | 2012-06-26
5363 | 29200000TL | 03483 | EGC029035 | P | 58022579 | 58 | EGTL Spares | Mtce | 87 | 87B | PAWL: SPRING | AIR POWERED CHAIN HOISTS | *OBS*Machinery-Misc- : | EA | 4 | 0 | 0 | NO | 1.4402 | 223.56 | ALL MATERIAL HANDLING | L008-13 |  | 00 | 1 | 3XAC | 3XAC | [6 empty] | 2012-06-26
5364 | 29200000TL | 03483 | EGC029035 | P | 58022580 | 58 | EGTL Spares | Mtce | 87 | 87B | PAWL: BRAKE | AIR POWERED CHAIN HOISTS | *OBS*Machinery-Misc- : | EA | 4 | 2 | 4 | NO | 2.4703 | 383.47 | ALL MATERIAL HANDLING | L008-14 |  | 00 | 1 | 3XAC | 3XAC | [6 empty] | 2012-06-26
5365 | 29200000TL | 03483 | EGC039007 | P | 58022582 | 58 | EGTL Spares | Mtce | 56 | 56Z | LEVER: 0.8 TON, STEEL | AIR POWERED CHAIN HOISTS | Fasteners / Hardware : | EA | 2 | 1 | 2 | NO | 34.9745 | 5429.09 | ALL MATERIAL HANDLING | LA008-25 |  | 00 | 1 | 3XAC | [7 empty] | 2012-06-26
5366 | 29200000TL | 03483 | EGC029035 | P | 58022583 | 58 | EGTL Spares | Mtce | 56 | 56Z | GRIP: HANDLE, STEEL/RUBBER | 18 IN X 4 IN X 3 IN | Fasteners / Hardware : AIR POWERED CHAIN HOISTS | EA | 2 | 0 | 0 | NO | 5.9008 | 915.98 | ALL MATERIAL HANDLING | LA008-44 |  | 00 | 1 | 3XAC | [7 empty] | 2012-06-26
5367 | 29200000TL | 03483 | EGC029035 | P | 58022584 | 58 | EGTL Spares | Mtce | 54 | 54D | RING | RETAINING 62 MM,STEEL | *OBS*GS&P-O-Rings : AIR POWERED CHAIN HOIST, | EA | 4 | 2 | 4 | NO | 0.6901 | 107.12 | ALL MATERIAL HANDLING | P-62MM |  | 01 | 1 | 3XAC | 3XAC | [6 empty] | 2012-06-26
5368 | 29200000TL | 03483 | EGC029035 | P | 58022585 | 58 | EGTL Spares | Mtce | 87 | 87B | COVER: HAND WHEEL, STEEL | 6 IN X 4 IN X 3 IN | *OBS*Machinery-Misc- : | EA | 4 | 0 | 0 | NO | 3.1604 | 490.59 | ALL MATERIAL HANDLING | NPL-LA008-29A |  | 01 | 1 | 3XAC | 3XAC | [6 empty] | 2012-06-26
5369 | 29200000TL | 03483 | EGC039007 | P | 58022586 | 58 | EGTL Spares | Mtce | 56 | 56Z | HOOK: 1 TON LOAD, LOAD RATED | 1 IN EYE, STEEL | Fasteners / Hardware : AIR POWERED CHAIN HOIST TOP | EA | 4 | 2 | 4 | NO | 26.0634 | 4045.82 | ALL MATERIAL HANDLING | LA010-45 |  | 02 | 1 | 3XAC | [7 empty] | 2012-06-26
5370 | 29200000TL | 03483 | EGC039007 | P | 58022587 | 58 | EGTL Spares | Mtce | 56 | 56Z | HOOK: 1 TON LOAD, LOAD RATED | 1.1 IN EYE, STEEL | Fasteners / Hardware : AIR POWERED CHAIN HOIST BOTTOM | EA | 4 | 0 | 0 |  | 28.8037 | 4471.2 | ALL MATERIAL HANDLING | LA010-50 |  | 02 | 1 | 3XAC | [7 empty] | 2012-06-26
5371 | 29200000TL | 03483 | EGC029035 | P | 58022588 | 58 | EGTL Spares | Mtce | 56 | 56Z | LATCH | 2 IN X 1 IN, STEEL | Fasteners / Hardware : AIR POWERED CHAIN HOIST | EA | 4 | 0 | 0 | NO | 2.4003 | 372.6 | ALL MATERIAL HANDLING | LA010-47 |  | 01 | 1 | 3XAC | 2CBC | [6 empty] | 2012-06-26
5372 | 29200000TL | 03483 | EGC029035 | P | 58022589 | 58 | EGTL Spares | Mtce | 87 | 87B | PAWL: SPRING | AIR POWERED CHAIN HOISTS | *OBS*Machinery-Misc- : | EA | 8 | 0 | 0 | NO | 1.4402 | 223.56 | ALL MATERIAL HANDLING | L015-13 |  | 00 | 1 | 3XAC | 3XAC | [6 empty] | 2012-06-26
5373 | 29200000TL | 03483 | EGC029035 | P | 58022590 | 58 | EGTL Spares | Mtce | 87 | 87B | PAWL: BRAKE | AIR POWERED CHAIN HOISTS | *OBS*Machinery-Misc- : | EA | 8 | 4 | 8 | NO | 2.8904 | 448.67 | ALL MATERIAL HANDLING | L015-14 |  | 00 | 1 | 3XAC | 3XAC | [6 empty] | 2012-06-26
5374 | 29200000TL | 03483 | EGC029035 | P | 58022591 | 58 | EGTL Spares | Mtce | 54 | 54D | RING: RETAINING 2 IN, STEEL | PAWL, | *OBS*GS&P-O-Rings : AIR POWERED CHAIN HOISTS | EA | 8 | 0 | 0 | NO | 0.7601 | 117.99 | ALL MATERIAL HANDLING | L015-63 |  | 01 | 1 | 3XAC | 3XAC | [6 empty] | 2012-06-26
5375 | 29200000TL | 03483 | EGC039007 | P | 58022592 | 58 | EGTL Spares | Mtce | 56 | 56Z | LEVER | 16.5, STEEL, ASSY | Fasteners / Hardware : AIR POWERED CHAIN HOIST | EA | 2 | 1 | 2 | NO | 48.0062 | 7452 | ALL MATERIAL HANDLING | LA016-25 |  | 00 | 1 | 3XAC | 2CBC | [6 empty] | 2012-06-26
5376 | 29200000TL | 03483 | EGC029035 | P | 58022595 | 58 | EGTL Spares | Mtce | 87 | 87B | OVER: HAND WHEEL | 6 IN X 4 IN X 2 IN, STEEL | *OBS*Machinery-Misc- : | EA | 8 | 0 | 0 | NO | 4.3906 | 681.55 | ALL MATERIAL HANDLING | NPL-LA032-29A |  | 00 | 1 | 3XAC | 3XAC | [6 empty] | 2012-06-26
5377 | 29200000TL | 03483 | EGC038015 | P | 58022596 | 58 | EGTL Spares | Mtce | 56 | 56Z | HOOK: 2-1/4 TON LOAD RATED | 1.3 IN EYE, STEEL | Fasteners / Hardware : AIR POWERED CHAIN HOIST TOP, LOAD, ASSY | EA | 4 | 2 | 4 | NO | 36.6947 | 5696.12 | ALL MATERIAL HANDLING | LA020-45 |  | 02 | 1 | 3XAC | [7 empty] | 2012-06-26
5378 | 29200000TL | 03483 | EGC039007 | P | 58022597 | 58 | EGTL Spares | Mtce | 56 | 56Z | HOOK: 2-1/4 TON LOAD RATED | 1.3 IN EYE, STEEL | Fasteners / Hardware : AIR POWERED CHAIN HOIST BOTTOM, LOAD, ASSY | EA | 4 | 2 | 4 | NO | 38.745 | 6014.39 | ALL MATERIAL HANDLING | LA020-50 |  | 02 | 1 | 3XAC | [7 empty] | 2012-06-26
5379 | 29200000TL | 03483 | EGC029035 | P | 58022598 | 58 | EGTL Spares | Mtce | 56 | 56Z | LATCH:2 IN X 1 IN,STEEL | AIR POWERED CHAIN HOISTS | Fasteners / Hardware : LATCH:AIR POWERED CHAIN HOIST,2 IN X 1 IN,STEEL | EA | 4 | 2 | 4 | NO | 4.1105 | 638.08 | ALL MATERIAL HANDLING | LA020-47 |  | 01 | 1 | 3XAC | [7 empty] | 2012-06-26
5380 | 29200000TL | 03483 | EGC039007 | P | 58022599 | 58 | EGTL Spares | Mtce | 56 | 56Z | LEVER | 16.5 IN, STEEL ASSY | Fasteners / Hardware : AIR POWERED CHAIN HOIST, 16.5 IN, STEEL, ASSY | EA | 2 | 0 | 0 |  | 51.0166 | 7919.3 | ALL MATERIAL HANDLING | LA032-25 |  | 00 | 1 | 3XAC | 2CBC | [6 empty] | 2012-06-26
5381 | 29200000TL | 03483 | EGC029035 | P | 58022600 | 58 | EGTL Spares | Mtce | 56 | 56Z | GRIP: HANDLE | 18 IN X 4 IN X 1 IN | Fasteners / Hardware : STEEL/RUBBER | EA | 2 | 0 | 0 | NO | 9.7413 | 1512.14 | ALL MATERIAL HANDLING | LA016-44 |  | 00 | 1 | 3XAC | [7 empty] | 2012-06-26
5382 | 29200000TL | 03483 | EGC038015 | P | 58022601 | 58 | EGTL Spares | Mtce | 56 | 56Z | HOOK: 3 1/2 TON LOAD RATED | 1.5 IN EYE, STEEL | Fasteners / Hardware : AIR POWERED CHAIN HOIST TOP, LOAD, ASSY | EA | 4 | 2 | 4 | NO | 60.3478 | 9367.79 | ALL MATERIAL HANDLING | LA032-45 |  | 02 | 1 | 3XAC | [7 empty] | 2012-06-26
5383 | 29200000TL | 03483 | EGC038015 | P | 58022602 | 58 | EGTL Spares | Mtce | 56 | 56Z | HOOK: 3 1/2 TON LOAD RATED | 1.5 IN EYE, STEEL | Fasteners / Hardware : AIR POWERED CHAIN HOIST BOTTOM, ASSY | EA | 4 | 2 | 4 | NO | 61.4479 | 9538.56 | ALL MATERIAL HANDLING | LA032-50 |  | 02 | 1 | 3XAC | [7 empty] | 2012-06-26
5384 | 29200000TL | 03483 | EGC029035 | P | 58022603 | 58 | EGTL Spares | Mtce | 56 | 56Z | LATCH | 2 IN X 1 IN, STEEL | Fasteners / Hardware : AIR POWERED CHAIN HOISTS | EA | 4 | 0 | 0 | NO | 3.2904 | 510.77 | ALL MATERIAL HANDLING | LA032-47 |  | 01 | 1 | 3XAC | 2CBC | [6 empty] | 2012-06-26
5385 | 29200000TL | 03483 | EGC038029 | P | 58022605 | 58 | EGTL Spares | Mtce | 51 | 51C | KIT: REPAIR | FOR MOTOR | Electric Components - Motor / Generator :CONTAINS (2) GASKETS, (1) VANE, (2) NEEDLE SLEEVES, (3) O-RINGS, (6) SPRINGS, (1) GREASE, (1) PISTON | EA | 5 | 0 | 0 |  | 684.1381 | 106198.76 | JD NEUHAUS | MTR/KIT/NM03B1 |  | 01 | 1 | 3XAC | [7 empty] | 2012-06-26
5386 | 29200000TL | 03483 | EG1026010 | P | 58022712 | 58 | EGTL Spares | Mtce | 64 | 64B | KEY:TAPER | WAX FILTRATION PACKAGE | Power Transmission Equipment & Replacement Parts : | EA | 1 | 0 | 0 | NO | 628.8405 | 97621.2 | EMERSON FISHER | 11B0674X012 | 11B0674X012 | 01,22 | 1 | 1BAB |  |  | DWNG 11 |  |  |  |  | 2012-01-06
5387 | 29200000TL | 03483 | EG1003012 | P | 58022713 | 58 | EGTL Spares | Mtce | 50 | 50Z | BEARING:LINED STEM PACKING | VEE-BALL,4 IN,PTFE LINED | Bearings & Accessories - All :130-LV-0002, (WAX FILTRATION PACKAGE) | EA | 4 | 0 | 0 | NO | 243.5602 | 37810.3625 | EMERSON FISHER | 17B7142X012 | 17B7142X012 | 01,21,22 | 1 | 1BAB |  |  | DWNG 11 |  |  |  |  | 2012-01-06
5388 | 29200000TL | 03483 | EG1039011 | S | 58022757 | 58 | EGTL Spares | Mtce | 54 | 54D | O-RING | REACH TRUCK | *OBS*GS&P-O-Rings : UNATRAC CATERPILLAR (EUROPE) RL126252 | EA | 2 | 0 | 0 | NO | 2.3103 | 358.6275 | CATERPILLAR | LTRL126252 |  | 01 | 1 | 3CAC | 3CAC | [6 empty] | 2012-06-26
5389 | 29200000TL | 03483 | EG1018003 | P | 58022758 | 58 | EGTL Spares | Mtce | 51 | 51Z | SWITCH: MICRO | REACH TRUCK | Electric-Other : UNATRAC CATERPILLAR (EUROPE) 0802240 | EA | 4 | 0 | 0 | NO | 81.7506 | 12690.14 | CATERPILLAR | LT0802240 |  | 01,10 | 1 | 3CAC | [7 empty] | 2012-06-26
5390 | 29200000TL | 03483 | EG1039011 | S | 58022759 | 58 | EGTL Spares | Mtce | 54 | 54D | RING:SEAL | REACH TRUCK | *OBS*GS&P-Other : | EA | 2 | 0 | 0 | NO | 21.6728 | 3364.27 | CATERPILLAR | LT0802395 |  | 01 | 1 | 3CAC | 3CAC | [6 empty] | 2012-06-26
5391 | 29200000TL | 03483 | EGC028003 | P | 58022827 | 58 | EGTL Spares | Mtce | 51 | 51E | CONNECTOR: CABLE/CONDUIT | 1/2 IN HUB | Electric Components - Conduit / Fitting :FLEXIBLE CORD CONNECTOR, 0.63 IN-0.75 IN, LIQUID-TIGHT, STRAIGHT | EA | 50 | 25 | 50 | NO | 5.6007 | 869.4 | CROUSE-HINDS | CGB196-SG |  | 01 | 1 | 30AC | [7 empty] | 2012-06-26
5392 | 29200000TL | 03483 | EGC032016 | P | 58022830 | 58 | EGTL Spares | Mtce | 51 | 51E | CONNECTOR: CABLE/CONDUIT | 1/2 IN HUB | Electric Components - Conduit / Fitting :FLEXIBLE CORD CONNECTOR, 0.38 IN-0.50 IN, LIQUID-TIGHT, STRAIGHT, STEEL | EA | 50 | 25 | 50 | NO | 3.3504 | 520.0875 | CROUSE-HINDS | CGB194-SG |  | 01 | 1 | 30AC | [7 empty] | 2012-06-26
5393 | 29200000TL | 03483 | EG1056009 | P | 58022834 | 58 | EGTL Spares | Mtce | 51 | 51E | KIT: SPLICE | 4/0 AWG ARMORED COND | Electric Components - Conduit / Fitting :5/8KV, 14-23 INSUL | EA | 6 | 3 | 6 | NO | 699.4901 | 108581.85 | RAYCHEM | 4/0 HVSA-3-822S |  | 01 | 1 | 30AC | [7 empty] | 2012-06-26
5394 | 29200000TL | 03483 | EG1056009 | P | 58022835 | 58 | EGTL Spares | Mtce | 51 | 51E | KIT: SPLICE | 2/0 AWG ARMORED COND | Electric Components - Conduit / Fitting :5/8KV, 14-23 INSUL | EA | 6 | 3 | 6 | NO | 699.4901 | 108581.85 | RAYCHEM | 2/0 HVSA-3-822S |  | 01 | 1 | 30AC | [7 empty] | 2012-06-26
5395 | 29200000TL | 03483 | EGC029004 | P | 58022836 | 58 | EGTL Spares | Mtce | 51 | 51E | FITTING: CONDUIT SEAL 1 IN HUB | FEMALE-FEMALE | Electric Components - Conduit / Fitting :VERT POSITION, FERALOY, DRAIN | EA | 21 | 13 | 25 | NO | 62.108 | 9641.03 | CROUSE-HINDS | EYD31 |  | 01,22 | 1 | 30AC | [7 empty] | 2012-06-26 | 2016-08-13
5396 | 29200000TL | 03483 | EGC031023 | P | 58022837 | 58 | EGTL Spares | Mtce | 53 | 53Z | FITTING: CONDUIT SEAL | 3/4 IN HUB, FEMALE-FEMALE | Fittings - Pipe - Metal - Non CS :VERT POSITION, FERALOY, DRAIN | EA | 23 | 13 | 25 | NO | 195.2001 | 30302.97 | CROUSE-HINDS | EYD21 |  | 01,22 | 1 | 30AC | [7 empty] | 2012-06-26 |  | 2013-10-24
5397 | 29200000TL | 03483 | EGC029018 | P | 58022843 | 58 | EGTL Spares | Mtce | 51 | 51E | CONNECTOR: CABLE/CONDUIT | FLEXIBLE CORD CONNECTOR | Electric Components - Conduit / Fitting :1 IN HUB, 1.19 IN X 1.38 IN, LIQUID-TIGHT, STRAIGHT, STEEL | EA | 15 | 8 | 15 | NO | 9.9513 | 1544.74 | CROUSE-HINDS | CGB3911-SG |  | 01 | 1 | 30AC | [7 empty] | 2012-06-26
5398 | 29200000TL | 03483 | EGC028003 | P | 58022845 | 58 | EGTL Spares | Mtce | 51 | 51E | FITTING: CORD AND CABLE | 1IN THREAD SIZE | Electric Components - Conduit / Fitting :VARIOUS | EA | 15 | 8 | 15 | NO | 11.3015 | 1754.33 | CROUSE-HINDS | CGB398-SG |  | 01,22 | 1 | 30AC | [7 empty] | 2012-06-26
5399 | 29200000TL | 03483 | EGC031024 | P | 58022847 | 58 | EGTL Spares | Mtce | 51 | 51E | CONNECTOR: CABLE/CONDUIT | FLEXIBLE CORD CONNECTOR | Electric Components - Conduit / Fitting :1 IN HUB, 0.75 IN-0.88 IN, LIQUID-TIGHT, STRAIGHT, ALUM | EA | 15 | 8 | 15 | NO | 5.9008 | 915.975 | CROUSE-HINDS | CGB397-SG |  | 01 | 1 | 30AC | [7 empty] | 2012-06-26
5400 | 29200000TL | 03483 | EGC028002 | P | 58022849 | 58 | EGTL Spares | Mtce | 51 | 51E | CONNECTOR: CABLE/CONDUIT | FLEXIBLE CORD CONNECTOR | Electric Components - Conduit / Fitting :1 IN HUB, 0.63 IN-0. 75 IN, LIQUID-TIGHT, STRAIGHT, ALUM | EA | 15 | 8 | 15 | NO | 5.9008 | 915.975 | CROUSE-HINDS | CGB396-SG |  | 01 | 1 | 30AC | [7 empty] | 2012-06-26
5401 | 29200000TL | 03483 | EGC029018 | P | 58022850 | 58 | EGTL Spares | Mtce | 51 | 51E | CONNECTOR: CABLE/CONDUIT | FLEXIBLE CORD CONNECTOR | Electric Components - Conduit / Fitting :1 IN HUB, 0.50 IN-0.63 IN, LIQUID-TIGHT, STRAIGHT, STEEL | EA | 15 | 8 | 15 | NO | 5.9008 | 915.975 | CROUSE-HINDS | CGB395-SG |  | 01 | 1 | 30AC | [7 empty] | 2012-06-26
5402 | 29200000TL | 03483 | EGC032002 | P | 58022851 | 58 | EGTL Spares | Mtce | 51 | 51E | CONNECTOR: CABLE/CONDUIT | FLEXIBLE CORD CONNECTOR | Electric Components - Conduit / Fitting :3/4 IN HUB, 0.88 IN-1.00 IN, LIQUID-TIGHT, STRAIGHT, STEEL | EA | 15 | 8 | 15 | NO | 11.0514 | 1715.51 | CROUSE-HINDS | CGB298-SG |  | 01 | 1 | 30AC | [7 empty] | 2012-06-26
5403 | 29200000TL | 03483 | EGC032002 | P | 58022852 | 58 | EGTL Spares | Mtce | 51 | 51E | CONNECTOR: CABLE/CONDUIT | FLEXIBLE CORD CONNECTOR | Electric Components - Conduit / Fitting :3/4 IN HUB, 0.75 IN-0.88 IN, LIQUID-TIGHT, STRAIGHT, ALUM | EA | 30 | 15 | 30 | NO | 5.6507 | 877.1625 | CROUSE-HINDS | CGB297-SG |  | 01 | 1 | 30AC | [7 empty] | 2012-06-26
5404 | 29200000TL | 03483 | EGC028009 | P | 58022857 | 58 | EGTL Spares | Mtce | 51 | 51E | CONNECTOR: CABLE/CONDUIT | FLEXIBLE CORD CONNECTOR | Electric Components - Conduit / Fitting :1 IN HUB, 0.75 IN-0.88 IN, LIQUID-TIGHT, STRAIGHT, ALUM | EA | 50 | 25 | 50 | NO | 5.6007 | 869.4 | CROUSE-HINDS | CGB197-SG |  | 01 | 1 | 30AC | [7 empty] | 2012-06-26
5405 | 29200000TL | 03483 | EG3003002 | P | 58022877 | 58 | EGTL Spares | Mtce | 51 | 51E | KIT: SPLICE,5/8KV,20-32 INSUL | 350 MCM ARMORED COND | Electric Components - Conduit / Fitting : | EA | 6 | 3 | 6 | NO | 846.209 | 131357.03 | RAYCHEM | HVSA-3-823S |  | 01 | 1 | 30AC | [7 empty] | 2012-06-26
5406 | 29200000TL | 03483 | EG3003005 | P | 58022888 | 58 | EGTL Spares | Mtce | 51 | 51E | KIT: SPLICE,500 MCM COND | 5/8KV,20-32 INSUL | Electric Components - Conduit / Fitting :OKOSEAL | EA | 6 | 3 | 6 | NO | 473.7611 | 73541.93 | RAYCHEM | 500 HVS-3-823S |  | 01 | 1 | 30AC | [7 empty] | 2012-06-26
5407 | 29200000TL | 03483 | EG3003005 | P | 58022889 | 58 | EGTL Spares | Mtce | 51 | 51E | KIT: SPLICE,350 MCM COND | 5/8KV,20-32 DIAMETER INSUL | Electric Components - Conduit / Fitting :OKOSEAL | EA | 6 | 3 | 6 | NO | 473.7611 | 73541.93 | RAYCHEM | 350 HVS-3-823S |  | 01 | 1 | 30AC | [7 empty] | 2012-06-26
5408 | 29200000TL | 03483 | EG3003005 | P | 58022890 | 58 | EGTL Spares | Mtce | 51 | 51E | KIT: SPLICE,4/0 AWG COND | 5/8KV,14-23 DIAMETER INSUL | Electric Components - Conduit / Fitting :OKOSEAL | EA | 6 | 3 | 6 | NO | 436.0062 | 67681.24 | RAYCHEM | 4/0 HVS-3-822S |  | 01 | 1 | 30AC | [7 empty] | 2012-06-26
5409 | 29200000TL | 03483 | EG3003002 | P | 58022894 | 58 | EGTL Spares | Mtce | 51 | 51E | KIT:SPLICE, 2/0 AWG COND,5/8KV | 14-23 DIAMETER INSUL | Electric Components - Conduit / Fitting :OKOSEAL | EA | 6 | 3 | 6 | NO | 436.0062 | 67681.24 | RAYCHEM | 2/0 HVS-3-822S |  | 01 | 1 | 30AC | [7 empty] | 2012-06-26
5410 | 29200000TL | 03483 | EG1004011 | P | 58022904 | 58 | EGTL Spares | Mtce | 51 | 51E | PLUG: ELECTRICAL | GFCI STRAIGHT BLADE,2 POLE | Electric Components - Conduit / Fitting :3 WIRE,15A,125V,NEMA 5-15P, COMMERCIAL GR, ANGLE, GFCI GROUND FAULT MANUAL RESET YELLOW | EA | 5 | 13 | 25 | NO | 29.0799 | 4514.08 | LEVITON | 6594 |  | 01,10,22 | 1 | 30AC | [7 empty] | 2012-06-26 | 2019-08-10
5411 | 29200000TL | 03483 | EG1004010 | P | 58022906 | 58 | EGTL Spares | Mtce | 51 | 51E | RECEPTACLE: ELECTRICAL | GFCI DUPLEX,2 POLE,3 WIRE | Electric Components - Conduit / Fitting :15A,125V,NEMA 5-15R, WHITE, MONOCHROMATIC, WITH INDICATOR LIGHT | EA | 5 | 13 | 25 | NO | 27.3782 | 4249.92 | LEVITON | 7599-HFW |  | 01,10,22 | 1 | 30AC | [7 empty] | 2012-06-26 | 2019-08-10
5412 | 29200000TL | 03483 | EG1004010 | P | 58022907 | 58 | EGTL Spares | Mtce | 51 | 51E | RECEPTACLE: ELECTRICAL | GROUNDING ADAPTER,2 POLE | Electric Components - Conduit / Fitting :3 WIRE,15A,125V,NEMA 5-15R,WHITE, SURFACE , ACCESSORY | EA | 5 | 13 | 25 | NO | 9.6599 | 1499.51 | LEVITON | 49686-W |  | 01,10,22 | 1 | 30AC | [7 empty] | 2012-06-26 | 2019-08-10
5413 | 29200000TL | 03483 | EG3003005 | P | 58022911 | 58 | EGTL Spares | Mtce | 51 | 51E | KIT: SPLICE | 5/8KV,9-17 DIAMETER INSUL | Electric Components - Conduit / Fitting :2 AWG ARMORED COND | EA | 6 | 3 | 6 | NO | 610.3286 | 94741.31 | RAYCHEM | HVSA-3-821S |  | 01 | 1 | 30AC | [7 empty] | 2012-06-26
5414 | 29200000TL | 03483 | EG1055040 | P | 58022924 | 58 | EGTL Spares | Mtce | 51 | 51E | KIT: SPLICE | 1/0 AWG ARMORED COND,5/8KV | Electric Components - Conduit / Fitting :14-23 DIAMETER INSUL | EA | 6 | 3 | 6 | NO | 699.4901 | 108581.85 | RAYCHEM | 1/0 HVSA-3-822S |  | 01 | 1 | 30AC | [7 empty] | 2012-06-26
5415 | 29200000TL | 03483 | EGC035031 | P | 58022946 | 58 | EGTL Spares | Mtce | 51 | 51E | REDUCER: CONDUIT | 1.00 IN X .75 IN,THD,ALUM | Electric Components - Conduit / Fitting :EXPLOSION-PROOF REDUCING BUSHING | EA | 56 | 50 | 100 | NO | 1.001 | 155.39 | CROUSE-HINDS | RE32 |  | 02,21,22 | 1 | 30AC | [7 empty] | 2012-06-26 | 2019-12-24
5416 | 29200000TL | 03483 | EGC042022 | P | 58022956 | 58 | EGTL Spares | Mtce | 51 | 51E | BREAKER: CIRCUIT | FLB,240V,3 POLE,100A,18KAIC | Electric Components - Conduit / Fitting : | EA | 4 | 2 | 4 | NO | 815.5397 | 126596.23 | CROUSE-HINDS | FLB 174 |  | 01,10 | 1 | 30AC | [7 empty] | 2012-06-26
5417 | 29200000TL | 03483 | EGC042029 | P | 58022957 | 58 | EGTL Spares | Mtce | 51 | 51E | BREAKER: CIRCUIT | FLB,240V,2 POLE,50A,18KAIC | Electric Components - Conduit / Fitting : | EA | 4 | 2 | 4 | NO | 672.3423 | 104367.69 | CROUSE-HINDS | FLB 172 |  | 01,10 | 1 | 30AC | [7 empty] | 2012-06-26
5418 | 29200000TL | 03483 | EGC043018 | P | 58022965 | 58 | EGTL Spares | Mtce | 51 | 51Z | BREAKER: CIRCUIT | 480 VAC,3 POLE,40A,22KAIC | Electric-Other : THERMAL MAGNETIC,WITH 24VDC SHUNT TRIP | EA | 3 | 1 | 3 | NO | 349.9533 | 107245.3855 | EATON | GD3040 |  | 01,10 | 1 | 30AC | [7 empty] | 2012-06-26 | 2019-06-10 | 2017-02-14
5419 | 29200000TL | 03483 | EGC043018 | P | 58022967 | 58 | EGTL Spares | Mtce | 51 | 51Z | BREAKER: CIRCUIT | 480 VAC,3 POLE,50A,22KAIC | Electric-Other : THERMAL MAGNETIC, WITH 24VDC SHUNT TRIP, WITH 24VDC SHUNT TRIP | EA | 2 | 1 | 3 | NO | 619 | 96099.75 | EATON | GD3050 |  | 01,10 | 1 | 30AC | [7 empty] | 2012-06-26 | 2014-10-04
5420 | 29200000TL | 03483 | EG3005FLR | P | 58022986 | 58 | EGTL Spares | Mtce | 51 | 51D | CABLE: ELECTRICAL,MC-HL,6 COND | 14 AWG WITH GROUND,COPPER,600V | Electric Components - Wire / Cable : CROSS-LINKED POLYETHYLENE,NON-HYGROSCOPIC FILLERS AND A BINDER TAPE COVER,BLACK/BLUE/BROWN/ORANGE/RED/WHITE, POWER, CLX | MT | 500 | 250 | 500 | NO | 11.5 | 3521.415 | OKONITE | 546-31-3406 |  | 01,10 | 1 | 30AC | [7 empty] | 2012-06-26 | 2018-06-06 | 2018-07-02
5421 | 29300000TL | 03483 | EG3003085 | P | 58022993 | 58 | EGTL Spares | Mtce | 51 | 51D | CABLE: ELECTRICAL,MC-HL,3 COND | 2/0 AWG WITH GROUND,COPPER | Electric Components - Wire / Cable : 600V,CROSS-LINKED POLYETHYLENE,NON-HYGROSCOPIC FILLERS AND A BINDER TAPE COVER,BLACK/BLUE/BROWN/ORANGE/RED/WHITE, POWER, CLX | MT | 500 | 350 | 500 | YES | 48 | 72456.96 | OKONITE | 571-31-3216 |  | 01,10 | 1 | 30AC | [7 empty] | 2019-11-01 |  | 2023-11-01
5422 | 29200000TL | 03483 | EG9OUTFLR | P | 58022994 | 58 | EGTL Spares | Mtce | 51 | 51D | CABLE: ELECTRICAL,MC-HL,3 COND | 1/0 AWG WITH GROUND,COPPER | Electric Components - Wire / Cable : 600V,CROSS-LINKED POLYETHYLENE,NON-HYGROSCOPIC FILLERS AND A BINDER TAPE COVER,BLACK/BLUE/BROWN/ORANGE/RED/WHITE, POWER, CLX | MT | 500 | 250 | 500 | NO | 28.4136 | 4410.65 | OKONITE | 571-31-3213 |  | 01,10 | 1 | 30AC | [7 empty] | 2012-06-26
5423 | 29200000TL | 03483 | EG3005FLR | P | 58022995 | 58 | EGTL Spares | Mtce | 51 | 51D | CABLE: ELECTRICAL,MC-HL,3 COND | 1 AWG WITH GROUND,COPPER,600V | Electric Components - Wire / Cable : CROSS-LINKED POLYETHYLENE,NON-HYGROSCOPIC FILLERS AND A BINDER TAPE COVER,BLACK/BLUE/BROWN/ORANGE/RED/WHITE, POWER, CLX | MT | 518 | 250 | 500 | NO | 34.2844 | 5321.97 | OKONITE | 571-31-3208 |  | 01,10 | 1 | 30AC | [7 empty] | 2012-06-26
5424 | 29200000TL | 03483 | EG9004FLR | P | 58022999 | 58 | EGTL Spares | Mtce | 51 | 51D | CABLE: ELECTRICAL MC-HL,3 COND | 2 AWG WITH GROUND,COPPER,600V | Electric Components - Wire / Cable : CROSS-LINKED POLYETHYLENE,NON-HYGROSCOPIC FILLERS AND A BINDER TAPE COVER,BLACK/BLUE/BROWN/ORANGE/RED/WHITE, POWER, CLX | MT | 500 | 250 | 500 | NO | 19.5826 | 3039.8 | OKONITE | 571-31-3204 |  | 01,10 | 1 | 30AC | [7 empty] | 2012-06-26
5425 | 29200000TL | 03483 | EG3003002 | P | 58023002 | 58 | EGTL Spares | Mtce | 51 | 51E | KIT: SPLICE, 15KV, 23-33 DIA. | INSUL | Electric Components - Conduit / Fitting :OKOSEAL, GROUNDING CONDUCTOR(S) | EA | 6 | 3 | 6 | NO | 900.6161 | 139802.63 | RAYCHEM | HVS-3-1522S |  | 01 | 1 | 30AC | [7 empty] | 2012-06-26
5426 | 29200000TL | 03483 | EGC029023 | P | 58023004 | 58 | EGTL Spares | Mtce | 51 | 51E | CONNECTOR: CABLE/CONDUIT | FLEXIBLE METALLIC,1-1/4 IN HUB | Electric Components - Conduit / Fitting :1-1/4 IN, LIQUID-TIGHT, 90, DIE CAST ZINC, MCMASTER-CARR 7119K85 | EA | 25 | 13 | 25 | NO | 11.7015 | 1816.43 | BRIDGEPORT | 473-LT2 |  | 01 | 1 | 30AC | [7 empty] | 2012-06-26
5427 | 29200000TL | 03483 | EGC027007 | P | 58023017 | 58 | EGTL Spares | Mtce | 51 | 51E | CONNECTOR: CABLE/CONDUIT | FLEXIBLE METALLIC,1-1/2 IN HUB | Electric Components - Conduit / Fitting :LIQUID-TIGHT,90,ZINC, MCMASTER-CARR 7119K86 | EA | 26 | 13 | 25 | NO | 12.6516 | 1963.91 | ARLINGTON | LT90150 |  | 01 | 1 | 30AC | [7 empty] | 2012-06-26
5428 | 29200000TL | 03483 | EGC027007 | P | 58023024 | 58 | EGTL Spares | Mtce | 51 | 51E | CONNECTOR: CABLE/CONDUIT | FLEXIBLE METALLIC,1/2 IN HUB | Electric Components - Conduit / Fitting :LIQUID-TIGHT,90,ZINC,MCMASTER-CARR 7119K82 | EA | 50 | 25 | 50 | NO | 2.4003 | 372.6 | BRIDGEPORT | 470-LT2 |  | 01 | 1 | 30AC | [7 empty] | 2012-06-26
5429 | 29200000TL | 03483 | EGC027007 | P | 58023027 | 58 | EGTL Spares | Mtce | 51 | 51E | CONNECTOR: CABLE/CONDUIT | FLEXIBLE METAL,1-1/2 IN HUB | Electric Components - Conduit / Fitting :LIQUID-TIGHT,STRAIGHT,ZINC, MCMASTER-CARR 7119K76 | EA | 25 | 13 | 25 | NO | 9.5512 | 1482.64 | BRIDGEPORT | 434-LT2 |  | 01 | 1 | 30AC | [7 empty] | 2012-06-26
5430 | 29200000TL | 03483 | EG1026011 | P | 58023034 | 58 | EGTL Spares | Mtce | 51 | 51E | COVER: CONDUIT OUTLET BODY | BLANK FORM 7, 3/4IN CU | Electric Components - Conduit / Fitting :FREE ALUM | EA | 98 | 50 | 100 | NO | 2.1003 | 326.025 | CROUSE-HINDS | 270SA |  | 01 | 1 | 30AC | [7 empty] | 2012-06-26 | 2021-01-16
5431 | 29200000TL | 03483 | EGC028002 | P | 58023045 | 58 | EGTL Spares | Mtce | 51 | 51E | BODY: CONDUIT OUTLET | 1/2IN HUB,2 HUB,TYPE LB,FORM 7 | Electric Components - Conduit / Fitting :THD,ALUM,90 DEG HUB PLACEMENT,BACK ACCESS OPENING,WITHOUT COVER & GASKET | EA | 25 | 13 | 25 | NO | 4.9506 | 768.4875 | CROUSE-HINDS | LB17SA |  | 01 | 1 | 30AC | [7 empty] | 2012-06-26
5432 | 29200000TL | 03483 | EGC038030 | P | 58023046 | 58 | EGTL Spares | Mtce | 51 | 51E | NIPPLE: CONDUIT | CLOSE,1 IN,2 IN LG,ALUM | Electric Components - Conduit / Fitting : | EA | 18 | 9 | 12 | YES | 1.902 | 295.24 | NEC | HOF-AN-100CL |  | 01 | 1 | 30AC | [7 empty] | 2012-06-26 | 2016-09-21
5433 | 29200000TL | 03483 | EG3OUTFLR | P | 58023048 | 58 | EGTL Spares | Mtce | 51 | 51E | CABLE: ELECTRICAL,MC-HL,3 COND | 500 MCM,COPPER,15KV | Electric Components - Conduit / Fitting :ETHYLENE-PROPYLENE RUBBER BASE,FILLERS AND GROUND WIRE IN THE INTERSTICES,BINDER TAPE OVERALL COVER,BLACK/BLUE/RED | MT | 524 | 250 | 500 | NO | 186.334 | 28924.6275 | OKONITE | 571-23-3244 |  | 01,10 | 1 | 30AC | [7 empty] | 2012-06-26
5434 | 29300000TL | 03483 | EG9OUTFLR | P | 58023050 | 58 | EGTL Spares | Mtce | 51 | 51E | CABLE: ELECTRICAL,MC-HL,3 COND | 4/0 AWG,COPPER,15KV | Electric Components - Conduit / Fitting :ETHYLENE-PROPYLENE RUBBER BASE,FILLERS AND GROUND WIRE IN THE INTERSTICES, BINDER TAPE OVERALL COVER, BLACK/BLUE/RED | MT | 500 | 121 | 174 | YES | 183.5 | 280727.475 | OKONITE | 571-23-3224 |  | 01,10 | 1 | 30AC | [7 empty] | 2019-11-01 |  | 2024-12-04
5435 | 29200000TL | 03483 | EG9005FLR | P | 58023069 | 58 | EGTL Spares | Mtce | 51 | 51E | CABLE: ELECTRICAL,MC-HL,3 COND | 2 AWG,COPPER,5/8KV,ETHYLENE | Electric Components - Conduit / Fitting :PROPYLENE RUBBER BASE,FILLERS AND GROUND WIRE IN THE INTERSTICES,BINDER TAPE OVERALL COVER,BLACK/BLUE/RED | MT | 500 | 250 | 500 | NO | 32.4142 | 5031.6525 | OKONITE | 571-22-3706 |  | 01,10 | 1 | 30AC | [7 empty] | 2012-06-26
5436 | 29200000TL | 03483 | EG3003002 | P | 58023072 | 58 | EGTL Spares | Mtce | 51 | 51E | KIT:SPLICE,500MCM ARMORED COND | 5/8KV,20-32 DIAMETER INSUL | Electric Components - Conduit / Fitting : | EA | 6 | 3 | 6 | NO | 846.209 | 131357.03 | RAYCHEM | 500 HVSA-3-823S |  | 01 | 1 | 30AC | [7 empty] | 2012-06-26
5437 | 29200000TL | 03483 | EG9OUTFLR | P | 58023083 | 58 | EGTL Spares | Mtce | 51 | 51E | CABLE: ELECTRICAL,MC-HL,3 COND | 4/0 AWG,COPPER,5/8KV | Electric Components - Conduit / Fitting :ETHYLENE-PROPYLENE RUBBER BASE,FILLERS AND GROUND WIRE IN THE INTERSTICES, BINDER TAPE OVERALL COVER, BLACK/BLUE/RED | MT | 500 | 250 | 500 | NO | 174.63 | 53515.3635 | OKONITE | 571-22-3725 |  | 01,10 | 1 | 30AC | 1CCC | [6 empty] | 2012-06-26 | 2018-05-22 | 2019-02-25
5438 | 29200000TL | 03483 | EG9OUTFLR | P | 58023084 | 58 | EGTL Spares | Mtce | 51 | 51E | CABLE: ELECTRICAL,MC-HL,3 COND | 2/0 AWG,COPPER,5/8KV | Electric Components - Conduit / Fitting :ETHYLENE-PROPYLENE RUBBER BASE,FILLERS AND GROUND WIRE IN THE INTERSTICES,BINDER TAPE OVERALL COVER,BLACK/BLUE/RED | MT | 500 | 250 | 500 | NO | 48.6363 | 7549.8075 | OKONITE | 571-22-3717 |  | 01,10 | 1 | 30AC | [7 empty] | 2012-06-26
5439 | 29200000TL | 03483 | EG9OUTFLR | P | 58023085 | 58 | EGTL Spares | Mtce | 51 | 51E | CABLE: ELECTRICAL,MC-HL,3 COND | 1/0 AWG,COPPER,5/8KV | Electric Components - Conduit / Fitting :ETHYLENE-PROPYLENE RUBBER BASE,FILLERS AND GROUND WIRE IN THE INTERSTICES,BINDER TAPE OVERALL COVER,BLACK/BLUE/RED | MT | 500 | 250 | 500 | NO | 61.2879 | 9513.72 | OKONITE | 571-22-3710 |  | 01,10 | 1 | 30AC | [7 empty] | 2012-06-26
5440 | 29200000TL | 03483 | EGC032006 | P | 58023087 | 58 | EGTL Spares | Mtce | 51 | 51E | BOX: CONDUIT OUTLET | 1 IN HUB,3 HUB,ROUND,THD,ALUM | Electric Components - Conduit / Fitting :EXPLOSION-PROOF ,TEE HUB PLACEMENT,INTERNALLY THREADED,BLANK COVER,3.19 IN COVER OPENING DIA | EA | 25 | 13 | 25 | NO | 25.7533 | 3997.69 | CROUSE-HINDS | EAJT36-SA |  | 01 | 1 | 30AC | [7 empty] | 2012-06-26
5441 | 29200000TL | 03483 | EG3OUTFLR | P | 58023089 | 58 | EGTL Spares | Mtce | 51 | 51E | CABLE: ELECTRICAL,MV,3 COND | 2/0 AWG,COPPER,5/8KV | Electric Components - Conduit / Fitting :ETHYLENE-PROPYLENE RUBBER BASE,FILLERS AND GROUND WIRE IN THE INTERSTICES, BINDER TAPE OVERALL COVER,BLACK/BLUE/RED | MT | 500 | 30 | 50 | NO | 23.2302 | 7079.4 | OKONITE | 114-23-3648 |  | 01,10 | 1 | 30AC | [7 empty] | 2012-06-26 | 2016-11-07
5442 | 29200000TL | 03483 | EG9004FLR | P | 58023090 | 58 | EGTL Spares | Mtce | 51 | 51E | CABLE: ELECTRICAL,MV,3 COND | 4/0 AWG,COPPER,5/8KV | Electric Components - Conduit / Fitting :ETHYLENE-PROPYLENE RUBBER BASE,FILLERS AND GROUND WIRE IN THE INTERSTICES, BINDER TAPE OVERALL COVER,BLACK/BLUE/RED | MT | 500 | 250 | 500 | NO | 62.008 | 9625.5 | OKONITE | 114-23-3736 |  | 01,10 | 1 | 30AC | [7 empty] | 2012-06-26
5443 | 29200000TL | 03483 | EG9OUTFLR | P | 58023093 | 58 | EGTL Spares | Mtce | 51 | 51E | CABLE: ELECTRICAL,MV,3 COND | 350 MCM,COPPER,15KV | Electric Components - Conduit / Fitting :ETHYLENE-PROPYLENE RUBBER BASE,FILLERS AND A BINDER TAPE OVERALL COVER,BLACK/BLUE/RED | MT | 500 | 250 | 500 | NO | 99.7128 | 15478.425 | OKONITE | 115-23-3812 |  | 01,10 | 1 | 30AC | [7 empty] | 2012-06-26
5444 | 29200000TL | 03483 | EG3003006 | P | 58023094 | 58 | EGTL Spares | Mtce | 51 | 51E | KIT: SPLICE, ARMORED COND | 15KV,17-27 DIAMETER INSUL | Electric Components - Conduit / Fitting : | EA | 6 | 3 | 6 | NO | 1117.894 | 173530.69 | RAYCHEM | HVSA-3-1521S |  | 01 | 1 | 30AC | [7 empty] | 2012-06-26
5445 | 29200000TL | 03483 | EG9OUTFLR | P | 58023096 | 58 | EGTL Spares | Mtce | 51 | 51E | CABLE: ELECTRICAL, MV,3 COND | 2 AWG,COPPER,5/8KV | Electric Components - Conduit / Fitting :ETHYLENE-PROPYLENE RUBBER BASE,FILLERS AND A BINDER TAPE OVERALL COVER,BLACK/BLUE/RED | MT | 500 | 250 | 500 | NO | 29.2538 | 4541.0625 | OKONITE | 114-23-3640 |  | 01,10 | 1 | 30AC | [7 empty] | 2012-06-26
5446 | 29200000TL | 03483 | EGC032004 | P | 58023105 | 58 | EGTL Spares | Mtce | 51 | 51E | BODY: CONDUIT OUTLET | 1/2 IN HUB,3 HUB,TYPE T,FORM 7 | Electric Components - Conduit / Fitting :THD,ALUM,TEE HUB PLACEMENT,SIDE ACCESS OPENING | EA | 25 | 13 | 25 | NO | 6.4008 | 993.6 | CROUSE-HINDS | T17-SA |  | 01 | 1 | 30AC | [7 empty] | 2012-06-26
5447 | 29200000TL | 03483 | EGC032023 | P | 58023108 | 58 | EGTL Spares | Mtce | 51 | 51E | NIPPLE: CONDUIT | RIGID,3/4 IN,1 IN LG,ALUM | Electric Components - Conduit / Fitting : | EA | 50 | 25 | 50 | NO | 1.5016 | 233.09 | NEC | HOF-AN-075CL |  | 01 | 1 | 30AC | [7 empty] | 2012-06-26
5448 | 29200000TL | 03483 | EGC032023 | P | 58023111 | 58 | EGTL Spares | Mtce | 51 | 51E | NIPPLE: CONDUIT | RIGID,1 IN,6 IN LG,ALUM | Electric Components - Conduit / Fitting : | EA | 25 | 13 | 25 | NO | 4.3545 | 675.95 | NEC | HOF-AN-10006 |  | 01 | 1 | 30AC | [7 empty] | 2012-06-26
5449 | 29200000TL | 03483 | EGC035030 | P | 58023115 | 58 | EGTL Spares | Mtce | 51 | 51E | ELBOW: CONDUIT, 90 DEG | 1-1/2 IN,FEMALE,ALUM | Electric Components - Conduit / Fitting :EXPLOSION-PROOF SHORT ELBOW | EA | 9 | 7 | 15 | NO | 15.465 | 2400.78 | CROUSE-HINDS | EL59 |  | 01 | 1 | 30AC | [7 empty] | 2012-06-26 | 2013-04-10
5450 | 29200000TL | 03483 | EGC032023 | P | 58023130 | 58 | EGTL Spares | Mtce | 51 | 51E | NIPPLE: CONDUIT | RIGID,1/2 IN,1 IN LG,ALUM | Electric Components - Conduit / Fitting : | EA | 60 | 42 | 60 | NO | 5.8367 | 1145.1657 | NEC | HOF-AN-050CL |  | 01 | 1 | 30AC | [7 empty] | 2012-06-26 | 2015-07-09 | 2015-07-28
5451 | 29200000TL | 03483 | EGC032023 | P | 58023132 | 58 | EGTL Spares | Mtce | 51 | 51E | NIPPLE: CONDUIT | RIGID,1/2 IN,2 IN LG,ALUM | Electric Components - Conduit / Fitting : | EA | 50 | 25 | 50 | NO | 1.2513 | 194.24 | NEC | HOF-AN-05002 |  | 01 | 1 | 30AC | [7 empty] | 2012-06-26
5452 | 29200000TL | 03483 | EGC032023 | P | 58023133 | 58 | EGTL Spares | Mtce | 51 | 51E | NIPPLE: CONDUIT | RIGID,1-1/2 IN,4 IN LG,ALUM | Electric Components - Conduit / Fitting : | EA | 19 | 12 | 25 | NO | 4.9548 | 769.18 | NEC | HOF-AN-15004 |  | 01 | 1 | 30AC | [7 empty] | 2012-06-26 | 2013-04-10
5453 | 29200000TL | 03483 | EGC032023 | P | 58023134 | 58 | EGTL Spares | Mtce | 51 | 51E | NIPPLE: CONDUIT | CLOSE,1/2 IN,4 IN LG,ALUM | Electric Components - Conduit / Fitting : | EA | 50 | 25 | 50 | NO | 1.8519 | 287.47 | NEC | HOF-AN-05004 |  | 01 | 1 | 30AC | [7 empty] | 2012-06-26
5454 | 29200000TL | 03483 | EGC033024 | P | 58023136 | 58 | EGTL Spares | Mtce | 51 | 51E | NIPPLE: CONDUIT | RIGID,1-1/2 IN,2 IN LG,ALUM | Electric Components - Conduit / Fitting : | EA | 25 | 13 | 25 | NO | 3.4536 | 536.1 | NEC | HOF-AN-15002 |  | 01 | 1 | 30AC | [7 empty] | 2012-06-26
5455 | 29200000TL | 03483 | EGC036031 | P | 58023137 | 58 | EGTL Spares | Mtce | 51 | 51E | NIPPLE: CONDUIT | RIGID,1 IN,4 IN LG,ALUM | Electric Components - Conduit / Fitting : | EA | 25 | 13 | 25 | NO | 3.2033 | 497.25 | NEC | HOF-AN-10004 |  | 01 | 1 | 30AC | [7 empty] | 2012-06-26
5456 | 29200000TL | 03483 | EGC033024 | P | 58023139 | 58 | EGTL Spares | Mtce | 51 | 51E | NIPPLE: CONDUIT | RIGID,1-1/4 IN,4 IN LG,ALUM | Electric Components - Conduit / Fitting : | EA | 25 | 13 | 25 | NO | 4.0542 | 629.33 | NEC | HOF-AN-12504 |  | 01 | 1 | 30AC | [7 empty] | 2012-06-26
5457 | 29200000TL | 03483 | EG1029002 | S | 58023160 | 58 | EGTL Spares | Mtce | 51 | 51E | SWITCH: PUSHBUTTON | STOP,CONTROL STATION | Electric Components - Conduit / Fitting :MAINTAINED CONTACT, UNIVERSAL, GREY, FIBERGLASS ENCLOSURE,SURFACE MOUNT, LOCK OUT WITH 3/4 IN HUBS, FEED THRU, CLASS I,DIV II,GROUP B,C,D, UNIVERSAL, LOCK OUT WITH 3/4 IN HUBS, FEED THRU, CLA | EA | 10 | 5 | 10 | NO | 128.6666 | 19972.91 | CROUSE-HINDS | N2S2110-MSR1 |  | 01,10 | 1 | 30AC | [7 empty] | 2012-06-26 | 2015-04-06
5458 | 29200000TL | 03483 | EGC042035 | P | 58023171 | 58 | EGTL Spares | Mtce | 51 | 51E | TERMINAL:AIR, 1/2IN X 48IN | COPPER | Electric Components - Conduit / Fitting : | EA | 2 | 1 | 2 | NO | 31.9 | 4952.48 | HARGER | 1248CUAT |  | 00 | 1 | 30AC | [7 empty] | 2012-06-26
5459 | 29200000TL | 03483 | EGC043004 | P | 58023172 | 58 | EGTL Spares | Mtce | 51 | 51E | TERMINAL:AIR,1/2IN X 24IN | COPPER | Electric Components - Conduit / Fitting : | EA | 2 | 1 | 3 | NO | 55.61 | 10927.365 | HARGER | 1224CUAT |  | 00 | 1 | 30AC | [7 empty] | 2012-06-26 | 2016-01-28 | 2016-04-01
5460 | 29200000TL | 03483 | EGC043034 | P | 58023174 | 58 | EGTL Spares | Mtce | 51 | 51E | TERMINAL:AIR,1/2IN X 30IN | COPPER | Electric Components - Conduit / Fitting : | EA | 2 | 1 | 2 | NO | 29 | 4502.25 | HARGER | 1230CUAT |  | 00 | 1 | 30AC | [7 empty] | 2012-06-26
5461 | 29200000TL | 03483 | EGC004026 | P | 58023175 | 58 | EGTL Spares | Mtce | 51 | 51B | LIGHT:FLUORESCENT,NON-METALLIC | 120-277V,34W,(2) LAMP(S) | Electric Components - Lighting : COMPACT FLUORESCENT BALLAST,PENDANT MOUNT, FIXTURE, VAPORTIGHT, FOR ADVERSE & HAZRDOUS LOCATIONS | EA | 15 | 8 | 15 | NO | 243.0002 | 37720.92 | CROUSE-HINDS | DMVF3A064GP/120 |  | 01,10 | 1 | 30AC | [7 empty] | 2012-06-26
5462 | 29200000TL | 03483 | EG1054034 | P | 58023179 | 58 | EGTL Spares | Mtce | 51 | 51B | LIGHT: HIGH PRESSURE SODIUM | INSTANT RESTRIKE,120V,100W | Electric Components - Lighting : STANDARD VOLTAGE BALLAST,EP PENDANT MOUNT,CLEAR REFRACTOR, LIGHTING FIXTURE, GLOBE, GUARD, 1 IN HUB | EA | 1 | 2 | 4 | NO | 789.0017 | 122476.73 | CROUSE-HINDS | EVMA43101/MT-TIR |  | 01,10 | 1 | 30AC | [7 empty] | 2012-06-26 | 2024-10-28 |  |  |  | -3 | 1
5463 | 29200000TL | 03483 | EGC003029 | P | 58023182 | 58 | EGTL Spares | Mtce | 51 | 51B | LIGHT: HIGH PRESSURE SODIUM | INSTANT RESTRIKE,120V,100W | Electric Components - Lighting : STANDARD VOLTAGE BALLAST,EP STANCHION MOUNT,CLEAR REFRACTOR, LIGHTING FIXTURE, GLOBE, GUARD, 1-1/4 IN HUB | EA | 1 | 2 | 4 | NO | 839.1081 | 130254.75 | CROUSE-HINDS | EVMJ44101/MT-TIR |  | 01,10 | 1 | 30AC | [7 empty] | 2012-06-26 | 2024-10-27 |  |  |  | -3 | 1
5464 | 29200000TL | 03483 | EGC005010 | P | 58023185 | 58 | EGTL Spares | Mtce | 51 | 51B | LIGHT: HIGH PRESSURE SODIUM | INSTANT RESTRIKE,120V,100W | Electric Components - Lighting : STANDARD VOLTAGE BALLAST,EP WALL MOUNT,CLEAR REFRACTOR, LIGHTING FIXTURE, GLOBE, GUARD, 1 IN HUB | EA | 1 | 2 | 4 | NO | 880.0634 | 136612.24 | CROUSE-HINDS | EVMBX43101/MT-TIR |  | 01,10 | 1 | 30AC | [7 empty] | 2012-06-26 | 2024-10-27 |  |  |  | -3 | 1
5465 | 29200000TL | 03483 | EG1055033 | P | 58023195 | 58 | EGTL Spares | Mtce | 51 | 51B | LAMP: HID | 400W,DIFFUSE COATED,ED-18 BULB | Electric Components - Lighting : HID:HIGH PRESSURE SODIUM,MOGUL BASE,9-3/4 IN MAX OVERALL LG, 50,000 INITIAL 45,000 MEAN | EA | 293 | 250 | 500 | NO | 8.7511 | 1358.44 | PHILIPS | C400S51/ALTO |  | 01,10 | 1 | 30AC | [7 empty] | 2012-06-26 | 2025-06-03 |  | -204 | 1
5466 | 29200000TL | 03483 | EGC025029 | P | 58023349 | 58 | EGTL Spares | Mtce | 54 | 54D | KIT:REPAIR,CONTAINS LOW | PRESSURE SEAL,O-RING,V PACKING | *OBS*GS&P-Other : | EA | 2 | 0 | 0 | NO | 102.4932 | 15910.02 | MI-T-M | 70-0177 |  | 01 | 1 | 3XAC | 3XAC | [6 empty] | 2012-06-26
5467 | 29200000TL | 03483 | EGC025029 | P | 58023350 | 58 | EGTL Spares | Mtce | 66 | 66Z | KIT:REPAIR,UNLOADER | FOR VALVE,CONTAINS O-RING | Valve-Other : VALVE CAGE,VALVE PLATE,VALVE SEAT,VALVE SPRING | EA | 2 | 0 | 0 | NO | 54.8871 | 8520.12 | MI-T-M | 70-0319 |  | 01 | 1 | 3XAC | [7 empty] | 2012-06-26
5468 | 29200000TL | 03483 | EGC025029 | P | 58023351 | 58 | EGTL Spares | Mtce | 87 | 87B | KIT:REPAIR,UNLOADER | CONTAIN BOLT,NUT,UNLOADER KNOB | *OBS*Machinery-Misc- : PIN, ADJUSTMENT BARREL, SPRING BUTTON, SPRING, GUIDE SPRING, SPRING BUTTON, PIN,POPPET,BACKUP RING,O-RING, UNLOADER BODY, WASHER, WASHER, ADAPTER, BACKUP RING, O-RING, PISTON,O-RING, NIPPLE, O-RING, ADAPTOR,WASHER | EA | 2 | 1 | 2 | NO | 135.6475 | 21056.56 | MI-T-M | 8-0456 |  | 01 | 1 | 3XAC | 3XAC | [6 empty] | 2012-06-26
5469 | 29200000TL | 03483 | EGC025029 | P | 58023352 | 58 | EGTL Spares | Mtce | 87 | 87B | KIT:REPAIR,UNLOADER | CONTAINS BACK-UP RING,O-RING | *OBS*Machinery-Misc- : | EA | 2 | 0 | 0 | NO | 25.1433 | 3902.99 | MI-T-M | 70-0180 |  | 01 | 1 | 3XAC | 3XAC | [6 empty] | 2012-06-26
5470 | 29200000TL | 03483 | EGC024027 | P | 58023353 | 58 | EGTL Spares | Mtce | 54 | 54D | O-RING | HIGH PRESS WASHER HOSE | *OBS*GS&P-O-Rings : | EA | 2 | 0 | 0 | NO | 3.3004 | 512.325 | MI-T-M | AW-0025-0122 |  | 01 | 1 | 3XAC | 3XAC | [6 empty] | 2012-06-26
5471 | 29200000TL | 03483 | EGC025029 | P | 58023354 | 58 | EGTL Spares | Mtce | 54 | 54D | O-RING | WASHER WAND | *OBS*GS&P-O-Rings : | EA | 2 | 0 | 0 | NO | 3.7005 | 574.425 | MI-T-M | AW-0025-0123 |  | 01 | 1 | 3XAC | 3XAC | [6 empty] | 2012-06-26
5472 | 29200000TL | 03483 | EGC024027 | P | 58023357 | 58 | EGTL Spares | Mtce | 87 | 87B | COUPLER | HOSE | *OBS*Machinery-Misc- : | EA | 2 | 0 | 0 | NO | 6.1608 | 956.34 | MI-T-M | 17-0006 |  | 01 | 1 | 3XAC | 3XAC | [6 empty] | 2012-06-26
5473 | 29200000TL | 03483 | EGC025029 | P | 58023359 | 58 | EGTL Spares | Mtce | 87 | 87B | COUPLER: HOSE | NOZZLE QUICK CONNECT | *OBS*Machinery-Misc- : | EA | 2 | 1 | 2 | NO | 5.0406 | 782.46 | MI-T-M | 17-0001 |  | 01 | 1 | 3XAC | 3XAC | [6 empty] | 2012-06-26
5474 | 29200000TL | 03483 | EG1011002 | P | 58023360 | 58 | EGTL Spares | Mtce | 51 | 51Z | POWER SUPPLY:OIL MIST GEN | 230VAC 1PH 50/60HZ INPUT | Electric-Other : 115VAC OUTPUT, 8.1AMPS OUTPUT, 135-XX-002, 150-XX-001, 160-XX-001, 171-XX-001, 171-XX-002, 172-XX-014, 173-XX-005, 183-XX-001 | EA | 4 | 0 | 0 | NO | 283.773 | 44056.9375 | TRANCO POWER | TSP180-124 EX | 77780804 | 01,10 | 1 | 2BAX |  |  | 77700724-20-101 |  |  |  |  | 2012-01-06 |  | 2013-11-11
5475 | 29200000TL | 03483 | EGC006017 | P | 58023362 | 58 | EGTL Spares | Mtce | 52 | 51C | CHARGER: MOTOR | (GE, 568B596G6) | 1-SW3-2, 1-SW3-3, 1-SW3-E1, 2-SW3-1, 2-SW3-2, 2-SW3-3, 2-SW3-E1, 6-SW3-1, 6-SW3-E1 | EA | 2 | 0 | 0 | NO | 4229.2724 | 656594.54 |  |  |  | 01,10 |  |  | 1CCC | [6 empty] | 2013-12-15
5476 | 29200000TL | 03483 | EGC033013 | P | 58023367 | 58 | EGTL Spares | Mtce | 87 | 87Z | FAN:SS H/W ASSEMBLY | 460VAC 60HZ 30 HP,1800 RPM | *OBS*Engines - Other : CAPACITY, FOR MOTOR GE TYPE 5KS286XAB267K2 286TS, 1775 RPM, CROSS REF DWG: EGTL1-UNI-ELE-DD-710103 1289-71-E121-03, SH.11&12, MAN PART NO: 159C6900G21 FOR GE 5KS286XAB267K2, FOR MOTOR G | EA | 1 | 0 | 0 | NO | 838.1454 | 130122.08 | ARGO INTERNATIONAL CORP. |  |  | 01,22 | 1 | [8 empty] | 2012-06-26
5477 | 29200000TL | 03483 | EGC033020 | P | 58023555 | 58 | EGTL Spares | Mtce | 87 | 87B | KIT:MOTOR,FOR FAN ASSY | CONTAINS SS HARDWARE | *OBS*Engines - Other : FOR MOTOR GE TYPE 5KS254XAB167K2 254T, 3555 RPM, CROSS REF DWG: EGTL1-UNI-ELE-DD-710103 1289-71-E121-03, SH.13&14, MAN PART NO: 159C6704G22 FOR GE 5KS254XAB167K2, FOR MOTOR GE TYPE 5KS254 | EA | 1 | 2 | 4 | NO | 3.0025 | 466.17 | ARGO INTERNATIONAL CORP. |  |  | 01 | 1 |  | 2BAB | [6 empty] | 2012-06-26
5478 | 29200000TL | 03483 | EGC033001 | P | 58023565 | 58 | EGTL Spares | Mtce | 14 | 14Z | PROBE: PROXIMITY, SENSOR | 8MM TIP DIA,151.9MM CASE LG | Instruments - Other & Parts : 0.5M CABLE LG, SYM 58000867, 135-VZE-0111A, MAN SUPP PN CS24701-34-05-15-105-03-02 | EA | 1 | 0 | 0 | NO | 1880.4 | 291932.1 | BENTLY NEVADA |  |  | 01 | 1 | 1BAB |  |  | PG-862-2118 |  |  |  |  | 2012-06-26
5479 | 29200000TL | 03483 | EGC033001 | P | 58023566 | 58 | EGTL Spares | Mtce | 14 | 14Z | PROBE: PROXIMITY, SENSOR | 8MM TIP DIA,151.9MM CASE LG | Instruments - Other & Parts : 0.5M CABLE LG, SYM 58000868, 135-VZE-0111A, MAN SUPP PN CS24701-34-05-65-105-03-02 | EA | 1 | 0 | 0 | NO | 1880.4 | 291932.1 | BENTLY NEVADA |  |  | 01 | 1 | 1BAB |  |  | PG-862-2118 |  |  |  |  | 2012-06-26
5480 | 29200000TL | 03483 | EG5008012 | P | 58023777 | 58 | EGTL Spares | Mtce | 54 | 54A | SEAL: MECHANICAL,36MM,88MM | CARTRIDGE,PRESSURIZED | Seals : SINGLE STATIONARY BELLOWS ARRANGEMENT,316 STAINLESS STEEL,SILICON CARBIDE ROT FACE,316 STAINLESS STEEL HARDWARE,ALLOY C-276 SPRING,O-RING,GARFOIL/SS 304 GASKET, BSARO A=SB, FOR NON-DRIVE END 130-PC-007JOHN CRANE Seal Drawing # G/C2229 | EA | 1 | 0 | 0 | NO | 20401.59 | 3698808.267 | JOHN CRANE | G/C2229 |  | 01,22 | 1 | 2CAC | 1BBB |  | E0-S.4610.090-X |  |  |  |  | 2012-06-26 | 2024-12-01 | 2014-12-03 |  |  | -1 | 1
5481 | 29200000TL | 03483 | EG1051077 | P | 58023826 | 58 | EGTL Spares | Mtce | 51 | 51C | MOTOR:ELECTRIC AC 1 HP | 143TD ROUND FRAME 1800 RPM | Electric Components - Motor / Generator :460V 60HZ 3PH. COOLING WATER HYDRAULIC VALVE MOTOR; SPARE FOR SERIAL NUMBERS WYP6392MAT1A B C D E F | EA | 2 | 0 | 0 | NO | 11272.6702 | 1788432.04 | GE | 5KS143XAB259K2 |  | 01,011,19,22, | [9 empty] | 2013-05-01 |  | 2014-09-01
5482 | 29200000TL | 03483 | EG3001076 | P | 58023828 | 58 | EGTL Spares | Mtce | 51 | 51C | MOTOR:ELECTRIC AC 20 HP | 256T FRAME 3600 RPM | 460V, 60HZ, 22.4A, 3Ph, SF 1.15, Model Number :5KS256XAA140. | EA | 1 | 0 | 0 | NO | 3150 | 965349 | GE | 5KS256XAB148K2X1 |  | 01,011,19,22, | [7 empty] | 5KS256XAA140 |  | 2013-05-01 | 2018-11-10
5483 | 29200000TL | 03483 | EGC035003 | P | 58023845 | 58 | EGTL Spares | Mtce | 54 | 54A | KIT:GASKET,12 IN 300 LB | METAL TRUNNION VALVE | Gaskets : CONTAINS GRAPHITE BODY GASKET, GRAPHITE STEM GASKET, GRAPHITE GLAND PLATE GASKET, GRAPHITE TRUNNION GASKET, GRAPHITE (BALL VALVES AND ACTUATORS)Ref document: EGTL1-MGN-INS-DS-450025,Model:MH-EBF03RF-105SSB | KI | 2 | 0 | 0 | NO | 2830.44 | 513743.1156 | PERAR | 12 IN 300 LB METAL TRUNNI | 12 IN 300 LB METAL TRUNNI | 01 | 1 | 2CAB |  |  | EGTL1-LWI-INS-IN-453199 |  |  |  |  | 2012-01-06 | 2014-07-03 | 2014-11-19
5484 | 29200000TL | 03483 | EGC035003 | P | 58023847 | 58 | EGTL Spares | Mtce | 54 | 54A | KIT:GASKET,6 IN 300 LB | METAL TRUNNION VALVE | Gaskets : CONTAINS GRAPHITE BODY GASKET, GRAPHITE STEM GASKET, GRAPHITE GLAND PLATE GASKET, GRAPHITE TRUNNION GASKET,GRAPHITE, Ref doc: EGTL1-MGN-INS-DS-450025 | KI | 2 | 0 | 0 | NO | 3124.5047 | 953626.0394 | PERAR | 6 IN 300 LB METAL TRUNNI | 6 IN 300 LB METAL TRUNNIO | 01 | 1 | 2CAB |  |  | EGTL1-LWI-INS-IN-453199 |  |  |  |  | 2012-01-06 | 2017-07-15 | 2017-08-09
5485 | 29200000TL | 03483 | EGC005005 | P | 58023867 | 58 | EGTL Spares | Mtce | 51 | 51C | MOTOR:MAIN DRIVE | DE LINER SPARE | Electric Components - Motor / Generator :(SERIAL NUMBER 284003447/50); MFG - DRESSER-RAND MFG P/N - OD38773/REF/03; SUPPLIER - GE SUPPLIER P/N - M80B540099P925 | EA | 2 | 0 | 0 | NO | 11329 | 1758827.25 | GE | M80B540099P925 |  | 01,011,19,22, | [9 empty] | 2013-05-01
5486 | 29200000TL | 03483 | EGC034004 | P | 58023868 | 58 | EGTL Spares | Mtce | 51 | 51C | MOTOR:MAIN DRIVE | SPACE HEATER SP | Electric Components - Motor / Generator :(SERIAL NUMBER 284003447/50); MFG - DRESSER-RAND MFG P/N - OD38773/REF/06; SUPPLIER - GE SUPPLIER P/N - 92B840050P6 | EA | 4 | 0 | 0 | NO | 11194 | 1737868.5 | GE |  |  | 01,011,19,22, | [9 empty] | 2013-05-01
5487 | 29200000TL | 03483 | EGC040030 | P | 58023884 | 58 | EGTL Spares | Mtce | 76 | 76Z | FLUID:FOMBLIN 06/6 FLUID 1KG | EDWARDS VACUUM PUMP | Pumps-Other : &quot;EDWARDS PUMP, PN A36411982 SPECIFIC GRAVITY AT 15ºC | EA | 8 | 0 | 0 |  | 356.2968 | 55307.96 | EDWARDS | H11301019 |  | 00 | 1 | 3XAC | [7 empty] | 2012-06-26
5488 | 29200000TL | 03483 | EGC040029 | P | 58023885 | 58 | EGTL Spares | Mtce | 76 | 76Z | KIT:E1M40/E2M40 OVERHAUL | CLEAN AND OVERHAUL | Pumps-Other : CONTAINS SPRINGS,GASKETS,SEALS, EDWARDS PUMP #A36411982 | KI | 2 | 0 | 0 | NO | 524.9372 | 81486 | EDWARDS | A34401131 |  | 01 | 1 | 3XAC | 1CCC | [6 empty] | 2012-06-26
5489 | 29200000TL | 03483 | EGC040030 | P | 58023886 | 58 | EGTL Spares | Mtce | 76 | 76Z | KIT:E2M40,FOR VACUUM PUMP | CONTAINS BLADE, E2M40 | Pumps-Other : | KI | 2 | 1 | 2 | NO | 658.0776 | 102153.39 | EDWARDS | A36401050 |  | 01 | 1 | 3XAC | 1CCC | [6 empty] | 2012-06-26
5490 | 29200000TL | 03483 | EG1012014 | P | 58023891 | 58 | EGTL Spares | Mtce | 87 | 87B | BEARING: MAIN | LOCATING SEGMEN | Engines - Parts : FOR UNDERSTRUCTURE | EA | 2 | 0 | 0 | NO | 5641 | 875765.25 | DRESSER RAND | C10/3/00155/A |  | 01,21,22 | [9 empty] | 2013-05-01
5491 | 29200000TL | 03483 | EGC007017 | P | 58023893 | 58 | EGTL Spares | Mtce | 21 | 21Z | JOINT: TOP COVER | FOR UNDERSTRUCTURE | OCTG-Other : | EA | 2 | 0 | 0 | NO | 142 | 22045.5 | DRESSER RAND | C10/3/00146/A |  | 01 | [9 empty] | 2013-05-01
5492 | 29200000TL | 03483 | EGC007017 | P | 58023894 | 58 | EGTL Spares | Mtce | 21 | 21Z | JOINT: C/CASE R.V.BRACKET | FOR UNDERSTRUCTURE | OCTG-Other : | EA | 2 | 0 | 0 | NO | 33 | 5123.25 | DRESSER RAND | ACM/2/70306/B |  | 01 | [9 empty] | 2013-05-01
5493 | 29200000TL | 03483 | EGC018005 | P | 58023895 | 58 | EGTL Spares | Mtce | 54 | 54A | RING | SPIROLOX RR334 (MR334) | Seals : | EA | 6 | 0 | 0 | NO | 28 | 4347 | DRESSER RAND | 4310/03340 |  | 01 |  |  | 1BBB | [6 empty] | 2013-05-01
5494 | 29200000TL | 03483 | EGC007017 | P | 58023896 | 58 | EGTL Spares | Mtce | 21 | 21Z | JOINT:FLYWHEEL | END COVER | OCTG-Other : FOR UNDERSTRUCTURE | EA | 2 | 0 | 0 | NO | 99 | 15369.75 | DRESSER RAND | C10/3/00128/H |  | 01 | [9 empty] | 2013-05-01
5495 | 29200000TL | 03483 | EGC007017 | P | 58023897 | 58 | EGTL Spares | Mtce | 21 | 21Z | JOINT: OIL COVER | DIST-PIECE | OCTG-Other : FOR UNDERSTRUCTURE | EA | 4 | 0 | 0 | NO | 39 | 6054.75 | DRESSER RAND | C10/3/00121/A |  | 01 | [9 empty] | 2013-05-01
5496 | 29200000TL | 03483 | EGC007017 | P | 58023898 | 58 | EGTL Spares | Mtce | 21 | 21Z | JOINT: GAS COVER | DIST-PIECE | OCTG-Other : FOR UNDERSTRUCTURE | EA | 4 | 0 | 0 | NO | 49 | 7607.25 | DRESSER RAND | C10/3/00123/A |  | 01 | [9 empty] | 2013-05-01
5497 | 29200000TL | 03483 | EGC007017 | P | 58023902 | 58 | EGTL Spares | Mtce | 21 | 21Z | JOINT: C'CASE OIL SERVICE | FOR UNDERSTRUCTURE | OCTG-Other : SUPPLIER - J.A.HARRISONS | EA | 6 | 0 | 0 | NO | 13 | 2018.25 | DRESSER RAND | ACM/3/70343/B |  | 01 | [9 empty] | 2013-05-01
5498 | 29200000TL | 03483 | EGC007017 | P | 58023903 | 58 | EGTL Spares | Mtce | 21 | 21Z | JOINT: DOOR | FOR UNDERSTRUCTURE | OCTG-Other : SUPPLIER - J.A.HARRISONS | EA | 4 | 0 | 0 | NO | 33 | 5123.25 | DRESSER RAND | C10/3/00255/A |  | 01 | [9 empty] | 2013-05-01
5499 | 29200000TL | 03483 | EGC007017 | P | 58023907 | 58 | EGTL Spares | Mtce | 63 | 63Z | CYLINDER:WATER COVER JOINT | FOR 1ST STAGE CYLINDER | Plumbing - Hardware and Fittings : | EA | 4 | 0 | 0 | NO | 61 | 9470.25 | DRESSER RAND | C11/3/02030/A |  | 00 | [9 empty] | 2013-05-01
5500 | 29200000TL | 03483 | EGC034005 | P | 58023912 | 58 | EGTL Spares | Mtce | 72 | 72Z | ELEMENT : LUBE OIL FILTER | WITH O-RING/BACK-UP RING | Filtration - Filters/ Other : FILTER ELEMENT TYPE: INR-S-00220-API-PF25-V, SIZE: 98MM X 245MM , MATERIAL: COMPLETE STAINLESS STEEL 316 ITEM 4 ON DRAWING, BACK-UP RING SIZE 115.0MM X 108.9MM X 1.5MM MATERIAL PTFE ITEM 9 ON DRAWING , O-RING 107.54MM FLU | KI | 4 | 2 | 4 | NO | 2040 | 316710 | INDUFIL | INR-S-00220-API-PF25-V | IDGL-2-220-1� 1-150 | 22 | [9 empty] | 2013-05-01 | 2016-02-28
5501 | 29200000TL | 03483 | EGC020010 | P | 58023914 | 58 | EGTL Spares | Mtce | 76 | 76Z | PUMP | MAIN OIL | Pumps-Other : S/O SPARES FOR OIL SERVICE | EA | 1 | 0 | 0 | NO | 332 | 51543 | DRESSER RAND | OD38817 |  | 00 |  |  | 2CBC | [6 empty] | 2013-05-01
5502 | 29200000TL | 03483 | EGC007017 | P | 58023915 | 58 | EGTL Spares | Mtce | 71 | 71D | PLATE: COVER | JOINT C/CASE | Compressor - Gas - Unit & Parts : S/O SPARES FOR OIL SERVICE | EA | 2 | 0 | 0 | NO | 52.625 | 8612.5625 | DRESSER RAND | C18/3/00044/A |  | 00 |  |  | 1BBB | [6 empty] | 2013-05-01 |  | 2014-08-26
5503 | 29200000TL | 03483 | EGC007017 | P | 58023916 | 58 | EGTL Spares | Mtce | 21 | 21Z | JOINT | FOR MAIN OIL PUMP | OCTG-Other : FOR OIL SERVICE | EA | 1 | 0 | 0 | NO | 8 | 1242 | DRESSER RAND | AC/3/72014/B |  | 01 |  |  | 2CBC | [6 empty] | 2013-05-01
5504 | 29200000TL | 03483 | EGC033032 | P | 58023917 | 58 | EGTL Spares | Mtce | 21 | 21Z | JOINT | OIL LEVEL WINDOW | OCTG-Other : FOR UNDERSTRUCTURE | EA | 1 | 0 | 0 | NO | 9 | 1397.25 | DRESSER RAND | ACM/3/69314/C |  | 01 |  |  | 2CBC | [6 empty] | 2013-05-01
5505 | 29200000TL | 03483 | EG1059003 | P | 58023918 | 58 | EGTL Spares | Mtce | 87 | 87B | BEARING:MAIN | FOR UNDERSTRUCTURE | Engines - Parts : | EA | 1 | 0 | 0 | NO | 2400.05 | 348225.75 | DRESSER RAND | C10/3/00133/AB |  | 01,21,22 | [9 empty] | 2013-05-01 | 2024-12-19 |  |  |  | -2 | 1
5506 | 292000TLDE | 03483 | EG7006005 | P | 58023919 | 58 | EGTL Spares | Mtce | 56 | 56Z | ROD:CONNECTING | FOR UNDERSTRUCTURE | Fasteners / Hardware : | EA | 2 | 0 | 0 | NO | 0 | 0 | DRESSER RAND | C10/3/00619/B |  | 00 | [9 empty] | 2025-10-20 |  |  | 3 | 2
5507 | 29200000TL | 03483 | EGC018005 | P | 58023920 | 58 | EGTL Spares | Mtce | 56 | 56Z | SCREW: SKT.CSK.HD. | M8 X 16MM | Fasteners / Hardware : FOR UNDERSTRUCTURE | EA | 4 | 0 | 0 | NO | 2 | 310.5 | DRESSER RAND | 21311/3560 |  | 02,21,22 | [9 empty] | 2013-05-01
5508 | 29200000TL | 03483 | EGC018005 | P | 58023924 | 58 | EGTL Spares | Mtce | 56 | 56Z | TABWASHER:CONN.ROD | BOLT NUT | Fasteners / Hardware : FOR UNDERSTRUCTURE | EA | 4 | 0 | 0 | NO | 43 | 6675.75 | DRESSER RAND | C10/3/00144/A |  | 01 | [9 empty] | 2013-05-01
5509 | 29200000TL | 03483 | EG1059003 | P | 58023925 | 58 | EGTL Spares | Mtce | 87 | 87B | BEARING | CRANKPIN | Engines - Parts : FOR UNDERSTRUCTURE | EA | 6 | 0 | 0 | NO | 1208.1067 | 187542.4533 | DRESSER RAND | DES/ILM/879 |  | 01,21,22 |  |  | 2CBC | [6 empty] | 2013-05-01
5510 | 29200000TL | 03483 | EGC025021 | P | 58023926 | 58 | EGTL Spares | Mtce | 54 | 54D | SHIM | FOR ADJ CROSSHEAD | Packing / Glands / Stuffing Boxes : FOR UNDERSTRUCTURE | EA | 4 | 0 | 0 | NO | 131 | 20337.75 | DRESSER RAND | C10/3/00125/A |  | 00 |  |  | 2CBC | [6 empty] | 2013-05-01
5511 | 29200000TL | 03483 | EGC004029 | P | 58023927 | 58 | EGTL Spares | Mtce | 66 | 66Z | SLIPPER | ADJ X-HEAD | Valve-Other : FOR UNDERSTRUCTURE | EA | 2 | 0 | 0 | NO | 8703 | 1351140.75 | DRESSER RAND | C10/3/00126/A |  | 00 |  |  | 2CBC | [6 empty] | 2013-05-01
5512 | 29200000TL | 03483 | EGC005005 | P | 58023928 | 58 | EGTL Spares | Mtce | 56 | 56Z | CROSSHEAD | - ADJ & HYD NUT | Fasteners / Hardware : FOR UNDERSTRUCTURE | EA | 1 | 0 | 0 | NO | 23621 | 3667160.25 | DRESSER RAND | C10/3/00124/A |  | 00 |  |  | 2CBC | [6 empty] | 2013-05-01
5513 | 29200000TL | 03483 | EGC018005 | P | 58023929 | 58 | EGTL Spares | Mtce | 56 | 56Z | SCREW:SKT.CSK.HD. | M12 X 35MM | Fasteners / Hardware : FOR UNDERSTRUCTURE | EA | 16 | 0 | 0 | NO | 2 | 310.5 | DRESSER RAND | 21311/4600 |  | 02,21,22 | [9 empty] | 2013-05-01
5514 | 29200000TL | 03483 | EG1059003 | P | 58023930 | 58 | EGTL Spares | Mtce | 56 | 56Z | PIN | GUDGEON | Fasteners / Hardware : FOR UNDERSTRUCTURE. | EA | 4 | 0 | 0 | NO | 1988.13 | 308637.3 | DRESSER RAND | C10/3/00143/A |  | 01 |  |  | 2CBC | [6 empty] | 2013-05-01
5515 | 29200000TL | 03483 | EGC018005 | P | 58023931 | 58 | EGTL Spares | Mtce | 33 | 33Z | KEY - 12 X 8 X 30MM LG | 95017/200/030 | Janitorial Equipment & Supplies :FOR UNDERSTRUCTURE. | EA | 2 | 1 | 2 | NO | 21 | 3260.25 | DRESSER RAND | 95017/200/030 |  | 01 |  |  | 2CBC | [6 empty] | 2013-05-01
5516 | 29200000TL | 03483 | EGC034010 | P | 58023932 | 58 | EGTL Spares | Mtce | 56 | 56Z | HYD. NUT FOR PISTON ROD | P/N OD30054 | *OBS*Engines - Other : FOR UNDERSTRUCTURE | EA | 2 | 0 | 0 | NO | 1467.095 | 227751.825 | DRESSER RAND | OD30054 |  | 00 |  |  | 2CBC | [6 empty] | 2013-05-01
5517 | 29200000TL | 03483 | EGC005011 | P | 58023936 | 58 | EGTL Spares | Mtce | 56 | 56Z | PISTON | HALF, INNER 295 DIA | Fasteners / Hardware : FOR 1ST STAGE CYLINDER | EA | 1 | 0 | 0 | NO | 7063 | 1096530.75 | DRESSER RAND | C11/3/02020/A |  | 00 |  |  | 2CBC | [6 empty] | 2013-05-01 | 2016-02-29
5518 | 29200000TL | 03483 | EGC005011 | P | 58023937 | 58 | EGTL Spares | Mtce | 56 | 56Z | PISTON | HALF, OUTER 295 DIA | Fasteners / Hardware : FOR 1ST STAGE CYLINDER | EA | 1 | 0 | 0 | NO | 7063 | 1096530.75 | DRESSER RAND | C11/3/02021/A |  | 00 |  |  | 2CBC | [6 empty] | 2013-05-01 | 2016-02-29
5519 | 29200000TL | 03483 | EGC020009 | P | 58023939 | 58 | EGTL Spares | Mtce | 56 | 56Z | NUT | PISTON ROD | Fasteners / Hardware : FOR 1ST STAGE CYLINDER | EA | 2 | 0 | 0 | NO | 3106.2667 | 482206.48 | DRESSER RAND | OD38977 |  | 01,21,22 |  |  | 2CBC | [6 empty] | 2013-05-01 | 2016-02-29
5520 | 29200000TL | 03483 | EGC034004 | P | 58023940 | 58 | EGTL Spares | Mtce | 76 | 76Z | PUMP | AUXILIARY OIL | Pumps-Other : | EA | 1 | 0 | 0 | NO | 9241 | 1434665.25 | DRESSER RAND | OD38814/REF/01 |  | 00 |  | 1AXX | 2CBC | [6 empty] | 2013-05-01
5521 | 29200000TL | 03483 | EGC034003 | P | 58023941 | 58 | EGTL Spares | Mtce | 66 | 66Z | VALVE:RELIEF | LUBE OIL | Valve-Other : FOR OIL SERVICE. | EA | 2 | 0 | 0 | NO | 1231 | 191112.75 | DRESSER RAND | OD38816 |  | 02 | [9 empty] | 2013-05-01
5522 | 29200000TL | 03483 | EGC034002 | P | 58023943 | 58 | EGTL Spares | Mtce | 66 | 66Z | VALVE | TEMPERATURE CONTROL | Valve-Other : FOR OIL SERVICE | EA | 1 | 0 | 0 | NO | 2639 | 409704.75 | DRESSER RAND | OD38821 |  | 02 |  |  | 2CBC | [6 empty] | 2013-05-01
5523 | 29200000TL | 03483 | EGC005035 | P | 58023944 | 58 | EGTL Spares | Mtce | 02 | 02A | HEATER | CRANKCASE OIL | Heating Ventilation and Air Conditioning Equipnment & Parts : FOR OIL SERVICE | EA | 1 | 0 | 0 | NO | 3518 | 546169.5 | DRESSER RAND | OD38818 |  | 00 |  |  | 2BBC | [6 empty] | 2013-05-01
5524 | 29200000TL | 03483 | EGC033033 | P | 58023947 | 58 | EGTL Spares | Mtce | 14 | 14H | TRANSMITTER | PRESSURE | Pressure measuring and control Instruments : FOR OIL SERVICE | EA | 1 | 0 | 0 | NO | 5785 | 898121.25 | DRESSER RAND | OD38927/1 |  | 05 |  |  | 2CBC | [6 empty] | 2013-05-01
5525 | 29200000TL | 03483 | EGC034004 | P | 58023949 | 58 | EGTL Spares | Mtce | 76 | 76Z | PUMP | MAIN OIL | Pumps-Other : FOR OIL SERVICE | EA | 1 | 0 | 0 | NO | 4033 | 626123.25 | DRESSER RAND | OD38817 |  | 00 |  |  | 2CBC | [6 empty] | 2013-05-01
5526 | 29200000TL | 03483 | EGC034005 | P | 58023950 | 58 | EGTL Spares | Mtce | 14 | 14B | SWITCH:OIL LEVEL | FOR INSTRUMENTATION | Programmable Logic Controllers : | EA | 1 | 0 | 0 | NO | 3279 | 509064.75 | DRESSER RAND | OD38945 |  | 01,10 | [9 empty] | 2013-05-01
5527 | 29200000TL | 03483 | EGC022008 | P | 58023952 | 58 | EGTL Spares | Mtce | 02 | 02A | CONSOLE:COOLING | GLASS/GASKET | Heating Ventilation and Air Conditioning Equipnment & Parts : FOR COOLING WATER | EA | 1 | 0 | 0 | NO | 819 | 127149.75 | DRESSER RAND | OD38813/REF/01 |  | 00 |  |  | 2BBC | [6 empty] | 2013-05-01
5528 | 29200000TL | 03483 | EGC023006 | P | 58023953 | 58 | EGTL Spares | Mtce | 02 | 02A | CONSOLE:COOLING | SEAL KIT | Heating Ventilation and Air Conditioning Equipnment & Parts : FOR COOLING WATER | EA | 1 | 0 | 0 | NO | 1384 | 214866 | DRESSER RAND | OD38813/REF/02 |  | 00 |  |  | 2BBC | [6 empty] | 2013-05-01
5529 | 29200000TL | 03483 | EGC034005 | P | 58023956 | 58 | EGTL Spares | Mtce | 02 | 02A | CONSOLE:COOLING | COOLER TUBE SEAL KIT | Heating Ventilation and Air Conditioning Equipnment & Parts : FOR COOLING WATER | EA | 4 | 1 | 2 | NO | 1049 | 162857.25 | DRESSER RAND | OD38813/REF/05 |  | 00 | [9 empty] | 2013-05-01
5530 | 29200000TL | 03483 | EGC018005 | P | 58023957 | 58 | EGTL Spares | Mtce | 02 | 02A | CONSOLE:COOLING | SPRING/DISC | Heating Ventilation and Air Conditioning Equipnment & Parts : FOR COOLING WATER | EA | 1 | 0 | 0 | NO | 819 | 127149.75 | DRESSER RAND | OD38813/REF/06 |  | 00 |  |  | 2BBC | [6 empty] | 2013-05-01
5531 | 29200000TL | 03483 | EGC005017 | P | 58023962 | 58 | EGTL Spares | Mtce | 02 | 02A | CONSOLE: COOLING | LEVEL SWITCH | Heating Ventilation and Air Conditioning Equipnment & Parts : FOR COOLING WATER | EA | 1 | 0 | 0 | NO | 5373 | 834158.25 | DRESSER RAND | OD38813/REF/11 |  | 00 |  |  | 2BBC | [6 empty] | 2013-05-01
5532 | 29200000TL | 03483 | EGC007005 | P | 58023963 | 58 | EGTL Spares | Mtce | 02 | 02A | CONSOLE:COOLING | TEMP TRANSMITTER | Heating Ventilation and Air Conditioning Equipnment & Parts : & ELEMENT. FOR COOLING WATER | EA | 1 | 0 | 0 | NO | 5373 | 834158.25 | DRESSER RAND | OD38813/REF/12 |  | 00 |  |  | 2BBC | [6 empty] | 2013-05-01
5533 | 29200000TL | 03483 | EGC005005 | P | 58023968 | 58 | EGTL Spares | Mtce | 51 | 51C | LINER:NDE SPARE | FOR MAIN DRIVE MOTOR | Electric Components - Motor / Generator :(SERIAL NUMBER 284003447/50); SUPPLIER - GE SUPPLIER P/N - M80B540099P925 | EA | 2 | 0 | 0 | NO | 11329 | 1758827.25 | DRESSER RAND | OD38773/REF/01 |  | 01,22 | [9 empty] | 2013-05-01
5534 | 29200000TL | 03483 | EGC020019 | P | 58023969 | 58 | EGTL Spares | Mtce | 54 | 54A | SEAL:NDE LABY SPARE | FOR MAIN DRIVE MOTOR | Seals : (SERIAL NUMBER 284003447/50); SUPPLIER - GE SUPPLIER P/N - M80B540099P973 | EA | 2 | 0 | 0 | NO | 2238 | 347449.5 | DRESSER RAND | OD38773/REF/02 |  | 01,22 |  |  | 1BBB | [6 empty] | 2013-05-01
5535 | 29200000TL | 03483 | EGC020019 | P | 58023970 | 58 | EGTL Spares | Mtce | 54 | 54A | SEAL:DE LABY SPARE | FOR MAIN DRIVE MOTOR | Seals : FOR MAIN DRIVE MOTOR. (SERIAL NUMBER 284003447/50); SUPPLIER - GE SUPPLIER P/N - M80B540099P973 | EA | 3 | 0 | 0 | NO | 2934.5033 | 473252.3083 | DRESSER RAND | OD38773/REF/04 |  | 01,22 |  |  | 1BBB | [6 empty] | 2013-05-01 |  | 2014-08-26
5536 | 29200000TL | 03483 | EG1012002 | P | 58023971 | 58 | EGTL Spares | Mtce | 87 | 87B | BEARING: TEMPERATURE | DETECTOR SPARE | Engines - Parts : FOR MAIN DRIVE MOTOR. (SERIAL NUMBER 284003447/50); SUPPLIER - GE SUPPLIER P/N - 92A840227P4. | EA | 2 | 0 | 0 | NO | 1492 | 231633 | DRESSER RAND | OD38773/REF/05 |  | 01,21,22 | [9 empty] | 2013-05-01
5537 | 292000TLDE | 03483 | EG7FLR700 | P | 58023986 | 58 | EGTL Spares | Mtce | 51 | 51C | MOTOR: ELECTRIC AC,450 HP | 1800 RPM,4000VAC,3PH,60HZ | Electric Components - Motor / Generator :&quot;63.2AMPS, 252KILOW, 5011SY FRAME, TEFC ENCLOSURE, 1.0 SERVICE FACTOR, 65MM SHAFT, 2712.15FT-LB BRAKE, HORIZONTAL MOUNT, 2072.5MM LG, GTL FUEL PUMPS MOTOR SPARE FOR SERIAL NUMBER 300019589 (MV ELECTRIC MOTOR | EA | 2 | 0 | 0 | YES | 38481.2465 | 11767950 | SIEMENS | CZ 5011SY | CZ 5011SY | 00 | 1 |  |  |  | SEE ITEM NOTE |  |  |  |  | 2014-05-18 | 2015-08-15 |  | 1 | 1
5538 | 29200000TL | 03483 | EG3002007 | P | 58024168 | 58 | EGTL Spares | Mtce | 66 | 66C | VALVE: BUTTERFLY | DN350 (14 IN),300 LB,14 IN | Valve-Butterfly : SS ASTM A351 GR CF8M BODY,MONEL DISC,17-4PH SS SHAFT,WAFER,GEAR OPERATED,-320 TO 100F,PTFE, NON-EXTENDED, APCI SPEC 4WPIV-WXSNBG030WFJA01, METSO AUTOMATION, SUPPLIER PART NO.: 838W ET001 36 | EA | 1 | 0 | 0 | NO | 12701.6363 | 1971675 | JAMESBURY | 838W ET001 36LB XZC M15 |  | 02 |  | 2BAC | [7 empty] | 2012-06-26
5539 | 29200000TL | 03483 | EG3001040 | P | 58024173 | 58 | EGTL Spares | Mtce | 66 | 66C | VALVE: BUTTERFLY | DN450 (18 IN),300 LB,18 IN,CS | Valve-Butterfly : ASTM A216 GR WCB BODY,SS ASTM A351 CF8M DISC,17-4PH SS SHAFT,WAFER,GEAR OPERATED,-20 TO 500F,XTREME SEAT & CARBON FILLED ENHANCED PTFE SEAL, NON-EXTENDED, APCI SPEC 4WPIV-WUCNBG030WFJA01 | EA | 2 | 0 | 0 | NO | 9742.5 | 1512523.13 | JAMESBURY | 838W 11 22HB XZC M15 |  | 02 |  | 2BAC | [7 empty] | 2012-06-26
5540 | 29200000TL | 03483 | EG3003007 | P | 58024196 | 58 | EGTL Spares | Mtce | 66 | 66C | VALVE: BUTTERFLY | DN350 (14 IN),300 LB | Valve-Butterfly : MONEL ASTM A494 BODY,MONEL DISC,XTREME SEAT,MONEL SHAFT,WAFER,GEAR OPERATED,-20 TO 500 DEG F,CARBON FILLED ENHANCED PTFE SEAL, NON-EXTENDED, APCI SPEC 4WPIV-ZXMNBG030WFZZ01, NOT SPECIFIED, SUPPLI | EA | 1 | 0 | 0 | NO | 24028.0954 | 3729881.25 | JAMESBURY | 838W117100XZCKE M15 |  | 02 |  | 2BAC | [7 empty] | 2012-06-26
5541 | 29200000TL | 03483 | EG3003009 | S | 58024197 | 58 | EGTL Spares | Mtce | 66 | 66C | VALVE: BUTTERFLY | DN350 (14 IN),300 LB | Valve-Butterfly : MONEL ASTM A494 BODY,MONEL DISC,MONEL SHAFT,WAFER,GEAR OPERATED,-320 TO 100 DEG F,PTFE, NON-EXTENDED, APCI SPEC 4WPIV-ZXMNBG030WFZZ02, NOT SPECIFIED, SUPPLIER PART NO.:BOLTS/STUDS/NUTS: MONEL COM | EA | 1 | 0 | 0 | NO | 24028.0954 | 3729881.25 | JAMESBURY | 838W117100XZCKE M15 |  | 02 |  | 2BAC | [7 empty] | 2012-06-26
5542 | 292000TLDE | 03483 | EG1051018 | P | 58024205 | 58 | EGTL Spares | Mtce | 66 | 66C | VALVE: BUTTERFLY | DN150 (6 IN),300 LB,BW,SS | Valve-Butterfly : ASTM A351 GR CF8M BODY,SS ASTM A351 CF8M DISC,GEAR OPERATED,PTFE, SEMI-EXTRACTABLE, SCH 40/40S APCI SPEC 4WPIV-ZASCBG030B4ZZ01, NOT SPECIFIED, SUPPLIER PART NO.:6K5C2G300, BEARINGS: PTFE-COM | EA | 1 | 0 | 0 | NO | 0 | 0 | LINDE AF MAPAG |  |  | 02 |  | 2BAC |  |  | EGTL1-APP-PIP-SP-100270 |  |  |  |  | 2025-10-20 |  |  | 1 | 1
5543 | 292000TLDE | 03483 | EG1053FLR | P | 58024208 | 58 | EGTL Spares | Mtce | 66 | 66C | VALVE: BUTTERFLY | DN200 (8 IN),300 LB,SS | Valve-Butterfly : ASTM A351 GR CF8M BODY,SS ASTM A351 CF8M DISC,LUG WAFER,GEAR OPERATED,PTFE, SEMI-EXTRACTABLE, APCI SPEC 4WPIV-ZASCBG030WLZZ01, NOT SPECIFIED, SUPPLIER PART NO.:IN ACCORDANCE WITH AP TRANSMITTAL | EA | 2 | 0 | 0 | YES | 8574.2774 | 12838179.85 | LINDE AF MAPAG |  |  | 02 |  | 2BAC |  |  | EGTL1-APP-PIP-SP-100270 |  |  |  |  | 2016-03-31 |  |  | 2 | 1
5544 | 29200000TL | 03483 | EG1016005 | P | 58024216 | 58 | EGTL Spares | Mtce | 50 | 50Z | BEARING: BALL,DEEP GROOVE | 110-CC-101 | Bearings & Accessories - All :MOTOR DE, 10000275716 FOR 610 | EA | 2 | 0 | 0 | NO | 1752.4661 | 272087.89 | MAN TURBO | 8102.03 | 000.010.610.177 | 01,21,22 | 1 |  | 2BBB |  | EGTL1-MAN-MEC-DS-100010 |  |  |  |  | 2012-01-06
5545 | 29200000TL | 03483 | EG1016005 | P | 58024218 | 58 | EGTL Spares | Mtce | 50 | 50Z | BEARING: BALL,DEEP GROOVE | 110-CC-101 | Bearings & Accessories - All :MOTOR DE, 10000026095 FOR 16 | EA | 2 | 1 | 2 | NO | 1913.6009 | 297105.68 | MAN TURBO | 8831.851 | 000.010.610.184 | 01,21,22 | 1 |  |  |  | EGTL1-MAN-MEC-DS-100010 |  |  |  |  | 2012-01-06
5546 | 29200000TL | 03483 | EG1016005 | P | 58024220 | 58 | EGTL Spares | Mtce | 50 | 50Z | BEARING:MOTOR DRIVE END | 110-CC-101 | Bearings & Accessories - All :100000260945 FOR 17 | EA | 2 | 0 | 0 | NO | 1768.4795 | 274574.13 | MAN TURBO | 8831.1051 | 000.010.610.189 | 01,21,22 | 1 |  | 2BBB |  | EGTL1-MAN-MEC-DS-100010 |  |  |  |  | 2012-01-06
5547 | 29200000TL | 03483 | EG1016005 | P | 58024222 | 58 | EGTL Spares | Mtce | 50 | 50Z | BEARING: BALL,DEEP GROOVE | 110-CC-101 | Bearings & Accessories - All :MOTOR DE, 100000260945 FOR 9 | EA | 4 | 0 | 0 | NO | 7204.0269 | 1118497.22 | MAN TURBO | 8831.151 | 000.010.544.123 | 01,21,22 | 1 |  | 2BBB |  | EGTL1-MAN-MEC-DS-100010 |  |  |  |  | 2012-01-06
5548 | 29200000TL | 03483 | EG1016005 | P | 58024224 | 58 | EGTL Spares | Mtce | 50 | 50Z | BEARING: BALL,DEEP GROOVE | 110-CC-101 | Bearings & Accessories - All :MOTOR DE, 100000260945 FOR 11 | EA | 4 | 0 | 0 | NO | 5451.5608 | 846409.33 | MAN TURBO | 88311.251 | 000.010.544.148 | 01,21,22 | 1 |  | 2BBB |  | EGTL1-MAN-MEC-DS-100010 |  |  |  |  | 2012-01-06
5549 | 29200000TL | 03483 | EG1016005 | P | 58024226 | 58 | EGTL Spares | Mtce | 50 | 50Z | BEARING: BALL,DEEP GROOVE | 110-CC-101 | Bearings & Accessories - All :MOTOR DE, 100000260945 FOR 13 | EA | 1 | 0 | 0 | NO | 4582.834 | 711530.81 | MAN TURBO | 8831.351 | 000.010.544.175 | 01,21,22 | 1 | 1AXX | 2BBB |  | EGTL1-MAN-MEC-DS-100010 |  |  |  |  | 2012-01-06
5550 | 29200000TL | 03483 | EG1016005 | P | 58024227 | 58 | EGTL Spares | Mtce | 50 | 50Z | BEARING: BALL,DEEP GROOVE | 110-CC-101 | Bearings & Accessories - All :MOTOR NDE, 100000260945 FOR 13 | EA | 1 | 0 | 0 | NO | 4583.8349 | 711686.2 | MAN TURBO | 8831.351 | 000.010.544.175 | 01,21,22 | 1 | 1AXX |  |  | EGTL1-MAN-MEC-DS-100010 |  |  |  |  | 2012-01-06
5551 | 29200000TL | 03483 | EG1016005 | P | 58024228 | 58 | EGTL Spares | Mtce | 50 | 50Z | BEARING: BALL,DEEP GROOVE | 110-CC-101 | Bearings & Accessories - All :MOTOR DE, 100000260945 FOR 15 | EA | 2 | 0 | 0 | NO | 2669.2331 | 414425.13 | MAN TURBO | 8831.451 | 000.010.610.190 | 01,21,22 | 1 |  | 2BBB |  | EGTL1-MAN-MEC-DS-100010 |  |  |  |  | 2012-01-06
5552 | 29300000TL | 03483 | EGC004036 | P | 58024238 | 58 | EGTL Spares | Mtce | 51 | 51C | MOTOR: ELECTRIC AC, 2HP | 1750 RPM,480/460 +/- 10%VAC | Electric Components - Motor / Generator :3PH,60HZ,FULL LOAD/SPEED 4A,TEFC ENCLOSURE,1.15 SERVICE FACTOR,FLG MOUNT, 4 POLE, CW ROTATION, CLASS F INSULATION, CLASS B RISE, 110-XF-106/206-M, 4 POLE, CW ROTATION, CLASS F INSUL | EA | 1 | 0 | 1 | YES | 7250.5 | 2751612.9035 | GE | 5KS195XAB244 |  | 01,11,19,22, | 1 | 2CAC | 1BBB |  | EGTL1-MAN-MEC-DS-100010 |  |  |  |  | 2019-11-01 | 2024-12-06 | 2021-01-26 |  |  | -1 | 1
5553 | 29200000TL | 03483 | EG1016005 | P | 58024240 | 58 | EGTL Spares | Mtce | 50 | 50Z | BEARING:110-XF-106/206-M | 110-CC-101 | Bearings & Accessories - All : | EA | 2 | 0 | 0 | NO | 907.6236 | 143970.93 | SKF | 6205 IC3 |  | 01,21,22 | 1 | 2CAC | 2BBB |  | EGTL1-MAN-MEC-DS-100010 |  |  |  |  | 2012-06-26 | 2019-03-08
5554 | 29200000TL | 03483 | EGC016004 | P | 58024250 | 58 | EGTL Spares | Mtce | 66 | 66Z | KIT: ACTUATOR REPAIR | SPENT CATALYST | Valve-Other : TO NUTSCHE FILTER. SEE SPIR DOCUMENT# EGTL1-MGN-PTO-SR-304006W FOR DETIALED LISTING OF KIT COMPONENTS | KI | 20 | 0 | 0 | NO | 1228.2262 | 369153.8095 | EVERLASTING | AO37G OR VA131825 |  | 01 | [9 empty] | 2013-05-01 | 2019-05-12 | 2016-10-11
5555 | 29200000TL | 03483 | EG3001016 | P | 58024256 | 58 | EGTL Spares | Mtce | 66 | 66H | VALVE: CATALYST TRANSFER VALVE | 6 IN; 300LB + 3/4 IN CV6 SRV | Valve-Safety Relief : DESIGN BY EVERLASTING VALVE CLASS 300. C.S. DOUBLE DISC, PROCESS VALVE FIG.SP1661S (57) / CDB40545. MANUAL ROTATING DISC VALVES WITH HAND LEVER OPERATOR (IF PULL IS LESS <80 FT-LB.), DOUBLE DISC CONFIGURATION. LEVER ARM PH STAINLESS | EA | 2 | 0 | 0 | NO | 48399.37 | 14825453.0216 | EVERLASTING VALVE/UCI | FIG.00301C1NASH+CV6 |  | 02 |  |  | 1BBB |  |  |  |  | CD837690.2.R4 & C0837690. |  | 2013-05-01 | 2018-06-26 | 2019-02-04
5556 | 292000TLDE | 03483 | EG1049006 | P | 58024273 | 58 | EGTL Spares | Mtce | 66 | 66Z | VALVE: GLOBE, 8 IN X 12 IN | COMPLETE VALVE WITH ACTUATOR | CLASS 600, RF FLG, MONEL BODY, N05500 HT PLUG, N05500 HT SEAT, M25S MONEL CAGE, MONEL K500 STEM, REDUCED PORT, ACTUATOR OPERATED, 41 BARG @ 313 DEG C, DUPLEX ENVIRO-SEAL PACKING, BOLTED BONNET, SLIDING STEM, ACTUATOR IS PISTON TYPE WITH SPRING RETURN, PO | EA | 1 | 0 | 0 | YES | 24155.7115 | 36168105.32 |  |  |  | 02 |  |  | 1CCC | [6 empty] | 2016-03-31 |  |  | 1 | 1
5557 | 292000TLDE | 03483 | EG3005FLR | S | 58024274 | 58 | EGTL Spares | Mtce | 66 | 66Z | VALVE: ANGLE COMPLETE | WITH ACTUATOR, 20 IN X 30 IN | Valve-Other : CLASS 300, RF FLG, WCC CS BODY,316 SS/COCP-A S&G PLUG, 316 SS/COCR-A SEAT, 316 SS ENC CAGE, NITRONIC 50 STEM, REDUCED PORT, ACTUATOR OPERATED, 30 BARG @ 256 DEG C, SINGLE GRAPHITE PACKING, BOLTED BONNET, SLIDING STEM, ACTUATOR IS PISTON TYP | EA | 1 | 0 | 0 | YES | 26611.9791 | 39845850.21 | FISHER | 20 X 30 FBD |  | 02 | [9 empty] | 2016-03-31 |  |  | 1 | 1
5558 | 29200000TL | 03483 | EGC007024 | P | 58024284 | 58 | EGTL Spares | Mtce | 51 | 51C | MOTOR | AUXILIARY OIL PUMP | Electric Components - Motor / Generator :FOR OIL SERVICE | EA | 2 | 0 | 0 | NO | 10670.365 | 1982678.3065 | DRESSER RAND | OD38814/REF/02 |  | 01,011,19,22, |  |  | 2CBC | [6 empty] | 2013-05-01 |  | 2014-09-01
5559 | 29200000TL | 03483 | EG1059014 | P | 58024310 | 58 | EGTL Spares | Mtce | 71 | 71D | PISTON: BALANCE LABY | FOR FEED GAS COMPRESSOR | Compressor - Gas - Unit & Parts : B26-850 ; FOR 105-CC-001A, REFERENCE DRAWING NUMBER: 799-40447K250 | EA | 1 | 0 | 0 | NO | 0 | 0 | MHI | 2451-11 |  | 00 | 1 |  | 1BBB |  | 799-40447K250 |  |  |  |  | 2014-09-07
5560 | 29200000TL | 03483 | EG1020017 | P | 58024313 | 58 | EGTL Spares | Mtce | 71 | 71D | MPELLER: LABYRINTH | FIFTH STAGE | Compressor - Gas - Unit & Parts : B26-850, FOR 105-CC-001A, REFERENCE DRAWING 799-40433L260,FOR FEED GAS COMPRESSOR | EA | 1 | 0 | 0 | NO | 0 | 0 | MHI | 2411-23 |  | 00 | 1 |  | 1BBB |  | 799-40433L260 |  |  |  |  | 2014-09-07
5561 | 29200000TL | 03483 | EG1020017 | P | 58024314 | 58 | EGTL Spares | Mtce | 71 | 71D | SHAFT: LABYRINTH | FIRST AND SECOND STAGE | Compressor - Gas - Unit & Parts : B26-850, FOR 105-CC-001A, REFERENCE DRAWING 799-40438J166;FOR FEED GAS COMPRESSOR | EA | 1 | 0 | 0 | NO | 0 | 0 | MHI | 2411-11 |  | 00 | 1 |  | 1BBB |  | 799-40438J166 |  |  |  |  | 2014-09-07
5562 | 29200000TL | 03483 | EG1020017 | P | 58024315 | 58 | EGTL Spares | Mtce | 71 | 71D | SHAFT: LABYRINTH | SECOND AND THIRD STAGE | Compressor - Gas - Unit & Parts : B26-850, FOR 105-CC-001A, REFERENCE DRAWING 799-40438J172;FOR FEED GAS COMPRESSOR | EA | 1 | 0 | 0 | NO | 0 | 0 | MHI | 2411-12 |  | 00 | 1 |  | 1BBB |  | 799-40438J172 |  |  |  |  | 2014-09-07
5563 | 29200000TL | 03483 | EG1020017 | P | 58024316 | 58 | EGTL Spares | Mtce | 71 | 71D | SHAFT: LABYRINTH | THIRD AND FOURTH STAGE | Compressor - Gas - Unit & Parts : B26-850, FOR 105-CC-001A, REFERENCE DRAWING 799-40438J156; FOR FEED GAS COMPRESSOR | EA | 1 | 0 | 0 | NO | 0 | 0 | MHI | 2411-13 |  | 00 | 1 |  | 1BBB |  | 799-40438J156 |  |  |  |  | 2014-09-07
5564 | 29200000TL | 03483 | EG1020017 | P | 58024317 | 58 | EGTL Spares | Mtce | 71 | 71D | SHAFT: LABYRINTH | FOURTH AND FIFTH STAGE | Compressor - Gas - Unit & Parts : B26-850, FOR 105-CC-001A, REFERENCE DRAWING 799-40438J1329/2/2014;FOR FEED GAS COMPRESSOR | EA | 1 | 0 | 0 | NO | 0 | 0 | MHI | 2411-14 |  | 00 | 1 |  | 1BBB |  | 799-40438J132 |  |  |  |  | 2014-09-07
5565 | 29200000TL | 03483 | EG1020017 | P | 58024318 | 58 | EGTL Spares | Mtce | 71 | 71D | SCREW: M4 X 0.7 X 6 | SWRM 12 | Compressor - Gas - Unit & Parts : FOR 130-CC-101 AND 105-CC-001A,; + CON.F12, REFERENCE DRAWING NUMBER: 799-40423D003.FOR FEED GAS COMPRESSOR | EA | 45 | 0 | 0 | NO | 0 | 0 | MHI | 4111-53 |  | 02,21,22 | 1 |  | 1BBB |  | 799-40423D003 |  |  |  |  | 2014-09-07
5566 | 29200000TL | 03483 | EG1059014 | P | 58024319 | 58 | EGTL Spares | Mtce | 71 | 71D | THRUST | DISC | Compressor - Gas - Unit & Parts : SCM 440; REFERENCE DRAWING NUMBER: 799-20321W080; FEED GAS COMPRESSOR | EA | 1 | 0 | 0 | NO | 0 | 0 | MHI | 5214-11 |  | 00 | 1 |  | 1BBB |  | 799-20321W080 |  |  |  |  | 2014-09-07
5567 | 29200000TL | 03483 | EG1020017 | P | 58024321 | 58 | EGTL Spares | Mtce | 71 | 71D | KEY: HORIZONTAL | SK-SPRT, | Compressor - Gas - Unit & Parts : SCM 440, REFERENCE DRAWING NUMBER: 769-45518C001; FEED GAS COMPRESSOR | EA | 6 | 0 | 0 | NO | 0 | 0 | MHI | 2551-11 |  | 01,22 | 1 |  | 1BBB |  | 769-45518C001 |  |  |  |  | 2014-09-07
5568 | 29200000TL | 03483 | EG1043009 | S | 58024322 | 58 | EGTL Spares | Mtce | 71 | 71D | NUT | HEX -3 M24 X 2 | Compressor - Gas - Unit & Parts : S45CN.FEED GAS COMPRESSOR | EA | 2 | 0 | 0 | NO | 0 | 0 | MHI | 4414-19 |  | 01,21,22 | 1 |  | 1BBB |  | 769-14409C111; 769-11551J |  |  |  |  | 2014-09-07
5569 | 29200000TL | 03483 | EG1040029 | S | 58024324 | 58 | EGTL Spares | Mtce | 71 | 71D | PLATE: SPRING 220 | 20 TYPE | Compressor - Gas - Unit & Parts : SUS 420 J2, REFERENCE DRAWING NUMBER: 769-41425C0029/2/2014; FEED GAS COMPRESSOR | EA | 96 | 0 | 0 | NO | 0 | 0 | MHI | 2911-21 |  | 00 | 1 |  | 1BBB |  | 769-41425C002 |  |  |  |  | 2014-09-07
5570 | 29200000TL | 03483 | EG1020017 | P | 58024325 | 58 | EGTL Spares | Mtce | 71 | 71D | KEY: VERTICAL | SK-SPRT, | Compressor - Gas - Unit & Parts : SCM 440, REFERENCE DRAWING NUMBER: 769-49053C005, 769-49053C001 AND 769-49053C003; FOR FEED GAS COMPRESSOR | EA | 6 | 0 | 0 | NO | 0 | 0 | MHI | 2551-13, 2551-18 AND 2551 |  | 01,22 | 1 |  | 1BBB |  | 769-49053C005, 769-49053C |  |  |  |  | 2014-09-07
5571 | 29200000TL | 03483 | EG1040029 | S | 58024327 | 58 | EGTL Spares | Mtce | 71 | 71D | BOLT: HORIZONTAL | BL-SET, | Compressor - Gas - Unit & Parts : SCM 440, REFERENCE DRAWING NUMBER: 769-22842J004: FEED GAS COMPRESSOR | EA | 12 | 0 | 0 | NO | 0 | 0 | MHI | 2551-14 |  | 02 | 1 |  | 1BBB |  | 769-22842J004 |  |  |  |  | 2014-09-07
5572 | 29200000TL | 03483 | EG1020017 | P | 58024329 | 58 | EGTL Spares | Mtce | 71 | 71D | WASHER | SACM 645 | Compressor - Gas - Unit & Parts : REFERENCE DRAWING NUMBER: 769-45801C001; FEED GAS COMPRESSOR | EA | 2 | 0 | 0 | NO | 0 | 0 | MHI | 4414-14 |  | 01 | 1 |  | 1BBB |  | 769-45801C001 |  |  |  |  | 2014-09-07
5573 | 29200000TL | 03483 | EG1020017 | P | 58024330 | 58 | EGTL Spares | Mtce | 71 | 71D | PIN | PN SUS 403 | Compressor - Gas - Unit & Parts : REFERENCE DRAWING NUMBER: 769-33350V010; FEED GAS COMPRESSOR | EA | 2 | 0 | 0 | NO | 0 | 0 | MHI | 4414-12 |  | 01 | 1 |  | 1BBB |  | 769-33350V010 |  |  |  |  | 2014-09-07
5574 | 29200000TL | 03483 | EG1020017 | P | 58024331 | 58 | EGTL Spares | Mtce | 71 | 71D | IMPELLER: LABYRINTH | FOURTH STAGE | Compressor - Gas - Unit & Parts : B26-850, FOR 105-CC-001A, REFERENCE DRAWING 799-40433L275;FOR FEED GAS COMPRESSOR | EA | 1 | 0 | 0 | NO | 0 | 0 | MHI | 2411-23 |  | 00 | 1 |  | 1BBB |  | 799-40433L275 |  |  |  |  | 2014-09-07
5575 | 29200000TL | 03483 | EGC030003 | P | 58030006 | 58 | EGTL Spares | Mtce | 02 | 02A | FILTER:CABINET FAN | 148 X 24.5MM,ABS | *OBS*HVAC-Other : &quot;MATERIAL RESISTANCE TO UL 94-V0 ELEMENT,FILTER FOR RITTAL 3322.117 FAN 25/29CFM, ABS MATERIAL RESISTANCE TO UL 94-V0. SIS & FGS&quot; | EA | 80 | 40 | 80 | NO | 28.6974 | 4455.27 | RITTAL | SK3322.207 |  | 01,22 | 1 |  | 2BAB |  | ETSW05221-RIB1-1-101-1 |  |  |  |  | 2013-08-26
5576 | 29200000TL | 03483 | EG1002021 | S | 58030008 | 58 | EGTL Spares | Mtce | 54 | 54D | BOARD: PRINTED CIRCUIT | 3500 VIBRATION MONITOR | *OBS*GS&P-Other : RACK POWER SUPPLY, 3500/15 AC POWER SUPPLY MODULE 110-CCM-105/205 MMS, 3500/15 AC POWER SUPPLY MODULE 110-CCM-105/205 MMS | EA | 4 | 0 | 0 | NO | 194.1692 | 30152.3878 | BENTLY NEVADA | 127610-01 |  | 01,10,22 | 1 | 2AAB | 2AAB |  | 6UK386-BA87 |  |  |  |  | 2012-10-27
5577 | 29200000TL | 03483 | EG1003003 | P | 58030010 | 58 | EGTL Spares | Mtce | 54 | 54D | MONITOR:ETHERNET 485 I/O | 0-200 MICROMETERS PEAK TO PEAK | *OBS*GS&P-Other : 120VAC 60HZ POWER, 3500/92 MODBUS COMMUNICATION CARD, 485 I/O, 3500/92 MODBUS COMMUNICATION CARD | EA | 4 | 0 | 0 | NO | 386.8489 | 60073.77 | BENTLY NEVADA | 136188-02 |  | 22 | 1 | 1BAA | 1BAA |  | 138629-01 |  |  |  |  | 2012-10-27
5578 | 29200000TL | 03483 | EG1006014 | P | 58030014 | 58 | EGTL Spares | Mtce | 54 | 54D | MODULE:KEYPHASOR, DIGITAL | SIGNAL INPUT AND OUTPUT | *OBS*GS&P-Other : MODULE:KEYPHASOR,,DIGTAL SIGNAL OUTPUT,120VAC POWER, ADDITIONAL INFORMATION:3500/25 KEYPHASOR CARD, 3500/25 KEYPHASOR CARD | EA | 4 | 0 | 0 | NO | 1243.9794 | 267404.8385 | BENTLY NEVADA | 149369-01 |  | 01,22 | 1 | 1BAA | 1BAA |  | 129770-01 |  |  |  |  | 2012-10-27 | 2016-03-25 | 2016-08-01
5579 | 29200000TL | 03483 | EG1006012 | P | 58030016 | 58 | EGTL Spares | Mtce | 14 | 14B | MODULE:16 CHANNEL RELAY I/O | 120VAC POWER | *OBS*GS&P-Other : DIGITAL SIGNAL INPUT,DIGTAL SIGNAL OUTPUT,3500/33 INPUT OUTPUT RELAY MODULE | EA | 2 | 0 | 0 | NO | 747.6806 | 116099.6441 | BENTLY NEVADA | 149992-01 |  | 01,22 | 1 | 1BAA |  |  | 162291-01 |  |  |  |  | 2012-10-27 | 2021-01-14
5580 | 29300000TL | 03483 | EG1003003 | P | 58030017 | 58 | EGTL Spares | Mtce | 72 | 72B | BREATHER: CRANKCASE | CANNISTER, BAFFLE | *OBS*Filtration-Elem : &quot;SCREEN, MESH-AL, 173-GE-013A-D/B-D/CC-D/D-D EGTL1-MPS-MEC-GA-730020. FOR CRITICAL POWER GENERATOR&quot; | EA | 2 | 1 | 2 | YES | 197.5 | 285061.625 | CATERPILLAR | 4W-3027 |  | 00 | 1 |  |  |  | EGTL1-MPS-MEC-GA-730020 |  |  |  |  | 2019-11-01 | 2025-06-11 | 2025-08-27 | -4 | 1
5581 | 29200000TL | 03483 | EGC016008 | P | 58030019 | 58 | EGTL Spares | Mtce | 54 | 54A | SEAL: O-RING | 151.770 ID,157.1 OD,5.33 MM WD | Seals : FLUOROCARBON,361, LINES GP ENGINE OIL FILTER HOUSING 160MM X 160MM X 8MM, EGTL1-MPS-MEC-GA-730020, 173-GE-013A-D/B-D/C-D/D-D | EA | 88 | 0 | 0 | NO | 31.7401 | 4927.9729 | CATERPILLAR | 6V-5055 |  | 01 | 1 |  | 1BBB |  | EGTL1-MPS-MEC-GA-730020 |  |  |  |  | 2013-01-25
5582 | 29200000TL | 03483 | EG1001021 | P | 58030025 | 58 | EGTL Spares | Mtce | 51 | 51A | SYNCHROSCOPE:208/240 VAC INPUT | AUTO, 50/60 HZ, ±10° PHASE | Electric Motors - Complete Units Only : &quot;ANGLE, 5% VOLTAGE MATCHING 173-CP-173-GE-013A/B/C/D-001, EGTL1-MPS-ELE-SC-730054 PART 54, AUTO, 50/60 HZ, ±10° PHASE ANGLE, 5% VOLTAGE MATCHING , 173-CP-173-G&quot; | EA | 2 | 0 | 0 | NO | 1558.2761 | 241937.9378 | WOODWARD | 9905-003 |  | 22 | 1 |  |  |  | 9721E01-5 |  |  |  |  | 2013-01-25
5583 | 29200000TL | 03483 | EG1060008 | P | 58030034 | 58 | EGTL Spares | Mtce | 28 | 28E | DETECTOR: CARBON MONOXIDE | 0-1000 PPM | Fire and Gas Control Systems : ALL GAS DETECTORS. | EA | 95 | 0 | 0 | NO | 438.75 | 68115.9375 | FLUKE | FLUKE-CO-220 |  | 00 | [9 empty] | 2012-01-08 | 2018-04-06 | 2013-05-07
5584 | 29200000TL | 03483 | EGC033013 | P | 58030035 | 58 | EGTL Spares | Mtce | 54 | 54D | O-RING:WATER TREATMENT PKG | 1-1/16 IN ID,1-3/16 IN OD | *OBS*GS&P-O-Rings : 1/16 IN WD,NBR,2-023, AS568-23 | EA | 2 | 0 | 0 | NO | 14.8324 | 2302.88 | ITT GOULDS | C02495A23 6359 |  | 01,22 | 1 | 2CAC | 2CAC |  | A732582C |  |  |  |  | 2012-06-26
5585 | 29200000TL | 03483 | EGC042023 | P | 58030038 | 58 | EGTL Spares | Mtce | 66 | 66F | DIAPHRAGM: ACTUATOR | 240CM2,ACTUATOR SIZE 3271/3277 | Valve - Parts & Accessories :6 BAR,NBR, 3.271/3.277 240CM², 110-XV-2209 | EA | 2 | 0 | 0 | NO | 576.987 | 89571.46 | SAMSON CONTROLS | 0520-0498 |  | 22 | 1 | 2CAB |  |  | EB 8311 EN |  |  |  |  | 2012-06-26
5586 | 29200000TL | 03483 | EG1041009 | S | 58030043 | 58 | EGTL Spares | Mtce | 87 | 87B | SEAL: OIL LIP, 2-1/2IN ID | 3-1/2IN OD, 0.250 IN WD | Engines - Parts : BUNA,STL CAGE, HOUSING AND REGULATOR GROUP 69MMX69MMX63MM********VERIFY WITH SAI FOR DATA*********" (PLEASE REFER TO SYMBOL NUMJBER 03399643) | EA | 4 | 0 | 0 | NO | 17.435 | 3425.8989 | CATERPILLAR | 3S-9643 |  | 01,22 | 1 | 3CDC |  |  | EGTL1-MPS-MEC-GA-730020 |  |  |  |  | 2012-06-26 |  | 2015-05-17
5587 | 29200000TL | 03483 | EGC025024 | P | 58030044 | 58 | EGTL Spares | Mtce | 51 | 51C | SWITCH: SELECTOR | CIRCUIT BREAKER CONTROL | Electric Components - Motor / Generator :SPRING RETURN TO CENTER,SPDT,2NO-2NC,2 POSITION,PISTOL GRIP OPERATED, FIBERGLASS ENCLOSURE, CIRCUIT BREAKER, 2.4 INCHES DEPTH BEHIND PANEL | EA | 1 | 0 | 1 | NO | 15.1519 | 2352.4882 | ITI | 952441D |  | 01,10,22 | 1 | 1BAB |  |  | 9271E01-5 |  |  |  |  | 2012-06-26
5588 | 29200000TL | 03483 | EGC029005 | P | 58030048 | 58 | EGTL Spares | Mtce | 51 | 51Z | HUB: NETWORK | SWITCHED ETHERNET,5 | Electric-Other : "5,UP TO 1.0 GB/S THROUGHPUT, WITH 24VDC POWER SUPPLY, NETWORK MEDIA 10BASET: >CAT3 CABLE, 100BASETX: >CAT5 CABLE, 173-MCP-173-GE-013A/B/C/D-002, EGTL1-MPS-ELE-SC-730092 PART 8, WITH 24VDC POWER" | EA | 2 | 0 | 0 | NO | 549.7876 | 135927.6405 | N-TRON | 405TX |  | 01,10,22 | 1 | 1AXX |  |  | 9721E101-3 |  |  |  |  | 2012-06-26 |  | 2019-06-14
5589 | 29200000TL | 03483 | EG1002020 | P | 58030053 | 58 | EGTL Spares | Mtce | 66 | 66F | BUSHING: CONTROL VALVE | 1-3/4 IN X 1-7/8 IN X 3/8 IN | Valve - Parts & Accessories : | EA | 5 | 0 | 0 | NO | 21.1148 | 3278.072 | FISHER | 12A9373X012 |  | 02,22 | 1 | 1BAA |  |  | FORM 5290 |  |  |  |  | 2012-06-26
5590 | 29200000TL | 03483 | EG1001004 | P | 58030054 | 58 | EGTL Spares | Mtce | 66 | 66F | BUSHING: VALVE,BEARING | 6 IN (SIZE 40 ACTUATOR) VALVE | Valve - Parts & Accessories :25.4MM,DU LINED | EA | 1 | 0 | 0 | NO | 22.08 | 3427.241 | EMERSON FISHER | 12A9775X012 |  | 02,22 | 1 | 1AAC |  |  | 5062 |  |  |  |  | 2012-06-26 |  | 2013-10-24
5591 | 29200000TL | 03483 | EG1002019 | P | 58030055 | 58 | EGTL Spares | Mtce | 56 | 56Z | WASHER:PACKING,1-1/16 IN ID | 1-11/32 INCH OD,0.004 INCH THK | *OBS*Fastener-BottWa : ZINC B69 | EA | 15 | 0 | 0 | NO | 5.18 | 804.2 | FISHER | 14A8365X012 |  | 01,22 | 1 | 1BAA | 1BAA |  | FORM 5290 |  |  |  |  | 2012-06-26
5592 | 29200000TL | 03483 | EG1002018 | P | 58030056 | 58 | EGTL Spares | Mtce | 54 | 54D | PACKING:CONTROL VALVE | GTK GRAFOIL DIE MLDD RBN | Packing / Glands / Stuffing Boxes : PACKING,RING,5/8 IN X 1 IN X 3/16 INCH, GR 17D29,W/O ZN, GR 17D29,W/O ZN | EA | 1 | 0 | 0 | NO | 20.63 | 3202.81 | FISHER | 12A9135X012 |  | 01,22 | 1 | 1BAA |  |  | FORM 5290 |  |  |  |  | 2012-06-26
5593 | 29300000TL | 03483 | EG1002017 | P | 58030059 | 58 | EGTL Spares | Mtce | 66 | 66Z | RING:SEAL,4 IN | PTFE, 17F31, 17F31 | Valve - Actuator & Positioner: | EA | 1 | 0 | 1 | YES | 113 | 46301.75 | FISHER | 75B0042X012 |  | 01,22 | 1 | 1BAA | 1BBB |  | FORM 5343 |  |  |  |  | 2019-11-01 |  | 2020-08-30
5594 | 29200000TL | 03483 | EG1002018 | P | 58030062 | 58 | EGTL Spares | Mtce | 66 | 66Z | RING:PACKING BOX | 1/2 IN,316A FMS 20B64 | Valve - Actuator & Positioner: | EA | 1 | 0 | 0 | NO | 4.73 | 734.33 | FISHER | 16A6082X012 |  | 01,22 | 1 | 1BAA | 1BBB |  | FORM 5290 |  |  |  |  | 2012-06-26 | 2025-04-29 |  | -1 | 1
5595 | 29200000TL | 03483 | EG1005016 | P | 58030067 | 58 | EGTL Spares | Mtce | 14 | 14Z | PROBE: VIBRATION PROXIMITY | 420MM X 237MM X 201MM CASE LG | Instruments - Other & Parts : &quot;8MM TIP DIA,5M CABLE LG, DF5 089 A01, 3300 XL 8 MM REVERSE MOUNT PROBES MATERIAL: AISI 304 SST, DF5 089 A01, 3300 XL 8 MM REVERSE MOUNT PROBES MATERIAL: AISI 304 SST&quot; | EA | 14 | 0 | 0 | NO | 643.9 | 99965.48 | DRESSER RAND | E7082882 |  | 22 | 1 | 1AXX |  |  | E7082882 |  |  |  |  | 2012-06-26
5596 | 29200000TL | 03483 | EGC033013 | P | 58030069 | 58 | EGTL Spares | Mtce | 76 | 76A | DEFLECTOR:DIRT | RBR ASTM 3CA715A25 B14-C1 | Pumps-Centrifugal : | EA | 1 | 0 | 0 | NO | 11.0007 | 1707.86 | ITT GOULDS | A00187B02 5121 |  | 00 | 1 | 2CAC |  |  | IM574-4 |  |  |  |  | 2012-06-26
5597 | 29200000TL | 03483 | EGC033013 | P | 58030070 | 58 | EGTL Spares | Mtce | 76 | 76Z | SCREW:IMPELLER,5/8IN DIA | 1-1/4 IN LG,11 UNC,316 SS | Pumps-Other : FOR MODEL 3171 M 3X4-13, TAGS. 171-PX-050 A/B, EQUIPMENT: CENTRIFUGAL PUMP | EA | 1 | 0 | 0 | NO | 125.9919 | 19561.5 | ITT GOULDS | B00055B01 2229 |  | 02,21,22 | 1 | 2CAC |  |  | 442773-2 |  |  |  |  | 2012-06-26
5598 | 29200000TL | 03483 | EGC033018 | P | 58030071 | 58 | EGTL Spares | Mtce | 54 | 54A | SEAL: LABYRINTH | 56 MM SHAFT OD,75 MM WD,21 MM | Gaskets : 316 SS,316 SS ROT ELEMENT,10% FILLED PTFE COMPOUND ELASTOMER, &quot;M&quot; GRPPART. NO. A05502E00, TAGS: 171-PX-050 A/B, EQUIPMENT: CENTRIFUGAL PUMP, &quot;M&quot; GRP | EA | 1 | 0 | 0 | NO | 325.979 | 50611.5 | ITT GOULDS | A05502E000 |  | 01,22 | 1 | 2CAC |  |  | 442773-2 |  |  |  |  | 2012-06-26
5599 | 29200000TL | 03483 | EG1019021 | P | 58030072 | 58 | EGTL Spares | Mtce | 50 | 50Z | WASHER: BEARING LOCK | W08, LOCKWSHR | Bearings & Accessories - All :BRG SKF W-09, PART NO. 8910-0009, DWG. REF. A7325-80C/79C/81C/77C/78C | EA | 2 | 0 | 0 | NO | 7.5004 | 1164.3878 | ITT GOULDS | 8910-0008 |  | 01,22 | 1 | 2CAC |  |  | 442773-2 |  |  |  |  | 2012-06-26 |  | 2013-11-11
5600 | 29200000TL | 03483 | EG5008012 | P | 58060239 | 58 | EGTL Spares | Mtce | 76 | 76Z | COUPLING: METASTREAM | JOHN CRANE METASTREAM COUPLING | JOHN CRANE METASTEAM PART NO/DESCRIPTION TSKS-0075-X078-1800Arrangement of Coupling Product Code TSKS/0075/KA/DC4500 | EA | 1 | 0 | 0 | NO | 4491.83 | 1371803.355 | JOHN CRANE | TSK-0075-X078-1800 |  | 01,22 |  |  | 1CCC |  | DC4879 | ZZ-MJ501-SL-008 |  |  |  | 2014-05-03 |  | 2017-12-18
5601 | 29200000TL | 03483 | EG1042013 | S | 58060254 | 58 | EGTL Spares | Mtce | 56 | 56Z | BOLT: STUD | 1-7/8-8UN X 400L 2STUD NUTS | Fasteners / Hardware : STUD B/2NS : D-03 P-06 U1 7/8-8UN X 400L (SA193-B7/SA194-2H); MD502 | EA | 5 | 0 | 0 | NO | 74.5 | 11564.64 | LAMONS | SA193-B7/SA194-2H |  | 02,22 | [9 empty] | 2014-05-05
5602 | 29200000TL | 03483 | EG1042011 | S | 58060255 | 58 | EGTL Spares | Mtce | 56 | 56Z | BOLT: STUD | 1-7/8-8UN X 400L 2STUD NUTS | Fasteners / Hardware : STUD B/2NS : D-04 P-05 U1 7/8-8UN X 400L (SA193-B7/SA194-2H); MD502 | EA | 5 | 0 | 0 | NO | 74.5 | 11564.64 | LAMONS | SA193-B7/SA194-2H |  | 02,22 | [9 empty] | 2014-05-05
5603 | 29200000TL | 03483 | EG1043006 | S | 58060274 | 58 | EGTL Spares | Mtce | 56 | 56Z | GASKET: SPIRAL WOUND | 304L SS IR 6IN 150LB D-6 | Fasteners / Hardware : GASKET 6&quot; 150#; ASME B.16.20 3-4-600 FG, DWG# 5098-V-006 SHT 2; PMD506A | EA | 1 | 0 | 0 | NO | 237.15 | 36812.79 | AL-IMAN |  |  | 01,22 | [9 empty] | 2014-05-05
5604 | 29200000TL | 03483 | EG1043006 | S | 58060275 | 58 | EGTL Spares | Mtce | 56 | 56Z | GASKET: SPIRAL WOUND | 304L SS IR/OR 6IN 300LB D-6 | Fasteners / Hardware : GASKET 6&quot; 300#; ASME B.16.20 3-4-600 FG, DWG# 5098-V-003 SHT 2; PMD506A | EA | 2 | 0 | 0 | NO | 268.09 | 41615.61 | AL-IMAN |  |  | 01,22 | [9 empty] | 2014-05-05
5605 | 29200000TL | 03483 | EG1043006 | S | 58060287 | 58 | EGTL Spares | Mtce | 56 | 56Z | GASKET: NONSPIRAL WOUND | 150LB RING 316SS 24IN, 4THK | Fasteners / Hardware : GASKET: D-02 P-05 T4 X 24&quot; ASME 150# (NOTE 1) | EA | 2 | 0 | 0 | NO | 440.78 | 68422.28 | LAMONS |  |  | 01,22 | [9 empty] | 2014-05-05
5606 | 29200000TL | 03483 | EG1043006 | S | 58060290 | 58 | EGTL Spares | Mtce | 56 | 56Z | GASKET: SPIRAL WOUND | 316SS IR/OR 24IN 600LB 4.5THK | Fasteners / Hardware : D-3 ASME B.16.20 3-4-600 FG. GASKET: FOR MW2 D-03 P-04 T4.5 X 24&quot; ASME 600# (NOTE 2) | EA | 2 | 0 | 0 | NO | 352.87 | 54776.01 | FLEXITALLLIC |  |  | 01,22 | [9 empty] | 2014-05-05
5607 | 29200000TL | 03483 | EG1043006 | S | 58060291 | 58 | EGTL Spares | Mtce | 56 | 56Z | GASKET: SPIRAL WOUND | 316SS IR/OR 10IN 300LB 4.5THK | Fasteners / Hardware : D-3 ASME B.16.20 3-4-300 FG, GASKET: FOR N4 D-05 P-09 T4.5 X 10&quot; ASME 300# (NOTE 2) | EA | 2 | 0 | 0 | NO | 122.39 | 18998.6 | FLEXITALLLIC |  |  | 01,22 | [9 empty] | 2014-05-05
5608 | 29200000TL | 03483 | EG1043009 | S | 58060293 | 58 | EGTL Spares | Mtce | 56 | 56Z | GASKET: NON SPIRAL WOUND | 316 SS RING FG GRAPHITE COATED | Fasteners / Hardware : 2INCH 150LB 4THK D-3 ASME B.16.20. GASKET: FOR N5 D-03 P-20 T4 X 2&quot; ASME 150# (NOTE 1) | EA | 2 | 0 | 0 | NO | 48.79 | 7573.67 | FLEXITALLLIC |  |  | 01,22 | [9 empty] | 2014-05-05
5609 | 29200000TL | 03483 | EG1043003 | S | 58060301 | 58 | EGTL Spares | Mtce | 54 | 54A | GASKET: SPIRAL WOUND | 300LB, 304SS 3IN, 4.5T | Gaskets : ASME B.16.20, 3-2-600, FG, GASKET 2X300# D-04 150-VD-004 MD507 | EA | 2 | 0 | 0 | NO | 130.05 | 20187.66 | FLEXITALLLIC |  |  | 01,22 | [9 empty] | 2014-05-05
5610 | 29200000TL | 03483 | EG1043004 | S | 58060302 | 58 | EGTL Spares | Mtce | 54 | 54A | GASKET: SPIRAL WOUND | 300LB, 304SS 2IN, 4.5T | Gaskets : ASME B.16.20, 3-2-600, FG. GASKET 3X300# D-05 150-VD-004 MD507 | EA | 1 | 0 | 0 | NO | 89.22 | 13849.62 | FLEXITALLLIC |  |  | 01,22 | [9 empty] | 2014-05-05
5611 | 29200000TL | 03483 | EG1043004 | S | 58060303 | 58 | EGTL Spares | Mtce | 54 | 54A | GASKET: GRAPHITE | NON SPIRAL WOUND | Gaskets : GASKET 2X300# D-04 150-VD-004 MD507 | EA | 2 | 0 | 0 | NO | 48.79 | 7573.67 | FLEXITALLLIC |  |  | 01,22 | [9 empty] | 2014-05-05
5612 | 29200000TL | 03483 | EG1043004 | S | 58060304 | 58 | EGTL Spares | Mtce | 54 | 54A | GASKET: GRAPHITE | NON SPIRAL WOUND | Gaskets : GASKET 6X300# D-05 150-VD-004 MD507 | EA | 2 | 0 | 0 | NO | 53.25 | 8266 | FLEXITALLLIC |  |  | 01,22 | [9 empty] | 2014-05-05
5613 | 29200000TL | 03483 | EG1043001 | S | 58060305 | 58 | EGTL Spares | Mtce | 54 | 54A | GASKET: GRAPHITE | NON SPIRAL WOUND | Gaskets : GASKET 24X300# D-03 150-VD-004 MD507 | EA | 2 | 0 | 0 | NO | 64.16 | 9959.56 | FLEXITALLLIC |  |  | 01,22 | [9 empty] | 2014-05-05
5614 | 29200000TL | 03483 | EG1043012 | S | 58060307 | 58 | EGTL Spares | Mtce | 54 | 54A | GASKET: RJT SOFT IRON | OCTAGONAL 6IN 300LB | Gaskets : STYLE 388 D-5 R23 D, GASKET 6X300# D-05 RJ 150-VD-009 MD507 | EA | 2 | 0 | 0 | NO | 121.37 | 18840.27 | FLEXITALLLIC |  |  | 01,22 | [9 empty] | 2014-05-05
5615 | 29200000TL | 03483 | EG1043003 | S | 58060310 | 58 | EGTL Spares | Mtce | 54 | 54A | GASKET: SPIRAL WOUND | 304 SS IR/OR 2IN 300LB D-6 | Gaskets : ASME B.16.20 3-4-600 FG. GASKET 2X300# D-06 150-VD-013 MD507 | EA | 1 | 0 | 0 | NO | 89.22 | 13849.62 | FLEXITALLLIC |  |  | 01,22 | [9 empty] | 2014-05-05 | 2016-01-29
5616 | 29200000TL | 03483 | EG1043004 | S | 58060312 | 58 | EGTL Spares | Mtce | 54 | 54A | GASKET: GRAPHITE | NON SPIRAL WOUND 2IN 3THK D-05 | Gaskets : GASKET 2X300# D-04 150-VD-031 MD507 | EA | 2 | 0 | 0 | NO | 40.67 | 6313.2 | FLEXITALLLIC |  |  | 01,22 | [9 empty] | 2014-05-05
5617 | 29200000TL | 03483 | EG1043004 | S | 58060313 | 58 | EGTL Spares | Mtce | 54 | 54A | GASKET: GRAPHITE | NON SPIRAL WOUND 2IN 3THK D-05 | Gaskets : GASKET 2X300# D-05 150-VD-031 MD507 | EA | 2 | 0 | 0 | NO | 41.78 | 6485.51 | FLEXITALLLIC |  |  | 01,22 | [9 empty] | 2014-05-05
5618 | 29200000TL | 03483 | EG1043004 | S | 58060315 | 58 | EGTL Spares | Mtce | 54 | 54A | GASKET: SPIRAL WOUND | 304 SS IR/OR 3INCH 300LB D-4 | Gaskets : ASME B.16.20 3-4-600 FG. GASKET D-04 150-VD-0031 MD507 | EA | 2 | 0 | 0 | NO | 198.5 | 30813.16 | FLEXITALLLIC |  |  | 01,22 | [9 empty] | 2014-05-05
5619 | 29200000TL | 03483 | EG1043004 | S | 58060317 | 58 | EGTL Spares | Mtce | 54 | 54A | GASKET: SPIRAL WOUND | 304 SS IR/OR 2INCH 300LB D-3 | Gaskets : ASME B.16.20 3-4-600 FG. GASKET 2X300# D-03 150-VD-036 MD507 | EA | 2 | 0 | 0 | NO | 89.22 | 13849.62 | FLEXITALLLIC |  |  | 01,22 | [9 empty] | 2014-05-05
5620 | 29200000TL | 03483 | EG1043004 | S | 58060322 | 58 | EGTL Spares | Mtce | 54 | 54A | GASKET: SPIRAL WOUND | 304 SS IR/OR 4INCH 150LB D-05 | Gaskets : ASME B.16.20 .GASKET 4X150# D-05 183-VD-002 MD507 | EA | 1 | 0 | 0 | NO | 173.15 | 26878.07 | FLEXITALLLIC |  |  | 01,22 | [9 empty] | 2014-05-05
5621 | 29200000TL | 03483 | EG1043003 | S | 58060323 | 58 | EGTL Spares | Mtce | 54 | 54A | GASKET: SPIRAL WOUND | 3I6 SS IR FG 2INCH 150LB | Gaskets : ASME B.16.20 PN 21. GASKET 2X150# D-05 183-VD-002 MD507 | EA | 2 | 0 | 0 | NO | 48.79 | 7573.67 | FLEXITALLLIC |  |  | 01,22 | [9 empty] | 2014-05-05
5622 | 29200000TL | 03483 | EG1043014 | S | 58060324 | 58 | EGTL Spares | Mtce | 54 | 54A | GASKET: GRAPHITE | NON SPIRAL WOUND 24IN 3THK | Gaskets : GASKET 24X300# D-04 187-VC-001A/B MD507 | EA | 4 | 0 | 0 | NO | 263.81 | 40951.23 | FLEXITALLLIC |  |  | 01,22 | [9 empty] | 2014-05-05
5623 | 29200000TL | 03483 | EG1043002 | S | 58060326 | 58 | EGTL Spares | Mtce | 54 | 54A | GASKET: RJT SOFT IRON | OCTAGONAL 10IN 900LB | Gaskets : STYLE 388 D-5 R23 D, RTJ D-02 150-VD-034 MD507 | EA | 2 | 0 | 0 | NO | 147.26 | 22859.17 | FLEXITALLLIC |  |  | 01,22 | [9 empty] | 2014-05-05
5624 | 29200000TL | 03483 | EG1043004 | S | 58060327 | 58 | EGTL Spares | Mtce | 54 | 54A | GASKET: SPIRAL WOUND | 304 SS IR/OR 6IN 150LB D-5 | Gaskets : ASME B.16.20 3-4-600 FG. GASKET 6X150# D-05 183-VD-002 MD507 | EA | 1 | 0 | 0 | NO | 174.74 | 27124.89 | FLEXITALLLIC |  |  | 01,22 | [9 empty] | 2014-05-05 | 2018-08-28
5625 | 29200000TL | 03483 | EG1043011 | S | 58060332 | 58 | EGTL Spares | Mtce | 56 | 56Z | BOLT: STUD | 1-5/8-8UN X 400L 2STUD NUTS | Fasteners / Hardware : | EA | 5 | 0 | 0 | NO | 48.5 | 7528.66 | LAMONS | SA193-B7/SA194-2H |  | 02,22 | [9 empty] | 2014-05-05
5626 | 29200000TL | 03483 | EG1042012 | S | 58060333 | 58 | EGTL Spares | Mtce | 56 | 56Z | BOLT: STUD | 1-7/8-8UN X 340L 2STUD NUTS | Fasteners / Hardware : | EA | 5 | 0 | 0 | NO | 64 | 9934.72 | LAMONS | SA193-B7/SA194-2H |  | 02,22 | [9 empty] | 2014-05-05
5627 | 29200000TL | 03483 | EG1042009 | S | 58060351 | 58 | EGTL Spares | Mtce | 54 | 54A | GASKET:3/4IN 150lb SPIRAL W | FOR HEATER NO.120-HF-201A | Gaskets : TP304SS/INNER&CS/OUTER RING. | EA | 18 | 0 | 0 | NO | 40.67 | 6313.2 | GARLOCK |  |  | 01,22 | [9 empty] | 2014-05-05 | 2017-03-29
5628 | 29200000TL | 03483 | EG1042014 | S | 58060362 | 58 | EGTL Spares | Mtce | 56 | 56Z | NUT | HEX 4IN M10 CS HDG | Fasteners / Hardware : SHIP LOOSET FOR TAIL GAS MANIFOLD, FOR HEATER 120-HF-101A&quot; | EA | 52 | 0 | 0 | NO | 1.11 | 172.31 |  |  |  | 01,21,22 |  |  | 2CBC | [6 empty] | 2014-05-05
5629 | 29200000TL | 03483 | EGC026013 | P | 58060461 | 58 | EGTL Spares | Mtce | 54 | 54A | SWITCH | DETECTOR ELEMENT | WEAMCO INC. / MAG - TEK M6 DETECTOR SWITCH ELEMENT W/SPRING & O-RING | EA | 4 | 0 | 0 | NO | 578.5 | 177263.97 | DANIEL MEASUREMENT & CONT |  |  | 01,10 |  |  | 1BBB |  |  | EGTL ZZ ITEMS |  |  |  | 2019-07-30 |  | 2019-09-23
5630 | 29200000TL | 03483 | EG1057014 | P | 58060507 | 58 | EGTL Spares | Mtce | 76 | 76Z | PUMP | CHEMICAL DOSING | *OBS* Pumps - Parts : PUMP NEW PART NUMBER MRA11D245XAPPNSNNY REPLACED OLD PART NUMBER RH11-243XSESEM1NN. | EA | 2 | 0 | 0 | NO | 4000 | 1225840 | MILTON ROY | MRA11D245XAPPNSNNY |  | 00 |  |  | 2BAB |  |  | EGTL ZZ ITEMS |  |  |  | 2016-04-08 | 2019-02-05 | 2019-03-05
5631 | 29200000TL | 03483 | EG1057014 | P | 58060509 | 58 | EGTL Spares | Mtce | 76 | 76Z | PUMP | CHEMICAL DOSING | *OBS* Pumps - Parts : NEW PART NUMBER MRB11R255XAVPPNNNNY REPLACED OLD PART NUMBGER RB11-253XSESEALNN. | EA | 1 | 0 | 0 | NO | 5198.04 | 1585402.2 | MILTON ROY | RB11R255XAPPNNNNY |  | 00 |  |  | 2BAB |  |  | EGTL ZZ ITEMS |  |  |  | 2016-04-08 |  | 2016-10-02
5632 | 29200000TL | 03483 | EG1057015 | P | 58060510 | 58 | EGTL Spares | Mtce | 76 | 76Z | PUMP | CHEMICAL DOSING | MILTON ROY CHEMICAL DOSING PUMP PART NUMBER RA17-07773XSESEM1NB IS OBSOLETE WITH REPLACEMENT PART NUMBER RA17-D777XAPPNSNYY. | EA | 1 | 0 | 1 | NO | 5681.65 | 1741141.6425 | MILTON ROY | RA17-D777XAPPNSNYY |  | 00 |  |  | 2BAB |  |  | EGTL ZZ ITEMS |  |  |  | 2018-09-29
5633 | 29200000TL | 03483 | EGC026006 | P | 58060743 | 58 | EGTL Spares | Mtce | 56 | 56Z | BOLTS:HEX,MECHANICAL | FOR HOT CONDENSATE COOLER | HEX.B/N/2PW M16X50L BS3692 GR8.8 (SPARE); PMC413 | EA | 10 | 5 | 10 | NO | 0 | 0 | KOREA HEAT EXCHANGER IND. |  |  | 02 | [5 empty] | EGTL ZZ ITEMS |  |  |  | 2018-09-29
5634 | 29200000TL | 03483 | EGC045031 | P | 58060761 | 58 | EGTL Spares | Mtce | 56 | 56Z | BOLTS: THREADED W/HEX. HEAD | SIZE: M20 X 55 LG | HEX.B/N/2PW/SW BS3692 GR8.8 (SPARE); PMC413, http://www.hydroboltgroup.com/ | EA | 12 | 0 | 0 | NO | 22 | 6737.94 | KOREA HEAT EXCHANGER IND. |  |  | 02 |  |  | 1ABA |  |  | EGTL ZZ ITEMS |  |  |  | 2018-07-13 |  | 2018-08-31
5635 | 29200000TL | 03483 | EG1060013 | P | 58060866 | 58 | EGTL Spares | Mtce | 54 | 54A | KIT | REPAIR MECHANICAL SEAL | Seals : CARTRIDGE, BALANCED, DUAL BELLOWS ARRANGEMENT, CARBON, SILICON CARBIDE ROT FACE,316 STAINLESS STEEL HARDWARE, FLEXIBLE GRAPHITE GASKET. | EA | 1 | 0 | 0 | NO | 66435.565 | 13014449.42 | JOHN CRANE | 0660/604/--/GC5958 |  | 01,02 | 1 |  | 1BBB |  |  | 73801 |  |  | BNL3935 | 2014-11-09 | 2022-02-09 | 2015-02-13
5636 | 29200000TL | 03483 | EG1041007 | S | 58060870 | 58 | EGTL Spares | Mtce | 54 | 54A | GASKET: SPIRAL WOUND 3/4 IN | 600LB 304FG/B16 | Gaskets : GRAPHITE INNER RING 304 FG/B16.20 CARBON STEEL. | EA | 4 | 0 | 0 | NO | 0 | 0 | FLEXITALLIC | 3/4 600LB 304FG/B16 SPW |  | 01 | 1 |  |  |  |  | 74152 |  |  |  | 2014-11-30
5637 | 29200000TL | 03483 | GTA007CON | P | 58060873 | 58 | EGTL Spares | Mtce | 53 | 53A | FLANGE: WELDNECK 12 IN | RAISED FACE; CLASS 150 | SCHEDULE 20 BORE; CARBON STEEL ; | EA | 10 | 6 | 10 | YES | 77.587 | 23679.5527 | MASSFLANGE USA |  |  | 02 | [9 empty] | 2017-09-09
5638 | 29200000TL | 03483 | GTA002CON | P | 58060893 | 58 | EGTL Spares | Mtce | 53 | 53A | FLANGE | WELDNECK 10 IN | CL 300; SCH 30; CARBON STEEL | EA | 1 | 0 | 1 | NO | 63.6333 | 19420.87 |  |  |  | 02 |  |  | 2CBC | [6 empty] | 2017-09-09
5639 | 29200000TL | 03483 | EGC045025 | P | 58061239 | 58 | EGTL Spares | Mtce | 56 | 56Z | BOLT: STUD, 7/8 IN X 70MM LG | WITH TWO HEAVY HEX NUTS | Fasteners / Hardware : ASSEMBLED; ALLOY STEEL ASTM A193 GRADE B7 ASTM A194 GRADE 2H | EA | 2 | 0 | 0 | NO | 0.85 | 168.385 | LAMONS |  |  | 02 | 1 | 2BAC | [7 empty] | 2015-03-29
5640 | 29200000TL | 03483 | EGC045016 | P | 58061252 | 58 | EGTL Spares | Mtce | 56 | 56Z | BOLT: STUD, 7/8 IN X 185MM LG | WITH TWO HEAVY HEX NUTS | Fasteners / Hardware : ASSEMBLED; ALLOY STEEL ASTM A193 GRADE B7 ASTM A194 GRADE 2H | EA | 2 | 50 | 100 | NO | 1.462 | 289.6222 | LAMONS |  |  | 02 | 1 | 2BAC | [7 empty] | 2015-03-29
5641 | 29200000TL | 03483 | EGC045016 | P | 58061253 | 58 | EGTL Spares | Mtce | 56 | 56Z | BOLT: STUD, 7/8 IN X 205MM LG | WITH TWO HEAVY HEX NUTS | Fasteners / Hardware : ASSEMBLED; ALLOY STEEL ASTM A193 GRADE B7 ASTM A194 GRADE 2H | EA | 1 | 50 | 100 | NO | 1.4195 | 281.203 | LAMONS |  |  | 02 | 1 | 2BAC | [7 empty] | 2015-03-29
5642 | 29200000TL | 03483 | EGC045016 | P | 58061256 | 58 | EGTL Spares | Mtce | 56 | 56Z | BOLT: STUD, 7/8 IN X 235MM LG | WITH TWO HEAVY HEX NUTS | Fasteners / Hardware : ASSEMBLED; ALLOY STEEL ASTM A193 GRADE B7 ASTM A194 GRADE 2H | EA | 3 | 0 | 0 | NO | 2.21 | 437.801 | LAMONS |  |  | 02 | 1 | 2BAC | [7 empty] | 2015-03-29
5643 | 29200000TL | 03483 | EGC045016 | P | 58061258 | 58 | EGTL Spares | Mtce | 56 | 56Z | BOLT: STUD, 1 IN X 145MM LG | WITH TWO HEAVY HEX NUTS | Fasteners / Hardware : ASSEMBLED; ALLOY STEEL ASTM A193 GRADE B7 ASTM A194 GRADE 2H | EA | 4 | 0 | 0 | NO | 1.666 | 330.0346 | LAMONS |  |  | 02 | 1 | 2BAC | [7 empty] | 2015-03-29
5644 | 29200000TL | 03483 | EGC044002 | P | 58061266 | 58 | EGTL Spares | Mtce | 56 | 56Z | BOLT: STUD, 1 IN X 180MM LG | WITH TWO HEAVY HEX NUTS | Fasteners / Hardware : ASSEMBLED; ALLOY STEEL ASTM A193 GRADE B7 ASTM A194 GRADE 2H | EA | 4 | 0 | 0 | NO | 1.4552 | 288.2751 | LAMONS |  |  | 02 | 1 | 2BAC | [7 empty] | 2015-03-29
5645 | 29200000TL | 03483 | EGC044002 | P | 58061273 | 58 | EGTL Spares | Mtce | 56 | 56Z | BOLT: STUD, 1 IN X 210MM LG | WITH TWO HEAVY HEX NUTS | Fasteners / Hardware : ASSEMBLED; ALLOY STEEL ASTM A193 GRADE B7 ASTM A194 GRADE 2H | EA | 4 | 50 | 100 | NO | 1.7765 | 351.9247 | LAMONS |  |  | 02 | 1 | 2BAC | [7 empty] | 2015-03-29
5646 | 29200000TL | 03483 | EGC044002 | P | 58061274 | 58 | EGTL Spares | Mtce | 56 | 56Z | BOLT: STUD, 1 IN X 215MM LG | WITH TWO HEAVY HEX NUTS | Fasteners / Hardware : ASSEMBLED; ALLOY STEEL ASTM A193 GRADE B7 ASTM A194 GRADE 2H | EA | 1 | 50 | 100 | NO | 1.802 | 356.9762 | LAMONS |  |  | 02 | 1 | 2BAC | [7 empty] | 2015-03-29
5647 | 29200000TL | 03483 | EGC044017 | P | 58061309 | 58 | EGTL Spares | Mtce | 56 | 56Z | BOLT: STUD, 3/4IN X 90MM LG | WITH TWO HEAVY HEX NUTS | Fasteners / Hardware : ASSEMBLED; ALLOY STEEL ASTM A320 GRADE L7 ASTM A194 GRADE 7 | EA | 3 | 0 | 0 | NO | 1.1305 | 223.9521 | LAMONS |  |  | 02 | 1 | 2BAC | [7 empty] | 2015-03-29
5648 | 29200000TL | 03483 | EGC045017 | P | 58061310 | 58 | EGTL Spares | Mtce | 56 | 56Z | BOLT: STUD, 3/4IN X 95MM LG | WITH TWO HEAVY HEX NUTS | Fasteners / Hardware : ASSEMBLED; ALLOY STEEL ASTM A320 GRADE L7 ASTM A194 GRADE 7 | EA | 15 | 0 | 0 | NO | 1.1475 | 227.3198 | LAMONS |  |  | 02 | 1 | 2BAC | [7 empty] | 2015-03-29
5649 | 29200000TL | 03483 | EGC044003 | P | 58061313 | 58 | EGTL Spares | Mtce | 56 | 56Z | BOLT: STUD, 3/4IN X 130MM LG | WITH TWO HEAVY HEX NUTS | Fasteners / Hardware : ASSEMBLED; ALLOY STEEL ASTM A320 GRADE L7 ASTM A194 GRADE 7 | EA | 1 | 50 | 100 | NO | 1.2665 | 250.8937 | LAMONS |  |  | 02 | 1 | 2BAC | [7 empty] | 2015-03-29
5650 | 29200000TL | 03483 | EGC044017 | P | 58061319 | 58 | EGTL Spares | Mtce | 56 | 56Z | BOLT: STUD, 5/8 IN X 70MM LG. | WITH TWO HEAVY HEX NUTS | Fasteners / Hardware : ASSEMBLED; ALLOY STEEL ASTM A193 GRADE B16 ASTM A194 GRADE 4 | EA | 16 | 0 | 0 | NO | 3.536 | 700.4816 | LAMONS |  |  | 02 | 1 | 2BAC | [7 empty] | 2015-03-29
5651 | 29200000TL | 03483 | EGC044003 | P | 58061329 | 58 | EGTL Spares | Mtce | 56 | 56Z | BOLT: STUD, 1-1/4IN X 225MM LG | WITH TWO HEAVY HEX NUTS | Fasteners / Hardware : ASSEMBLED; ALLOY STEEL ASTM A193 GRADE B7 ASTM A194 GRADE 2H | EA | 2 | 50 | 100 | NO | 5.0745 | 1005.2585 | LAMONS |  |  | 02 | 1 | 2BAC | [7 empty] | 2015-03-29
5652 | 29200000TL | 03483 | EGC024030 | P | 58061365 | 58 | EGTL Spares | Mtce | 54 | 54A | GASKET: SPIRAL WOUND, 10 IN | ASME B16.20; CLASS 600 | OXY SERVICE, MONEL 400 WINDING; VERMICULITE FILLER; MONEL 400 INNER RING; CARBON STEEL OUTER RING | EA | 6 | 3 | 6 | NO | 86.7381 | 26482.01 | LAMONS GASKET |  |  | 01,02 | 1 | 2BAC | [7 empty] | 2018-08-04
5653 | 29200000TL | 03483 | EGC010011 | P | 58061401 | 58 | EGTL Spares | Mtce | 54 | 54A | GASKET: SPIRAL WOUND, 1/2 IN | ASME B16.20; CLASS 300 | STAINLESS STEEL WINDING; GRAPHITE FILLER; TYPE 304 STAINLESS STEEL INNER RING; TYPE 304 STAINLESS STEEL OUTER RING | EA | 28 | 7 | 28 | NO | 3.2389 | 988.519 | LAMONS GASKET COMPANY |  |  | 01,02 | 1 | 2BAC | [7 empty] | 2017-09-24
5654 | 29200000TL | 03483 | EGC023005 | P | 58061402 | 58 | EGTL Spares | Mtce | 54 | 54A | GASKET: SPIRAL WOUND, 2-12IN | ASME B16.20; CLASS 300 | STAINLESS STEEL WINDING; GRAPHITE FILLER; TYPE 304 STAINLESS STEEL INNER RING; CARBON STEEL OUTER RING | EA | 27 | 0 | 0 | NO | 3.7517 | 1145.018 | LAMONS GASKET COMPANY |  |  | 01,02 | 1 | 2BAC | [7 empty] | 2017-09-24 | 2021-11-15
5655 | 29200000TL | 03483 | EGC026019 | P | 58061405 | 58 | EGTL Spares | Mtce | 54 | 54A | GASKET: SPIRAL WOUND, 1 IN | ASME B16.20; CLASS 300 | STAINLESS STEEL WINDING; GRAPHITE FILLER; TYPE 304 STAINLESS STEEL INNER RING; CARBON STEEL OUTER RING | EA | 16 | 0 | 0 | NO | 0 | 0 | LAMONS GASKET COMPANY |  |  | 01,02 | 1 | 2BAC | [7 empty] | 2018-09-29 | 2023-06-04 | [5 empty] | -4 | 1
5656 | 29200000TL | 03483 | EGC025019 | P | 58061415 | 58 | EGTL Spares | Mtce | 54 | 54A | GASKET: SPIRAL WOUND, 3/4 IN | ASME B16.20; CLASS 300 | STAINLESS STEEL WINDING; GRAPHITE FILLER; TYPE 304 STAINLESS STEEL INNER RING; CARBON STEEL OUTER RING | EA | 5 | 10 | 20 | NO | 1.8192 | 556.661 | LAMONS GASKET COMPANY |  |  | 01,02 | 1 | 2BAC | [7 empty] | 2018-11-02 | 2023-03-14 | [5 empty] | -11 | 2
5657 | 29200000TL | 03483 | EGC017027 | P | 58061416 | 58 | EGTL Spares | Mtce | 54 | 54A | GASKET: SPIRAL WOUND, 4 IN | ASME B16.20; CLASS 300 | STAINLESS STEEL WINDING; GRAPHITE FILLER; TYPE 304 STAINLESS STEEL INNER RING; CARBON STEEL OUTER RING | EA | 26 | 20 | 30 | NO | 0 | 0 | LAMONS GASKET COMPANY |  |  | 01,02 | 1 | 2BAC | [7 empty] | 2018-11-12 | 2023-06-10 | [5 empty] | -4 | 1
5658 | 29200000TL | 03483 | EGC010004 | P | 58061423 | 58 | EGTL Spares | Mtce | 54 | 54A | GASKET: SPIRAL WOUND, 6 IN | ASME B16.20; CLASS 600 | Gaskets : STAINLESS STEEL WINDING; GRAPHITE FILLER; TYPE 304 STAINLESS STEEL INNER RING; CARBON STEEL OUTER RING | EA | 12 | 0 | 0 | NO | 68.7762 | 13514.5318 | LAMONS/FLEXITALLIC GASKET |  |  | 01,02 | 1 | 2BAC | [7 empty] | 2016-01-22 | 2025-06-10 | 2016-02-26 | -26 | 5
5659 | 29200000TL | 03483 | EGC044020 | P | 58061594 | 58 | EGTL Spares | Mtce | 56 | 56Z | BOLT:STUD,1-1/2 IN X 260MM LG | WITH TWO HEAVY HEX NUTS | ASSEMBLED, ALLOY STEEL ASTM A193 GRADE B7 ASTM A194 GRADE 2H | EA | 4 | 0 | 0 | NO | 87.99 | 26955.7365 | BEA S.R.L. |  |  | 02 |  |  | 2BAB | [6 empty] | 2018-07-29 |  | 2018-09-21
5660 | 29200000TL | 03483 | EGC042014 | P | 58061614 | 58 | EGTL Spares | Mtce | 56 | 56Z | BOLT:STUD,1-1/4 IN X 175MM LG | WITH TWO HEAVY HEX NUTS | ASSEMBLED, ALLOY STEEL ASTM A193 GRADE B7 ASTM A194 GRADE 2H | EA | 10 | 0 | 0 | NO | 0 | 0 | BEA S.R.L. |  |  | 02 |  |  | 2BAB | [6 empty] | 2018-11-11
5661 | 29200000TL | 03483 | EGC045033 | P | 58061663 | 58 | EGTL Spares | Mtce | 56 | 56Z | BOLT:STUD,1-3/8 IN X 245MM LG | WITHOUT NUTS | ASSEMBLED, ALLOY STEEL, ASTM A193 GRADE B7, ASTM A194 GRADE 2H | EA | 3 | 4 | 8 | NO | 0 | 0 | AALL AMERICAN FASTENERS. |  |  | 02 |  |  | 2BAB | [6 empty] | 2018-11-07 | 2019-06-06
5662 | 29200000TL | 03483 | EGC045034 | P | 58062023 | 58 | EGTL Spares | Mtce | 56 | 56Z | BOLT: STUD, 1 IN X 150MM LG. | WITH TWO HEAVY HEX NUTS | ASTM A194 GR2H. | EA | 12 | 0 | 0 | NO | 0 | 0 | LAMONS |  |  | 02 |  |  | 2BAB | [6 empty] | 2018-11-11 | 2019-08-22
5663 | 29200000TL | 03483 | EGC046012 | P | 58062071 | 58 | EGTL Spares | Mtce | 53 | 53Z | FERRULES: SS BACK 3/4 IN | STAINLESS STEEL | BACK FERRULE FOR 3/4 IN. SWAGELOK TUBE FITTING | EA | 40 | 0 | 0 | NO | 0 | 0 | SWAGELOK | SS-1214-1 |  | 00 |  |  | 1BBB | [6 empty] | 2019-02-04
5664 | 29200000TL | 03483 | EGC025019 | P | 58062101 | 58 | EGTL Spares | Mtce | 53 | 53Z | PLUG: MINI HEX, 1/4 IN | SWAGELOK | VENTABLE MINI-HEX PLUG, THRD, 316SS, ASTM A-276 (A7-525-C0) A7-525-C0 | EA | 60 | 0 | 0 | NO | 0 | 0 | SWAGELOK | A7-525-CO |  | 02 |  |  | 1BBB | [6 empty] | 2018-11-02
5665 | 29200000TL | 03483 | EGC046018 | P | 58062193 | 58 | EGTL Spares | Mtce | 53 | 53Z | BUSHING: RED, SS-32-RB-16 | SWAGELOK | RED. BUSHING; 2" MNPT X 1" FNPT | EA | 3 | 0 | 0 | NO | 0 | 0 | SWAGELOK | SS-32-RB-16 |  | 01 |  |  | 1BBB | [6 empty] | 2018-05-10
5666 | 29200000TL | 03483 | EGC046013 | P | 58062222 | 58 | EGTL Spares | Mtce | 53 | 53Z | TEE: SS-8-10K | SWAGELOK | 1/2" TEE 10000 PSI | EA | 3 | 2 | 3 | NO | 281.19 | 86142.5565 | SWAGELOK | SS-8-T-10K |  | 02,22 |  |  | 1BBB | [6 empty] | 2018-08-09 |  | 2018-09-07
5667 | 29200000TL | 03483 | EGC034003 | P | 58062248 | 58 | EGTL Spares | Mtce | 53 | 53Z | VALVE | NEEDLE, HN29 | 1/4 IN MNPT X FNPT STRAIGHT PATTERN NEEDLE VALVE 316SS 6000# PART# M25S/NA | EA | 5 | 3 | 5 | NO | 0 | 0 | SWAGELOK | ZZ-INV-HN29 |  | 02 |  |  | 1BBB | [6 empty] | 2018-09-21
5668 | 29200000TL | 03483 | EGC044012 | P | 58062441 | 58 | EGTL Spares | Mtce | 56 | 56Z | BOLT: MACHINE HEAVY HEX HEAD | 1 IN X 210MM LONG | WITH TWO WASHERS W/HEAVY HEX NUT;_; ASSEMBLED; CARBON STEEL ASTM A307 GRADE B ASTM A563 GRADE A | EA | 3 | 2 | 3 | NO | 51.75 | 15858.7875 | BEA S.R.L. |  |  | 02 |  | 2BAC | 2BBB | [6 empty] | 2018-07-29 |  | 2018-09-07
5669 | 29200000TL | 03483 | EG1053035 | P | 58062477 | 58 | EGTL Spares | Mtce | 54 | 54A | GASKET:HEAT EXCHANGER | TYPE:KAMMPROFILE GMGC STYLE:ZG | Gaskets : MATL:S/S 304 ID:18.8750 IN OD:23.5000 THCK:0.125 IN RIB WIDTH:0.3750 IN RADII:NONE APPLICATION:EGTL, OIL COOLER, 135-ES-001A/ FLEXITALLIC KAMMPROFILE GMGC FOR 18" X 300# FLANGE "ZG"STYLE S/S 304 RING, .125" THK. PASS BAR. GRAPHITE FILLER. | EA | 4 | 0 | 0 | NO | 389.27 | 76487.6623 | FLEXITALLIC |  |  | 01,14 | [9 empty] | 2015-11-24 |  | 2015-09-23
5670 | 29200000TL | 03483 | EG1051029 | P | 58062478 | 58 | EGTL Spares | Mtce | 54 | 54A | GASKET:HEAT EXCHANGER | TYPE:KAMMPROFILE GMGC STYLE:ZG | Gaskets : MATL:S/S 304 ID:18.8750 IN OD:23.5000 IN THCK:0.125 IN RIB WIDTH:NONE RADII:NONE APPLICATION:EGTL OIL COOLER 135-ES-001A/B FLEXITALLIC KAMMPROFILE GMGC FOR 18" X 300# FLANGE "ZG"STYLE S/S 304 RING, .125" THK. NO PASS BAR. GRAPHITE FILLER | EA | 2 | 1 | 2 | NO | 389.27 | 76487.6623 | FLEXITALLLIC |  |  | 01,14 | [9 empty] | 2015-11-24 |  | 2015-09-23
5671 | 29200000TL | 03483 | EG1051067 | P | 58062482 | 58 | EGTL Spares | Mtce | 54 | 54A | GASKET:HEAT EXCHANGER | TYPE:KAMMPROFILE GMGC STYLE:ZG | Gaskets : MATL:S/S 304 ID:55 IN OD:58 1/2 IN THCK:0.125 IN RIB WIDTH:3/8 IN RADII:3/8 IN APPLICATION:EGTL, CONDERSER, 135-ES-020 FLEXITALLIC KAMMPROFILE, GMGC- OD = 57 1/4" ID = 55" : RING OD = 58 1/2" 'ZG' STYLE, S/S 304 RING, .125" THK. PASS BAR, GR | EA | 1 | 0 | 1 | NO | 823.91 | 161890.0759 | FLEXITALLIC |  |  | 01,14 | [9 empty] | 2015-11-24 |  | 2015-09-23
5672 | 29200000TL | 03483 | EG1051067 | P | 58062484 | 58 | EGTL Spares | Mtce | 54 | 54A | GASKET:HEAT EXCHANGER | TYPE:KAMMPROFILE GMGC STYLE:ZG | Gaskets : MATL:S/S 304 ID:55 IN OD:58 IN THCK:0.125 IN RIB WIDTH:NONE RADII:NONE APPLICATION:MYCON CHEMICAL, 135-ES-020 FLEXITALLIC KAMMPROFILE, GMGC- OD = 57 1/4" ID = 55" : RING OD = 58 1/2" 'ZG' STYLE, S/S 304 RING, .125" THK. NO PASS BAR, GRAPHITE F | EA | 1 | 0 | 0 | NO | 823.91 | 161890.0759 | FLEXITALLIC |  |  | 01,14 |  |  | 1AAC | [6 empty] | 2015-11-24 |  | 2015-09-23
5673 | 29200000TL | 03483 | EGC007018 | P | 58062635 | 58 | EGTL Spares | Mtce | 63 | 63Z | STRAINER: 10 IN | RAISED FACE | TEMPORARY STRAINER OPEN AREA 304/304L STAINELESS STEEL) | EA | 1 | 0 | 0 | NO | 0 | 0 | EATON HYDRAULICS LLC |  |  | 00 | [9 empty] | 2017-12-08
5674 | 292000TLDE | 03483 | EG1014005 | P | 58063163 | 58 | EGTL Spares | Mtce | 14 | 14H | VALVE: CONTROL |  | 38B2671X012; C-SEAL/BORE SEAL;11 PORT;N07718 HT 19B5 ; 120-PXV-1098,ZZ-120-PXV-1098-SEAL | EA | 2 | 0 | 0 | YES | 9827.2897 | 14184218.62 | FISHER CONTROLS LLC | 38B2671X012 |  |  | 1 | 2BAC | [5 empty] | 38B2671X012 |  | 2025-03-16 |  |  | 2 | 1
5675 | 292000TLDE | 03483 | EGC002015 | P | 58063206 | 58 | EGTL Spares | Mtce | 14 | 14H | TRANSMITTER: PRESSURE |  | MODEL # 3051CG3F02A1AS5K5M5Q4Q8,177-PT-0002 | EA | 2 | 0 | 0 | NO | 0 | 0 |  | 3051CG3F02A1AS5K5M5Q4Q8 |  |  | 1 | 2BAC | [5 empty] | 3051CG3F02A1AS5K5M5Q4Q8 |  | 2025-01-01 |  |  | 2 | 1
5676 | 29200000TL | 03483 | EGC027007 | P | 58063503 | 58 | EGTL Spares | Mtce | 14 | 14H | BREAKER | CUTLER HAMMER 30 AMPS | CUTLER HAMMER 30 AMPS 3POLE 600 VAC 250VDC CIRCUIT BREAKER, | EA | 1 | 0 | 1 | NO | 0 | 0 |  |  |  | 00 | 1 | 2BAC | 2CBC | [6 empty] | 2018-01-27
5677 | 29200000TL | 03483 | EGC034003 | P | 58064119 | 58 | EGTL Spares | Mtce | 66 | 66P | VALVE: BLOCK & BLEED | PR21140889 | BLOCK AND BLEED VALVE MANUFACTURER; PGI INTERNATIONAL; P/N-V-690SCT-P9XLQA Code 02, 04, 05, 07, 23, 27. | EA | 4 | 0 | 0 | NO | 0 | 0 |  |  |  | 00 | 1 | 2BAC | [7 empty] | 2018-09-21
5678 | 29200000TL | 03483 | EGC027030 | P | 58064163 | 58 | EGTL Spares | Mtce | 67 | 67B | ELECTROROD | WELDING | WELDING/ELECTROROD ROD 3.2MM X 350MM; S-316L-16N; 76PCS PER PACK | EA | 5 | 5 | 10 | NO | 0 | 0 | KJELLBERG GERMANY |  |  | 00 | 1 | 2BAC | 1CCC | [6 empty] | 2018-01-27 | 2025-09-12 |  | -2 | 1
5679 | 29200000TL | 03483 | EGC027023 | P | 58064369 | 58 | EGTL Spares | Mtce | 54 | 54A | BOX | JUNCTION TYPE F | SMALL J.B NO TAG-DESCRIPTION 3.2.3 TYPE F, ART 7503003162 | EA | 8 | 0 | 0 | NO | 0 | 0 |  |  |  | 00 | 1 | 2BAC | 1BBB | [6 empty] | 2018-05-10 | 2019-11-10
5680 | 29200000TL | 03483 | EG1021014 | P | 58064546 | 58 | EGTL Spares | Mtce | 54 | 54A | GASKET: 2 IN | PN50/CL300, 4.5 MM THK | GASKET: 2 INPN50/CL300, 4.5 MM THK(3.0 MM COMPRESSED), CGI S.STL/FLEXICARB, SPIRAL WOUND TO AP SPEC 4WPI-MW GWFADGAAAADDAEADFLEXITALLIC316 INNER RING AND 316 OUTER RINGQA Code 01A | EA | 30 | 0 | 0 | NO | 0 | 0 | FLEXITALLIC |  |  | 01A |  |  | 2BBB | [6 empty] | 2019-02-15 | 2025-07-05 |  | -10 | 1 |  |  | -4 | 1
5681 | 29300000TL | 03483 | EGC023028 | P | 58064548 | 58 | EGTL Spares | Mtce | 54 | 54A | GASKET: SPIRAL WOUND STYLE CGI | 3IN / PN50 / CL300, 4.5 MM THK | (3.0 MM COMPRESSED), CGI S.STL/FLEXICARB, SPIRAL WOUND TO AP SPEC 4WPI-MW GWFADGAAAADDAEAD | EA | 20 | 16 | 24 | YES | 15.98 | 6645.0432 | FLEXITALLIC | LSI030031033 |  | 01A,02,22 |  |  | 1BBB |  |  |  |  | STYLE CGI |  | 2019-11-01 | 2025-07-06 | 2022-03-16 | -4 | 2
5682 | 29200000TL | 03483 | EG1029013 | S | 58064549 | 58 | EGTL Spares | Mtce | 54 | 54A | GASKET: 3/4 IN ASME B16.20 | PN50/CL300, 4.5 MM THK | FLEXITALLIC STYLE ?CGI? SPIRAL WOUND GASKET (3.0 MM COMPRESSED), CGI S.STL/FLEXICARB, WINDING MATERIALS 316L/FLEXICARB (FG) SPIRAL WOUND TO AP SPEC 4WPI-MW GWFADGAAAADDAEADhttp://flexitallic.com/uploads/files/broSpiralWound.pdf.QA Code 01A. | EA | 1 | 0 | 0 | NO | 0.6386 | 195 | FLEXITALLIC GASKET |  |  | 01A |  |  | 1BBB |  |  |  |  | CGI |  | 2017-10-08 | 2019-09-03
5683 | 29200000TL | 03483 | EG1028004 | S | 58064551 | 58 | EGTL Spares | Mtce | 54 | 54A | GASKET: 6 IN | PN50/CL300, 4.5 MM THK | (3.0 MM COMPRESSED), CGI S.STL/FLEXICARB, SPIRAL WOUND TO AP SPEC 4WPI-MW GWFADGAAAADDAEADQA Code 01A | EA | 40 | 0 | 0 | NO | 0 | 0 | FLEXITALLIC |  |  | 01A |  |  | 2BBB | [6 empty] | 2019-02-15 | 2019-06-24
5684 | 29200000TL | 03483 | EGC022008 | P | 58064555 | 58 | EGTL Spares | Mtce | 54 | 54A | GASKET: 2 IN | PN110/CL600, 4.5 MM THK | (3.0 MM COMPRESSED), CGI S. STL / FLEXICARB, SPIRAL WND TO AP SPEC 4WPI-MWFG04 GWFADGAAAAFDAEADQA Code 01A. | EA | 42 | 0 | 0 | NO | 0 | 0 | FLEXITALLIC |  |  | 01A | [9 empty] | 2019-02-04
5685 | 29200000TL | 03483 | EGC026006 | P | 58064560 | 58 | EGTL Spares | Mtce | 54 | 54A | GASKET: SPIRAL WOUND FLEXICARB | PN150/CL900,4 IN X 4.5 MM THK | (3.0 MM COMPRESSED), CGI S. STL / FLEXICARB, SPIRAL WND TO AP SPEC 4WPI-MWFG04 GWFADGAAAAGDAEADQA Code 01A. | EA | 9 | 6 | 16 | NO | 0 | 0 | FLEXITALLIC |  |  | 01A |  | 2BBB | 1CCC |  |  |  |  | CGI |  | 2018-03-08
5686 | 29200000TL | 03483 | EG1052011 | P | 58064565 | 58 | EGTL Spares | Mtce | 54 | 54A | GASKET: 20 IN FLAT FACE | PN20/CL150, 1.5MM THICK, | FLAT, SIGMA 511 TO AP SPEC 4WPI-MWFG07 GWFAGGABAABDABAAGASKET: 20 IN FLAT FACE, PN20/CL150, 1.5MM THICK,QA Code 01A | EA | 30 | 15 | 30 | NO | 47.104 | 14383.2 | FLEXITALLIC GASKET | PN20/CL150, 1.5MM THICK |  | 01A |  |  | 1BBB |  |  |  |  | SIGMA 511 |  | 2017-10-10
5687 | 29200000TL | 03483 | EGC019016 | P | 58064567 | 58 | EGTL Spares | Mtce | 54 | 54A | GASKET: 3 IN FLAT FACE | PN20/CL150, 1.5MM THICK, | FLAT, SIGMA 511 TO AP SPEC 4WPI-MWFG07 GWFAGGABAABDABAAQA Code 01A | EA | 5 | 10 | 20 | NO | 0 | 0 | FLEXITALLIC |  |  | 01A | [9 empty] | 2019-02-04 | 2025-06-03 |  | -1 | 1
5688 | 29200000TL | 03483 | EG1039010 | P | 58064571 | 58 | EGTL Spares | Mtce | 54 | 54A | GASKET: 6 IN FLAT FACE | PN20/CL150, 1.5MM THICK, | FLAT, SIGMA 511 TO AP SPEC 4WPI-MWFG07 GWFAGGABAABDABAAPN20/CL150, 1.5MM THICK, SIGMA 511QA Code 01A | EA | 28 | 0 | 0 | NO | 18.7624 | 5729.1 | FLEXITALLIC | PN20/CL150, 1.5MM THICK |  | 01A | [7 empty] | SIGMA 511 |  | 2017-10-10 | 2024-06-12 |  |  |  | -2 | 1
5689 | 29200000TL | 03483 | EG1039010 | S | 58064572 | 58 | EGTL Spares | Mtce | 54 | 54A | GASKET: 8 IN FLAT FACE | PN20/CL150, 1.5MM THICK, | FLEXITALLIC GASKET SIGMA 511 IS A HIGH PERFORMANCE BIAXIALLY ORIENTATED SHEET SEALING MATERIAL CONTAINING PTFE WITH SILICA FILLER COLOUR PINK; FLAT, SIGMA 511 TO AP SPEC 4WPI-MWFG07 GWFAGGABAABDABAAQA Code 01A | EA | 40 | 0 | 0 | NO | 11.4886 | 3508.05 | FLEXITALLIC |  |  | 01A | [9 empty] | 2017-10-10
5690 | 29200000TL | 03483 | EGC019002 | P | 58064573 | 58 | EGTL Spares | Mtce | 54 | 54A | GASKET:1 IN RAISED FACE | PN20/CL150, 1.5 MM THICK | FLAT, SIGMA 511 TO AP SPEC 4WPI-MWFG07 GWFAGGADAABDABAAQA Code 01A | EA | 45 | 0 | 0 | NO | 0 | 0 | FLEXITALLIC |  |  | 01A | [9 empty] | 2018-11-22
5691 | 29200000TL | 03483 | EGC016025 | P | 58064576 | 58 | EGTL Spares | Mtce | 54 | 54A | GASKET:10 IN RAISED FACE | PN20/CL150, 1.5 MM THICK | FLAT, SIGMA 511 TO AP SPEC 4WPI-MWFG07 GWFAGGADAABDABAAQA Code 01A | EA | 17 | 0 | 0 | NO | 0 | 0 | FLEXITALLIC |  |  | 01A | [9 empty] | 2018-08-17 | 2019-08-31
5692 | 29300000TL | 03483 | EGC008018 | S | 58064577 | 58 | EGTL Spares | Mtce | 54 | 54A | GASKET:12 IN RAISED FACE | PN20/CL150, 1.5 MM THICK | FLAT, SIGMA 511 TO AP SPEC 4WPI-MWFG07 GWFAGGADAABDABAAQA Code 01A | EA | 30 | 12 | 18 | YES | 101.422 | 77173.014 | FLEXITALLIC | PN20/CL150 |  | 01A | [9 empty] | 2019-11-01 | 2025-06-03 | 2023-09-13 | -19 | 1
5693 | 29200000TL | 03483 | EGC008018 | P | 58064585 | 58 | EGTL Spares | Mtce | 54 | 54A | GASKET:30 IN RAISED FACE | PN20/CL150, 1.5 MM THICK | FLAT, SIGMA 511 TO AP SPEC 4WPI-MWFG07 GWFAGGADAABDABAAQA Code 01A | EA | 12 | 0 | 0 | NO | 810.4835 | 248372.6686 | FLEXITALLIC | SIGMA 511 SERIES - A |  | 01A | [7 empty] | SIGMA 511 SERIES - A |  | 2018-08-19 | 2019-08-24 | 2019-05-01
5694 | 29200000TL | 03483 | EG1029011 | S | 58064587 | 58 | EGTL Spares | Mtce | 54 | 54A | GASKET: 4 IN | RAISED FACE | CLASS 300 SIGMAGASKET: 4 IN,RAISED FACE,ASME B16.5QA Code 01A | EA | 30 | 20 | 30 | NO | 2.8801 | 879.45 | FLEXITALLIC |  |  | 01A | [7 empty] | ASME B16.5 |  | 2017-10-28
5695 | 29200000TL | 03483 | EGC026004 | P | 58064588 | 58 | EGTL Spares | Mtce | 54 | 54A | GASKET:4 IN RAISED FACE | PN20/CL150, 1.5 MM THICK | FLEXITALLIC GASKET SIGMA 511 IS A HIGH PERFORMANCE BIAXIALLY ORIENTATED SHEET SEALING MATERIAL CONTAINING PTFE WITH SILICA FILLER COLOUR PINK FLAT, SIGMA 511 TO AP SPEC 4WPI-MWFG07 GWFAGGADAABDABAA. | EA | 40 | 0 | 0 | NO | 2.8768 | 879.45 | FLEXITALLIC GASKET | SIGMA 511 |  | 00 | [7 empty] | SIGMA 511 |  | 2017-12-09
5696 | 29200000TL | 03483 | EGC019016 | P | 58064594 | 58 | EGTL Spares | Mtce | 54 | 54A | GASKET: 1 IN RAISED FACE | PN50/CL300, 1.5 MM THK | DN200, FLAT SIGMA GWFAGGADAADDABAAQA Code 01A | EA | 50 | 30 | 50 | NO | 0 | 0 | FLEXITALLIC |  |  | 01A |  |  | 2BBB | [6 empty] | 2019-02-15
5697 | 29200000TL | 03483 | EGC025025 | P | 58064595 | 58 | EGTL Spares | Mtce | 54 | 54A | GASKET: 1-1/2 IN RAISED FACE | PN50/CL300, 1.5 MM THK | DN200, FLAT SIGMA GWFAGGADAADDABAA QA Code 01A | EA | 6 | 0 | 0 | NO | 0 | 0 | FLEXITALLIC |  |  | 01A | [9 empty] | 2018-09-03
5698 | 29200000TL | 03483 | EGC013011 | P | 58064599 | 58 | EGTL Spares | Mtce | 54 | 54A | GASKET: 18 IN RAISED FACE | PN20/CL300, 1.5 MM THICK | FLAT, SIGMA 511 TO AP SPEC 4WPI-MWFG07QA Code 01A | EA | 11 | 5 | 15 | NO | 29.7852 | 9088.95 | FLEXITALLIC |  |  | 01A | [9 empty] | 2017-08-09 | 2020-11-24
5699 | 29200000TL | 03483 | EGC025021 | P | 58064601 | 58 | EGTL Spares | Mtce | 54 | 54A | GASKET: 3 IN RAISED FACE | PN50/CL300, 1.5 MM THK | DN200, FLAT SIGMA GWFAGGADAADDABAA QA Code 01A | EA | 20 | 10 | 20 | NO | 1.9863 | 606.45 | FLEXITALLIC |  |  | 01A | [9 empty] | 2018-09-03
5700 | 29200000TL | 03483 | EGC027014 | P | 58064605 | 58 | EGTL Spares | Mtce | 54 | 54A | GASKET: 6 IN RAISED FACE | PN20/CL300, 1.5 MM THICK | FLAT, SIGMA 511 TO AP SPEC 4WPI-MWFG07QA Code 01A | EA | 40 | 20 | 40 | NO | 5.0789 | 1554.15 | FLEXITALLIC |  |  | 01A | [9 empty] | 2018-11-22
5701 | 29200000TL | 03483 | EG1053011 | P | 58064626 | 58 | EGTL Spares | Mtce | 54 | 54A | GASKET: 14IN R62; ASME B16.20 | RING JOINT PN150/CL900 | KLINGER METALLIC RING TYPE JOINT GASKETS (RTJ) OCTAGONAL RING, SOFT IRON TO AP SPEC C4175-MZFG01 GZABGGAEAAGR62AG; ASME B16.20, API 6A. 900LBQA Code 01A | EA | 10 | 5 | 10 | NO | 14.6881 | 4485 | FLEXITALLIC/ LAMONS/KLING | R-62 |  | 01A |  |  | 1BBB |  |  |  |  | RTJ TYPE R |  | 2017-10-08
5702 | 29300000TL | 03483 | EG1052011 | P | 58064629 | 58 | EGTL Spares | Mtce | 54 | 54A | GASKET: 56 IN DN1200; 150LB | 56IN 1.5MM THK RAISED FACE | FLEXITALLIC SIGMA 511 IS A HIGH PERFORMANCE BIAXIALLY ORIENTATED SHEET SEALING MATERIAL CONTAINING PTFE WITH SILICA FILLER PN20/CL150 SERIES B, 1.5MM THK, FLAT SIGMA 511 TO AP SPEC C4175-MZFG02 (DOC0000283392) GZABTGADAABDABAA.QA Code 01A. | EA | 3 | 1 | 2 | YES | 2708.6667 | 2336486.3067 | FLEXITALLIC SIGMA 511 | SIGMA 511 |  | 01A |  |  | 1BBB |  |  |  |  | CL150 SERIES B |  | 2019-11-01 |  | 2023-11-11
5703 | 29200000TL | 03483 | EGC023030 | P | 58064636 | 58 | EGTL Spares | Mtce | 54 | 54A | GASKET: 42 IN RAISED FACE | CLASS 300 SIGMA | VGASKET RAISED FACE CLASS 300 SIGMA QA Code 01A. | EA | 2 | 1 | 2 | NO | 0 | 0 | FLEXITALLIC |  |  | 01A | [9 empty] | 2018-11-02
5704 | 29200000TL | 03483 | EGC025025 | P | 58064648 | 58 | EGTL Spares | Mtce | 54 | 54A | GASKET: 10 IN RAISED FACE | CLASS 150 | THERMOSEAL GASKET SIGMA C-4300QA Code 01A | EA | 10 | 5 | 10 | NO | 103.248 | 31570.141 | FLEXITALLIC |  |  | 01A | [9 empty] | 2018-09-03 |  | 2018-09-24
5705 | 29200000TL | 03483 | EGC027019 | P | 58064702 | 58 | EGTL Spares | Mtce | 01 | 01A | SIKAFLEX: SILICONE APPLICATOR | ZZ-CL002-SL-0024 | SOUDAL/COX STEEL SKELETON GUN SIKAFLEX SILICONE APPLICATOR. | EA | 3 | 3 | 5 | NO | 0 | 0 | AIR PRODUCTS | 106848 |  | 00 |  |  |  |  | EGTL-TECH-RFX-SCOPE-0846_ |  |  | 5413942004138 |  | 2018-01-29
5706 | 29200000TL | 03483 | EGC045034 | P | 58064871 | 58 | EGTL Spares | Mtce | 56 | 56Z | SCREW: CAP 1 IN DIA X 100 MM L | FULL THREAD CARBON STEEL |  | EA | 15 | 0 | 0 | NO | 0 | 0 | BEA |  |  | 00 | 1 | [8 empty] | 2017-09-10
5707 | 29200000TL | 03483 | EG1OUTFLR | P | 58065022 | 58 | EGTL Spares | Mtce | 66 | 66Q | VALVE: GATE; 24 IN | VGWAUAEAEHZ500 | NPS 24; BUTTWELD; ASME B16.34; ASME CLASS 900; CARBON STEEL; TRIM COMBINATION NUMBER 5; BEVEL GEAR OPERATOR W/HANDWHEEL,TAG #:GEAD04,BODY#:WCB YAR31;BONET#:WCB YAS33QA Code 02, 04, 05, 07, 23, 27 | EA | 1 | 0 | 1 | NO | 49829.4291 | 15213423 | LOCKWOOD INTERNATIONAL |  |  | 00 |  | 2BAC | [7 empty] | 2018-09-03
5708 | 29200000TL | 03483 | EGC025011 | P | 58065040 | 58 | EGTL Spares | Mtce | 54 | 54A | GASKET: SPRAL WND 4 IN | GWFADGAAAADDAEAD | GASKET ;NPS 4; PN50/CL300, 4.5 MM THK (3.0 MM COMPRESSED), CGI S.STL/FLEXICARB, SPIRAL WND TO AP SPEC 4WPI-MW;GWFADGAAAADDAEADQA Code 01A | EA | 7 | 0 | 0 | NO | 0 | 0 | LAMONS GASKET COMPANY |  |  | 01A |  | 2BAC | [7 empty] | 2018-11-02 | 2021-11-11
5709 | 29200000TL | 03483 | EGC025004 | P | 58065454 | 58 | EGTL Spares | Mtce | 54 | 54A | GASKET: SPIRAL WOUNDGRAPHITE F | SIZE:1-1/2 IN; 300LB,304/FG SS | CLASS 300, 304/FG B16.20 (MECHANICAL)QA Code 01A | EA | 20 | 0 | 0 | NO | 0 | 0 | LAMONS/ FLEXTALLIC GASKET |  |  | 01A | 1 |  | 1BBB | [6 empty] | 2017-12-09
5710 | 29200000TL | 03483 | EGC044022 | P | 58071094 | 58 | EGTL Spares | Mtce | 66 | 66H | VALVE : KIT PSV, 1IN X 2IN | FLANGE CONNECTION 150 LB | MODEL NO. 1910-00DC-15-S4*DA-31-RF-GS-HP-MC967 SERIAL/PART NUMBER TW03842/TW03843 TYPE CONVENTIONAL, PSV NOZZLE SIZE INLET 1IN CL 300 RF¦ OUTLET 2 IN CL 300 RF, SET PRESSURE 22.2BAR.G, BM 9471133. QA Code 02, 04, 05, 07, 23, 27 | EA | 1 | 0 | 0 | NO | 3056.4 | 933424.56 | DRESSER CONSOLIDATED | TW03842/TW03843 |  | 02, 04, 05, 07, 23, 27 |  |  |  |  | EGTL1-MGN-PRO-DS-300105 |  |  | 1905-30DT-2-CC-MS-31-RF-G |  | 2015-11-08 |  | 2016-08-23
5711 | 29200000TL | 03483 | EGC032028 | P | 58100051 | 58 | EGTL Spares | Mtce | 66 | 66H | VALVE:PRESSURE,110-PSV-1852-R1 | INLET SIZE-100MM, OUTLET-MM | INLET-300# FLANGE,RF & OUTLET-,; FOR RELIEF VALVE ; FOR NITROGEN EXPANDER LUBE OIL TANK - TK-121; MODEL NUMBER-4A/SPRING RESERVOIR R/VALVE, SPART NUMBER 4A3P; SERIAL NUMBER 86163Change SAR was made to add QA Code 02, 04, 05, 07, 23, 27 as recommended b | EA | 1 | 0 | 1 | NO | 735 | 225167.25 | PENN-TROY | 4A3PS |  | 00 | 1 |  | 1BBB |  | EGTL1-APP-PRO-PI-100016B |  |  | 86163 |  | 2017-12-04 |  | 2018-08-07
5712 | 29200000TL | 03483 | EGC032028 | P | 58100068 | 58 | EGTL Spares | Mtce | 66 | 66H | VALVE:PRESSURE,110-PSV-2852-R1 | INLET SIZE-100MM, OUTLET-MM | INLET-, & OUTLET-,; FOR 1NITROGEN EXPANDER LUBE OIL TANK TK-221 HEADER; MODEL NUMBER-4A3PSQA Code 02, 04, 05, 07, 23, 27 | EA | 1 | 0 | 0 | NO | 735 | 225167.25 | PENN-TROY | 86164 |  | 00 | 1 |  | 1BBB |  | EGTL1-APP-PRO-PI-100016B |  |  |  |  | 2017-12-04 |  | 2018-08-07
5713 | 29200000TL | 03483 | EGC032011 | P | 58100070 | 58 | EGTL Spares | Mtce | 66 | 66H | VALVE:PRESSURE,110-PSV-2867 | INLET SIZE-19MM, OUTLET-25MM | INLET-MNPT, & OUTLET-FNPT,; FOR EXPANDER LUBE OIL COOLER B; MODEL NUMBER-6010ED01-KM0110QA Code 02, 04, 05, 07, 23, 27 | EA | 1 | 0 | 0 | NO | 295.82 | 90600.7914 | KUNKLE |  |  | 00 | 1 |  | 1BBB |  | EGTL1-APP-PRO-PI-100016B |  |  |  |  | 2017-12-04 |  | 2018-12-04
5714 | 29300000TL | 03483 | EG1051042 | P | 58100080 | 58 | EGTL Spares | Mtce | 66 | 66H | VALVE:PRESSURE,120-PSV-0097-R1 | INLET SIZE-50MM, OUTLET-75MM | INLET-600# FLANGE,RAISED FACE & OUTLET-150# FLANGE,RAISED FACE; FOR 120-ES-008 HPS OXYGEN PREHEATER; MODEL NUMBER-1912-00H-1-M3-TD-34-GS-HP | EA | 1 | 0 | 1 | YES | 73187.18 | 29970150.21 | GE-CONSOLIDATED | AMC08884 |  | 01A,02,07 | 1 |  | 1BBB |  | EGTL1-MGN-PRO-PI-200012 F |  |  |  |  | 2019-11-13 |  | 2018-11-28
5715 | 29200000TL | 03483 | EGC046009 | P | 58100131 | 58 | EGTL Spares | Mtce | 66 | 66H | VALVE:PRESSURE,130-PSV-0332 | INLET SIZE-6MM, OUTLET-6MM | INLET-THREADED - MALE, & OUTLET-THREADED - FEMALE,; FOR PHOS INJ 130-PX-003C DISCH; MODEL NUMBER-SS-4R3A5 | EA | 1 | 0 | 1 | NO | 178.6 | 54713.4973 | SWAGELOK |  |  | 01A,02,07 | 1 |  | 1BBB |  | MEC-PI-300101 |  |  |  |  | 2017-12-04 |  | 2019-01-02
5716 | 29200000TL | 03483 | EGC044023 | P | 58100141 | 58 | EGTL Spares | Mtce | 66 | 66H | VALVE:PRESSURE,130-PSV-0632 | INLET SIZE-12MM, OUTLET-12MM | PRESSURE VALVE: ORIFICE - 0.25 IN. (6.4 MM), ½” MALE NPT/ FEMALE NPT, PN: SS-RL4M8F8, MODEL NUMBER: SS-RL4M8F8 | EA | 8 | 4 | 6 | NO | 387.8088 | 118847.8987 | SWAGELOK | SS-RL4M8F8 |  | 01A,02,07 | 1 |  | 1BBB |  | EGTL1-MGN-PRO-PI-300165 |  |  | SS-RL4M8F8 |  | 2017-12-04
5717 | 29200000TL | 03483 | EGC032009 | P | 58100235 | 58 | EGTL Spares | Mtce | 66 | 66H | VALVE:THERMAL,160-TSV-0866 | INLET SIZE-6MM, OUTLET-6MM | INLET-MNPT,THREADED MALE & OUTLET-SWAGELOK TUBE FITTING,; FOR OIL SUPPLY FILTER; MODEL NUMBER-SS-4R3A1-AQA Code 02, 04, 05, 07, 23, 27 | EA | 2 | 0 | 1 | NO | 0 | 0 | SWAGELOK |  |  | 00 | 1 |  | 1BBB |  | EGTL1-MGN-PRO-PI-600827 |  |  |  |  | 2017-12-04
5718 | 29200000TL | 03483 | EGC032009 | P | 58100247 | 58 | EGTL Spares | Mtce | 66 | 66H | VALVE:PRESSURE,171-PSV-0500 | INLET SIZE-6MM, OUTLET-6MM | INLET-THREADED - MALE, & OUTLET-THREADED - FEMALE,; FOR PW TNK CL2 ANLZR; MODEL NUMBER-RL3QA Code 02, 04, 05, 07, 23, 27 | EA | 1 | 0 | 1 | NO | 0 | 0 | SWAGELOK | 784298001 |  | 00 | 1 |  | 1BBB |  | INS-SC-740752 |  |  |  |  | 2017-12-04
5719 | 29200000TL | 03483 | EGC032009 | P | 58100248 | 58 | EGTL Spares | Mtce | 66 | 66H | VALVE:PRESSURE,171-PSV-0501 | INLET SIZE-6MM, OUTLET-6MM | INLET-THREADED - MALE, & OUTLET-THREADED - FEMALE,; FOR RW TNK CL2 ANLZR; MODEL NUMBER-RL3QA Code 02, 04, 05, 07, 23, 27 | EA | 1 | 0 | 1 | NO | 0 | 0 | SWAGELOK | 987132001 |  | 00 | 1 |  | 1BBB |  | INS-SC-740756 |  |  |  |  | 2017-12-04
5720 | 29200000TL | 03483 | EGC032009 | P | 58100268 | 58 | EGTL Spares | Mtce | 66 | 66H | VALVE:PRESSURE,172-PSV-0038 | INLET SIZE-6MM, OUTLET-6MM | INLET-THREADED - MALE, & OUTLET-THREADED - FEMALE,; FOR PHOS INJ PUMP B; MODEL NUMBER-SS-4R3A5QA Code 02, 04, 05, 07, 23, 27 | EA | 1 | 0 | 1 | NO | 0 | 0 | SWAGELOK |  |  | 00 | 1 |  | 1BBB |  | MEC-PI-720301 |  |  |  |  | 2017-12-04
5721 | 29200000TL | 03483 | EGC046012 | P | 58100323 | 58 | EGTL Spares | Mtce | 66 | 66H | VALVE:PRESSURE,173-PSV-0608 | INLET SIZE-6MM, OUTLET-6MM | INLET-THREADED - MALE, & OUTLET-THREADED - FEMALE,; FOR DIESEL AIR COMPR DISCH RELIEF; MODEL NUMBER-SS-4R3A5QA Code 02, 04, 05, 07, 23, 27 | EA | 1 | 0 | 1 | NO | 0 | 0 | SWAGELOK |  |  | 02,04,05,07,23,27 | 1 |  | 1BBB |  | PRO-PI-730605 |  |  |  |  | 2017-12-04
5722 | 29200000TL | 03483 | EGC036018 | P | 58100421 | 58 | EGTL Spares | Mtce | 66 | 66H | VALVE:PRESSURE,187-PSV-0500 | INLET SIZE-12MM, OUTLET-12MM | INLET-THREADED - MALE, & OUTLET-THREADED - FEMALE,; FOR 187-AT-0001 SAMPLE SYS; MODEL NUMBER-SS-RL3S4QA Code 02, 04, 05, 07, 23, 27 | EA | 1 | 0 | 1 | NO | 242.59 | 74125.3399 | SWAGELOK |  |  | 00 | 1 |  | 1BBB |  | INS-SC-500652 |  |  |  |  | 2017-12-04 |  | 2018-08-02
5723 | 29200000TL | 03483 | EGC036018 | P | 58100422 | 58 | EGTL Spares | Mtce | 66 | 66H | VALVE:PRESSURE,187-PSV-0501 | INLET SIZE-12MM, OUTLET-12MM | INLET-THREADED - MALE, & OUTLET-THREADED - FEMALE,; FOR 187-AT-0008 SAMPLE SYS; MODEL NUMBER-SS-RL3S4QA Code 02, 04, 05, 07, 23, 27 | EA | 1 | 0 | 1 | NO | 242.59 | 74125.3399 | SWAGELOK |  |  | 00 | 1 |  | 1BBB |  | INS-SC-871152 |  |  |  |  | 2017-12-04 |  | 2018-08-02
5724 | 29200000TL | 03483 | EGC043031 | P | 58100649 | 58 | EGTL Spares | Mtce | 66 | 66H | BELLOWS TYPE:BELLOW BELLOW: | SAFETY RELIEF VALVE | BELLOW: 1910/20 ORIFICE F-1, INCONEL 625 LCF, PN: 4659829, MODEL NUMBER: 1910-30DC-2-S4-MS-31-RF-GS-HP | EA | 4 | 0 | 0 | NO | 1383.33 | 423907.6452 | GE-CONSOLIDATED | 4659829 |  | 00 | [7 empty] | 1910-30DC-2-S4-MS-31-RF-G |  | 2018-07-09 |  | 2018-12-12
5725 | 29200000TL | 03483 | EGC040007 | P | 58100650 | 58 | EGTL Spares | Mtce | 66 | 66H | BELLOWS TYPE:BELLOW BELLOW: | SAFETY RELIEF VALVE | BELLOWS: (INCONEL 625 LCF) 1912, D & E-2, F-1, -2 ORIFICE, PART NUMBER: 4659915, RELIEF VALVE MODEL NUMBER: 1912-30D-215-CC-MS-31-RJ-GS-HP | EA | 3 | 1 | 2 | NO | 1395.8 | 427701.036 | GE-CONSOLIDATED | 4659915 |  | 00 | [7 empty] | SEE ITEM NOTES |  | 2018-07-09 |  | 2019-10-20
5726 | 29200000TL | 03483 | EGC043018 | P | 58100651 | 58 | EGTL Spares | Mtce | 66 | 66H | BELLOWS TYPE:BELLOW BELLOW: | SAFETY RELIEF VALVE | BELLOWS: (INCONEL 625 LCF) 1910, D & E-2, -4, F-1, -2 ORIFICE, PART NUMBER: 4659829, RELIEF VALVE MODEL NUMBER: 1910-30FT-1-CC-MS-31-RF-LA | EA | 2 | 0 | 1 | NO | 1384.56 | 424312.2576 | GE-CONSOLIDATED | 4659829 |  | 00 |  |  | 1BBB |  |  |  |  | SEE ITEM NOTES |  | 2018-07-09 |  | 2018-12-12
5727 | 29200000TL | 03483 | EGC041033 | P | 58100652 | 58 | EGTL Spares | Mtce | 66 | 66H | BELLOWS TYPE:BELLOW BELLOW: | SAFETY RELIEF VALVE | BELLOWS: (INCONEL 625 LCF) 1916, D & E-2, -4, F-1, -2 ORIFICE, PART NUMBER 4660015, RELIEF VALVE MODEL NUMBER:1916-30DC-2-S4-DA-31-RJ-LA | EA | 3 | 0 | 1 | NO | 3123.72 | 956942.2513 | GE-CONSOLIDATED | 4660015 |  | 00 |  |  | 1BBB |  |  |  |  | SEE ITEM NOTES |  | 2018-07-09 |  | 2019-10-20
5728 | 29200000TL | 03483 | EGC043031 | P | 58100659 | 58 | EGTL Spares | Mtce | 66 | 66H | BELLOWS TYPE:BELLOW | MATL:INCONEL 625 LCF BELLOW: | SAFETY RELIEF VALVE (178-PSV-0004A, 178-PSV-0004B, 181-PSV-0015) MODEL NUMBER - 1905-30JC-2-CC-MS-31-RF-GS-HP, 1905-30JC-2-CC-MS-31-RF-GS-HP-NC967 | EA | 4 | 0 | 0 | NO | 1269.12 | 388909.1328 | GE-CONSOLIDATED | 4660723 |  | 00 | [9 empty] | 2018-07-09 |  | 2018-12-12
5729 | 29200000TL | 03483 | EGC042018 | P | 58100664 | 58 | EGTL Spares | Mtce | 66 | 66H | BELLOWS TYPE:BELLOW BELLOW: | SAFETY RELIEF VALVE | (181-PSV-0006) MODEL NUMBER - 1905-30-LC-1-CC-MS-31-RF-GS-HP | EA | 2 | 0 | 1 | NO | 1522.93 | 466686.6692 | GE-CONSOLIDATED | 4661125 |  | 00 | [9 empty] | 2018-07-09 |  | 2018-12-12
5730 | 29200000TL | 03483 | EGC043035 | P | 58100665 | 58 | EGTL Spares | Mtce | 66 | 66H | BELLOWS TYPE:BELLOW | MATL:INCONEL 625 LCF BELLOW: | SAFETY RELIEF VALVE (160-PSV-0008-R1) MODEL NUMBER - 1910-30N-215-CC-MS-31-RF-GS-HP | EA | 1 | 0 | 1 | NO | 1734.5 | 531485.49 | GE-CONSOLIDATED | 4661420 |  | 00 | [7 empty] | 1910-30N-215-CC-MS-31-RF- |  | 2018-07-09 | 2025-11-19 | 2019-10-20 | -1 | 1
5731 | 29200000TL | 03483 | EGC043035 | P | 58100666 | 58 | EGTL Spares | Mtce | 66 | 66H | BELLOWS TYPE:BELLOW | MATL:INCONEL 625 LCF BELLOW: | SAFETY RELIEF VALVE (130-PSV-0035, 130-PSV-0042) MODEL NUMBER - 1910-30PT-2-CC-DA-31-RF-GS-HP | EA | 2 | 0 | 0 | NO | 2607.64 | 799085.2016 | GE-CONSOLIDATED | 4661525 |  | 00 | [9 empty] | 2018-07-09 |  | 2018-12-12
5732 | 29200000TL | 03483 | EGC043035 | P | 58100669 | 58 | EGTL Spares | Mtce | 66 | 66H | BELLOWS TYPE:BELLOW | MATL:INCONEL 625 LCF BELLOW: | SAFETY RELIEF VALVE (130-PSV-0050-R1, 178-PSV-0001B) MODEL NUMBER - 1910-30QC-2-CC-MS-31-RF-GS-HP | EA | 2 | 0 | 1 | NO | 2980.93 | 913476.1892 | GE-CONSOLIDATED | 4661725 |  | 00 | [9 empty] | 2018-07-09 |  | 2018-12-12
5733 | 29200000TL | 03483 | EG1059008 | P | 58100679 | 58 | EGTL Spares | Mtce | 66 | 66H | NOZZLE:VALVE VALVE SIZE:4 IN X | 6 IN MATL:316 SS NOZZLE: | NOZZLE: 1910L, 316 SS RF, PN: 4599901, MODEL NUMBER: 1910-30LT-1-CC-DA-31-RF-GS-HPQA Codes 02, 01A, 21 | EA | 1 | 1 | 2 | NO | 12488.96 | 3826865.8975 | GE-CONSOLIDATED | 4600001 |  | 02,01A,21 |  |  | 1BBB | [6 empty] | 2018-07-09 |  | 2018-08-24
5734 | 29300000TL | 03483 | EG1011001 | S | 58100711 | 58 | EGTL Spares | Mtce | 54 | 54D | O-RING TYPE:O-RING ID:STD | OD:STD WIDTH:STD SEC DIA:STD | MATL:STD INDUSTRY STD:STD MATL:O-RING: SAFETY RELIEF VALVE (145-PSV-0006-R1) MODEL NUMBER - 4"-1910-00MC-1-CC-DA-34-RF-SS-HPQA CODES 02, 01A, 21 | EA | 2 | 0 | 1 | YES | 427.86 | 655450.746 | GE-CONSOLIDATED | 31006332 |  | 00 |  |  | 1BBB | [6 empty] | 2019-10-31 | 2024-08-08 | 2025-08-27 |  |  | -1 | 1
5735 | 29200000TL | 03483 | EGC029005 | P | 58100714 | 58 | EGTL Spares | Mtce | 66 | 66H | NOZZLE:VALVE VALVE SIZE:1 IN | MATL:316 SS NOZZLE: SAFETY | RELIEF VALVE (187-TSV-0002-R1, 187-TSV-0001) MODEL NUMBERS - 1-19096MCO-1-CC-DA-31-10-10. QA Codes 02, 01A, 21 | EA | 1 | 0 | 0 | NO | 1367.07 | 418801.8945 | GE-CONSOLIDATED | 5043901 |  | 02,01A,21 |  |  | 1BBB | [6 empty] | 2018-07-09 |  | 2018-09-14
5736 | 29200000TL | 03483 | EGC043031 | P | 58100739 | 58 | EGTL Spares | Mtce | 66 | 66H | DISC:VALVE VALVE STYLE:RELIEF | VALVE SIZE:1.5 IN X 3 IN | MATL:316 SS DISC METAL: SAFETY RELIEF VALVE (150-PSV-0008-R1) MODEL NUMBER - 1.5" 3910G-5-N1-*-MS-RF-GS/39PV07-2-CC-V-GS-60-LF.QA Codes 02, 01A, 21 | EA | 2 | 0 | 0 | NO | 847.19 | 259612.9036 | GE-CONSOLIDATED | 5034301 |  | 00 | [9 empty] | 2018-07-09 |  | 2018-12-17
5737 | 29200000TL | 03483 | EG1059003 | P | 58100761 | 58 | EGTL Spares | Mtce | 66 | 66H | KIT TYPE:MAIN SOFTGOODS | APPLICATION:4 IN X 6 IN | PRESSURE RELIEF CONTAINS A:M0RK-73B018 MAIN SOFTGOODS KIT: SAFETY RELIEF VALVE (183-PSV-0004-R1) MODEL NUMBERS -4-3910L-5-CC-MS-RF-GS-HH/39PV07-2-CC-V-GS-BN-LF. QA Code 01A, 02, 21 | EA | 2 | 1 | 2 | NO | 606.29 | 185736.9415 | GE-CONSOLIDATED | M0RK-73B018 |  | 01A, 02, 21 | [9 empty] | 2018-07-09 |  | 2018-08-19
5738 | 29200000TL | 03483 | EGC040017 | P | 58100786 | 58 | EGTL Spares | Mtce | 66 | 66H | KIT TYPE:Soft Good KIT 6 IN | APPLICATION:RELIEF VALVE | CONTAINS A: SCREEN - 02-11547-052 PRESSURE COVER GASKET PART NUMBER GKT1220027102, TYCO/WHESSOE 2020B PRESSURE AND VACUUM RELIEF VALVES, MODEL 2020B23TFRTS0202, 6" 4020A, SERIAL NUMBER S337504, SET PRESSURE: 0.005 BARG, SET VACUUM: 0.0022 BARG. GKT1220027 | EA | 9 | 0 | 0 | NO | 645.7367 | 197820.8148 | WHESSOE VAPOUR CONTROL | K800005-002 |  | 01A, 02, 21 |  |  | 1BBB |  |  |  |  | K800005-002 |  | 2018-07-13 |  | 2018-12-20
5739 | 29200000TL | 03483 | EGC041032 | P | 58100831 | 58 | EGTL Spares | Mtce | 66 | 66H | NOZZLE: SAFETY RELIEF VALVE | SIZE: 2 X 2-1/2 IN SUS 304 SS | SAFETY RELIEF VALVE MODEL NUMBER - RECP261-S(A), RECP261-S(A) 2J3 VALVE MATERIAL SPAECIFICATION SUS316 REPLACED WITH SUS304 | EA | 8 | 2 | 4 | NO | 972.3519 | 297962.9156 | FUKUI SEISAKUSHO CO., LTD | A1001D7M9 |  | 00 |  |  | 1BBB | [6 empty] | 2018-07-30 |  | 2018-12-07
5740 | 29200000TL | 03483 | EGC033010 | P | 58100845 | 58 | EGTL Spares | Mtce | 66 | 66H | VALVE:SAFETY TYPE:PRESSURE SET | PRESS.:5 BAR INLET SIZE:2 IN | INLET CONN:SUCKET OUTLET SIZE:2 IN OUTLET CONN:SUCKET BODY MATL:CPVC / NORYL TRIM:316SS SPRING OPERATED:PRESSURE TEMP RATING:25 DEG VALVE: SAFETY PRESSURE RELIEF ; 2 IN X 2 IN INLETLET/OUTLET CONNECTIONS (SUCKET); SET PRESSURE � 5 BAR; MODEL/SERIAL NUMBER | EA | 3 | 0 | 0 | NO | 1815.3567 | 556019.5957 | GRIFFCO | PRG200-CPSS |  | 00 | [9 empty] | 2018-08-11 | 2019-04-01 | 2019-03-19
5741 | 29200000TL | 03483 | EGC033017 | P | 58100859 | 58 | EGTL Spares | Mtce | 66 | 66H | VALVE:SAFETY TYPE:PRESSURE SET | PRESS.:5 BAR INLET SIZE:2 IN | INLET CONN:SUCKET OUTLET SIZE:2 IN OUTLET CONN:SUCKET TRIM:VITON DIAPHRAGM OPERATED:PRESSURE VALVE: SAFETY PRESSURE RELIEF; 2 IN X 2 IN INLET SUCKET/OUTLET SUCKET CONNECTIONS; SET PRESSURE � 5 BAR; MODEL NUMBER - PRM050-SVF-OSS; MANUFACTURER � GRIFFCO; SP | EA | 4 | 0 | 0 | NO | 676.23 | 207163.0605 | GRIFFCO | 2107062 |  | 00 | [9 empty] | 2018-08-11 |  | 2018-12-12
5742 | 29200000TL | 03483 | EGC033017 | P | 58100860 | 58 | EGTL Spares | Mtce | 66 | 66H | VALVE:SAFETY TYPE:PRESSURE SET | PRESS.:5 BAR INLET SIZE:2 IN | INLET CONN:SUCKET OUTLET SIZE:2 IN OUTLET CONN:SUCKET TRIM:VITON DIAPHRAGM OPERATED:PRESSURE VALVE: SAFETY PRESSURE RELIEF; 2 IN X 2 IN INLET SUCKET/OUTLET SUCKET CONNECTIONS; SET PRESSURE � 5 BAR; MODEL NUMBER - PRM050-SVF-OSS; MANUFACTURER � GRIFFCO; SP | EA | 2 | 1 | 2 | NO | 676.23 | 207163.0605 | GRIFFCO | 2107063 |  | 00 | [9 empty] | 2018-08-11 |  | 2018-12-12
5743 | 29200000TL | 03483 | EGC039003 | P | 58100897 | 58 | EGTL Spares | Mtce | 54 | 54A | GASKET:VALVE GASKET SET: | PRESSURE SAFETY RELIEF VALVE | GASKET SET: PART NUMBER: K003909-001, MODEL NUMBER: 4M6H4111A2/DS, SERIAL NUMBER 656514/2605-317; MANUFACTURER - BAILEY BIRKETT | KI | 5 | 2 | 3 | NO | 204.95 | 62770.0365 | BAILEY BIRKETT | K003909-001 |  | 00 |  |  | 1BBB |  |  |  |  | 4M6H4111A2/DS |  | 2018-09-07 |  | 2018-12-07
5744 | 29200000TL | 03483 | EGC039003 | P | 58100898 | 58 | EGTL Spares | Mtce | 54 | 54A | GASKET:VALVE GASKET SET: | PRESSURE SAFETY RELIEF VALVE | (110-PSV-1391A-R1, 110-PSV-1391B-R1, 110-PSV-1391C-R1, 110-PSV-2391A-R1, 110-PSV-2391B-R1, 110-PSV-2391C-R1); 8 IN 300LB INLET SIZE RF/ 10 IN 150 LB OUTLET SIZE RF; MODEL NUMBER 8T10H4211A2/DS; SERIAL NUMBER 5GB1-1509-007499; MANUFACTURER - BAILEY BIRKETT | KI | 7 | 6 | 7 | NO | 473.61 | 145052.5347 | BAILEY BIRKETT | K003952-001 |  | 00 |  |  | 1BBB |  |  |  |  | 8T10H4211A2/DS |  | 2018-09-07 |  | 2018-12-07
5745 | 29200000TL | 03483 | EGC039003 | P | 58100899 | 58 | EGTL Spares | Mtce | 54 | 54A | GASKET:VALVE GASKET SET: | PRESSURE SAFETY RELIEF VALVE | (110-PSV-1204-R1, 110-PSV-2204-R1); 8 IN 150LB INLET SIZE RF/ 10 IN 150 LB OUTLET SIZE RF; MODEL NUMBER 8T10H411422/DS; SERIAL NUMBER 5GB1-1508-004958; MANUFACTURER - BAILEY BIRKETT | KI | 3 | 2 | 3 | NO | 1178 | 360786.06 | BAILEY BIRKETT | K003952-003 |  | 00 |  |  | 1BBB |  |  |  |  | 8T10H411422/DS |  | 2018-09-07 |  | 2018-12-07
5746 | 29200000TL | 03483 | EGC039003 | P | 58100906 | 58 | EGTL Spares | Mtce | 54 | 54A | GASKET:VALVE GASKET SET: | PRESSURE SAFETY RELIEF VALVE | (110-PSV-0663, 110-PSV-0664); 1 IN 600LB INLET SIZE RF/ 2 IN 150 LB OUTLET SIZE RF; MODEL NUMBER 1D2H431422/DS; SERIAL NUMBER S338976 / C1368-302; MANUFACTURER - BAILEY BIRKETT | KI | 3 | 2 | 3 | NO | 265.23 | 81231.9921 | BAILEY BIRKETT | K000707-005 |  | 00 |  |  | 1BBB |  |  |  |  | 1D2H431422/DS |  | 2018-09-07 |  | 2018-12-07
5747 | 29200000TL | 03483 | EGC039003 | P | 58100911 | 58 | EGTL Spares | Mtce | 54 | 54A | GASKET:VALVE GASKET SET: | PRESSURE SAFETY RELIEF VALVE | (110-PSV-0444); 2 IN 150LB INLET SIZE RF/ 3 IN 150 LB OUTLET SIZE RF; MODEL NUMBER 2J3H4111A2/DS; SERIAL NUMBER S338949/C0896-317; MANUFACTURER - BAILEY BIRKETT | KI | 2 | 1 | 2 | NO | 117.12 | 35870.3424 | BAILEY BIRKETT | K000674 001 |  | 00 |  |  | 1BBB |  |  |  |  | 2J3H4111A2/DS |  | 2018-09-07 |  | 2018-12-07
5748 | 29200000TL | 03483 | EGC039003 | P | 58100913 | 58 | EGTL Spares | Mtce | 54 | 54A | GASKET:VALVE GASKET SET: | PRESSURE SAFETY RELIEF VALVE | (110-PSV-0755); 3 IN 1500LB INLET SIZE RF/ 4 IN 300 LB OUTLET SIZE RF; MODEL NUMBER 3K6471422DS; SERIAL NUMBER S332085 / C1103-302; MANUFACTURER - BAILEY BIRKETT | KI | 2 | 1 | 2 | NO | 508.06 | 155603.5362 | BAILEY BIRKETT | K000694-005 |  | 00 |  |  | 1BBB |  |  |  |  | 3K6471422DS |  | 2018-09-07 |  | 2018-12-07
5749 | 29200000TL | 03483 | EGC040024 | P | 58100923 | 58 | EGTL Spares | Mtce | 66 | 66H | KIT TYPE:PALLET SOFT GOODS | APPLICATION:8 IN X 10 IN | PALLET SOFT GOODS KIT (PRESSURE/VACUUM): SAFETY RELIEF VALVE (172-PSV-0029); INLET 8 INCH, OUTLET 10 INCH; OPERATING PRESSURE/SET PRESSURE � 0.005 BARG / 0.01 BARG; MODEL NUMBER - C18548D10/0074; SERIAL NUMBER - 270272; MANUFACTURER - PROTECTOSEAL. QA C | EA | 3 | 2 | 3 | NO | 98.51 | 30189.3746 | PROTECTOSEAL | 8548D-218-107 |  | 01A, 02, 21 | [7 empty] | C18548D10/0074 |  | 2018-10-26 |  | 2018-12-24
5750 | 29200000TL | 03483 | EGC034026 | P | 58100924 | 58 | EGTL Spares | Mtce | 66 | 66H | KIT TYPE:COVER GASKET | APPLICATION:8 IN X 10 IN COVER | GASKET: PALLET SOFT GOODS KIT; SAFETY RELIEF VALVE (172-PSV-0029, 183-PSV-0003); INLET 8 INCH, OUTLET 10 INCH; MODEL NUMBER - C18548D10/0074 & C18548D10; SERIAL NUMBER - 270272 & 270229; MANUFACTURER - PROTECTOSEAL. QA Code 01A, 02, 21 | EA | 6 | 4 | 6 | NO | 116.06 | 35567.7476 | PROTECTOSEAL | 8548D-18-107 |  | 01A, 02, 21 | [7 empty] | C18548D10/0074 |  | 2018-10-26 |  | 2018-12-24
5751 | 29200000TL | 03483 | EGC040003 | P | 58100956 | 58 | EGTL Spares | Mtce | 66 | 66H | NOZZLE:VALVE VALVE SIZE:1 IN | NOZZLE: PART NUMBER 5063501, | NOZZLE: PN:5063501, MODEL: 1-19096LCF--CC-MS-31-05-05-LA-NC967 QA Codes 02, 01A, 21 | EA | 11 | 4 | 6 | NO | 1564.62 | 479459.4429 | GE-CONSOLIDATED | 5063501 |  | 02, 01A, 21 |  |  | 1BBB |  |  |  |  | 1-19096LCF--CC-MS-31-05-0 |  | 2019-02-16 |  | 2019-02-27
5752 | 29200000TL | 03483 | EGC031030 | P | 58800028 | 58 | EGTL Spares | Mtce | 14 | 14H | TRANSDUCER: PRESSURE | PRESSURE RANGE -1 TO 5 BAR | Pressure measuring and control Instruments : OLD P/N 1089 0575 64 | EA | 1 | 1 | 2 | NO | 414.89 | 64407.5236 | ATLAS COPCO | 89-9625-12 |  | 00 | 1 |  |  |  |  | 56883 |  |  | FG095 | 2012-06-30 | 2019-11-03 | 2013-01-29
5753 | 29200000TL | 03483 | EGC031030 | P | 58800029 | 58 | EGTL Spares | Mtce | 14 | 14H | TRANSDUCER: PRESSURE | PRESSURE RANGE 0 - 17 BAR | Pressure measuring and control Instruments : | EA | 2 | 1 | 2 | NO | 414.89 | 64407.5236 | ATLAS COPCO | 1089 0575 65 |  | 00 | 1 |  |  |  |  | 56883 |  |  |  | 2012-06-30 | 2016-09-24 | 2013-01-29
5754 | 29200000TL | 03483 | EGC030012 | P | 58800030 | 58 | EGTL Spares | Mtce | 14 | 14Z | TRANSMITTER | DEWPOINT | Instruments - Other & Parts : OLD P/N 1089 9481 51 | EA | 1 | 0 | 0 | NO | 3783.87 | 587407.9788 | ATLAS COPCO | 1089-9481-53 |  | 05 | 1 |  | 2BBC |  |  | 56897 |  |  |  | 2012-06-30 |  | 2013-01-29
5755 | 29200000TL | 03483 | EGC030009 | P | 58800031 | 58 | EGTL Spares | Mtce | 66 | 66Z | VALVE | BLOWDOWN | Valve-Other : OLD P/N 1621 9216 00 | EA | 1 | 0 | 0 | NO | 1929.25 | 299496.77 | ATLAS COPCO | 1623-2495-00 |  | 02,22 | 1 |  | 2BBC |  |  | 56897 |  |  |  | 2012-06-30 |  | 2013-01-29
5756 | 29200000TL | 03483 | EGC037029 | P | 58800038 | 58 | EGTL Spares | Mtce | 66 | 66S | ACTUATOR:ELECTRONIC CAPACITY | CONTROL (EEC), PPGX242LMH | Valve - Actuator & Positioner: FOR CHEMICAL DOSING PUMPS. | EA | 1 | 0 | 0 | NO | 6847.56 | 1063083.69 | MILTON ROY | PPGX242LMH |  | 01,10,22 | 1 |  | 1BBB |  |  | 58026 |  |  |  | 2012-08-25 |  | 2013-01-29
5757 | 29200000TL | 03483 | EGC037029 | P | 58800039 | 58 | EGTL Spares | Mtce | 66 | 66S | ACTUATOR:ELECTRONIC CAPACITY | CONTROL (EEC), PPRX212RMA | Valve - Actuator & Positioner: FOR CHEMICAL DOSING PUMPS | EA | 2 | 1 | 2 | NO | 6847.03 | 1063001.4075 | MILTON ROY | PPRX212RMA |  | 01,10,22 | 1 |  | 1BBB |  |  | 58026 |  |  |  | 2012-08-25 | 2013-11-04 | 2014-01-03
5758 | 29200000TL | 03483 | EG1020010 | P | 58800068 | 58 | EGTL Spares | Mtce | 14 | 14Z | INDICATOR:H-7 CALCIUM HARDNESS | 460-S0280.81, 50g | Instruments - Other & Parts : | GM | 10 | 0 | 0 | NO | 36.96 | 5737.6704 | NALCO | 460-S0280.81 |  | 00 | [9 empty] | 2012-08-27 |  | 2013-01-30
5759 | 29200000TL | 03483 | EG1018002 | P | 58800119 | 58 | EGTL Spares | Mtce | 66 | 66S | VALVE | SOLENOID 3-WAY 24VDC | Valve - On/Off, solenoid, actuated :3/2, normally closed, 3/8" ported, single solenoid with spring return, stainless steel body, 24 volt DC, P/N VSG-3421-316-LB-XX-DO24 | EA | 17 | 14 | 25 | NO | 742.8335 | 158068.656 | VERSA | VSG-3421-U-316-LB-XX-D024 |  | 02 | 1 |  | 2CBC |  |  | 58648 |  |  |  | 2012-10-08 | 2016-12-23 | 2017-01-19
5760 | 29200000TL | 03483 | EG1009016 | P | 58800125 | 58 | EGTL Spares | Mtce | 51 | 51Z | BOARD | CIRCUIT CONTROL ECC | Electric-Other : | EA | 7 | 5 | 8 | NO | 1774.79 | 275536.1475 | MILTON ROY | 30300 |  | 00 | 1 |  | 2CBC |  |  | 58718 |  | 30300 |  | 2012-11-02 | 2013-12-20 | 2013-01-29
5761 | 29200000TL | 03483 | EGC037022 | P | 58800126 | 58 | EGTL Spares | Mtce | 51 | 51Z | MOTOR | ECC MROY A/B 115V | Electric-Other : | EA | 2 | 1 | 2 | NO | 1266.49 | 196622.5725 | MILTON ROY | 228-0034-000 |  | 01,011,19,22, | 1 |  | 2CBC |  |  | 58718 |  | 228-0034-000 |  | 2012-11-02 |  | 2013-01-29
5762 | 29200000TL | 03483 | EGC037022 | P | 58800127 | 58 | EGTL Spares | Mtce | 51 | 51Z | MOTOR | ECC MILROYAL B 115V | Electric-Other : | EA | 2 | 1 | 2 | NO | 1266.49 | 196622.5725 | MILTON ROY | 228-0032-000 |  | 01,011,19,22, | 1 |  | 2CBC |  |  | 58718 |  | 228-0032-000 |  | 2012-11-02 |  | 2013-01-29
5763 | 29200000TL | 03483 | EG1009016 | P | 58800128 | 58 | EGTL Spares | Mtce | 51 | 51Z | BOARD | CIRCUIT CONTROL ECC | Electric-Other : OEM REP CLAIMS PART NUMBER: 0152226100 IS OBSOLETE AND REPLACED BY PART NUMBER 21228. | EA | 4 | 2 | 4 | NO | 1697.0596 | 263469.1063 | MILTON ROY | 015-2226-100 |  | 00 | 1 |  | 2CBC |  |  | 58718 |  | 015-2226-100 |  | 2012-11-02 | 2013-11-21 | 2014-02-03
5764 | 29200000TL | 03483 | EG1009016 | P | 58800129 | 58 | EGTL Spares | Mtce | 51 | 51Z | ASSEMBLY | POTENTIOMETER ECC | Electric-Other : FOR CHEMICAL DOSING PUMPS | EA | 15 | 5 | 15 | NO | 457.3 | 70995.825 | MILTON ROY | 015-2070-102 |  | 00 | 1 |  | 2CBC |  |  | 58718 |  | 015-2070-102 |  | 2012-11-02 |  | 2013-01-29
5765 | 29200000TL | 03483 | EG1009016 | P | 58800130 | 58 | EGTL Spares | Mtce | 51 | 51Z | ASSEMBLY | POTENTIOMETER ECC | Electric-Other : For chemical dosing pumps | EA | 5 | 2 | 5 | NO | 457.3 | 70995.825 | MILTON ROY | 015-2070-103 |  | 00 | 1 |  | 2CBC |  |  | 58718 |  | 015-2070-103 |  | 2012-11-02 |  | 2013-01-29
5766 | 29200000TL | 03483 | EG1005010 | P | 58800131 | 58 | EGTL Spares | Mtce | 71 | 71D | SWITCH | TEMPERATURE | Compressor - Air -Unit & Parts : Used on Ingersoll Rand Compressor Model# SSR UP5-30-7 | EA | 2 | 1 | 2 | NO | 571.78 | 88768.845 | INGERSOLL RAND | 39416128 |  | 01,02,10 | 1 |  | 1BBB |  |  | 58719 |  | 39416128 |  | 2012-11-02 | 2013-03-31 | 2013-10-07
5767 | 29200000TL | 03483 | EG1005010 | P | 58800132 | 58 | EGTL Spares | Mtce | 14 | 14H | SWITCH | PRESSURE | Pressure measuring and control Instruments : Used on Ingersoll Rand Compressor, Model # SSR UP5-30-7. | EA | 2 | 1 | 2 | NO | 385.115 | 65975.1038 | INGERSOLL RAND | 22505309 |  | 01,02,10 | 1 |  | 2CBC |  | 80445208 | 58719 |  | 22505309 |  | 2012-11-02 | 2015-09-29 | 2015-11-08
5768 | 29200000TL | 03483 | EGC032017 | P | 58800137 | 58 | EGTL Spares | Mtce | 54 | 54A | SEAL | ADAPTER | Seals : 171-VD-050A/B/C REVERSE OSMOSIS. FOR EGTL PLANT WATER PURIFICATION | EA | 26 | 10 | 30 | NO | 2.4 | 372.576 | BEL | 285773918 |  | 01,22 | 1 |  | 1BBB |  |  | 59002 |  |  |  | 2012-12-13 | 2019-08-22 | 2013-01-19
5769 | 29200000TL | 03483 | EGC032019 | P | 58800139 | 58 | EGTL Spares | Mtce | 54 | 54A | SEAL: END CAP O-RING EPDM | EGTL WATER PURIFICATION | Seals : REVERSE OSMOSIS 171-VD-050A/B/C285771185 | EA | 68 | 30 | 80 | NO | 28.85 | 4478.674 | BEL | 285771185 |  | 01,22 | 1 |  | 1BBB |  |  | 59002 |  |  |  | 2012-12-14 | 2025-08-04 | 2013-01-19 | -8 | 3
5770 | 29200000TL | 03483 | EGC032033 | P | 58800140 | 58 | EGTL Spares | Mtce | 54 | 54A | SEAL:MEMBRANE 1.125 IN | FOR PURIFYING WATER | Seals : REVERSE OSMOSIS 171-VD-050A/B/C55413912 | EA | 52 | 30 | 60 | NO | 2.4 | 372.576 | BEL | 55413912 |  | 01,22 | 1 |  | 1BBB |  |  | 59002 |  |  |  | 2012-12-14 | 2019-08-22 | 2013-01-19
5771 | 292000TLDE | 03483 | EGC008FLR | P | 58800221 | 58 | EGTL Spares | Mtce | 76 | 76Z | CONTROLLER FIRE PUMP | ELECTRIC MOTOR | Pumps-Other : FTA2000 ELECTRICAL HIGH VOLTAGE FIRE PUMP CONTROLLER. 4160 SYSTEM VOLTAGE, OPTIONAL CONFIG 00390FE001000, MODEL 200-0600K ZPD, SERIAL NUMBER 341 023-01FP.Below is the plate details of the Electric Fire Water Pump Motor.S/N | EA | 1 | 0 | 0 | NO | 0 | 0 | ASCO POWER TECHNOLOGIES | FTA-2000-AH400K-E |  | 01,10,22 | 1 |  |  |  |  | 59391 |  |  |  | 2025-10-20 |  |  | 1 | 1
5772 | 29200000TL | 03483 | EG1014018 | P | 58800226 | 58 | EGTL Spares | Mtce | 50 | 50Z | BEARING | BALL SELF ALIGNING | Bearings & Accessories - All :FOR SCANNER COOLING FANS; ON 172-CB-004A/B/C AND 172-CB-005A/B/C | EA | 5 | 3 | 6 | NO | 260.4173 | 47034.4163 | SKF | 2218CC/C3 |  | 01,02,21,22 | 1 |  | 2CBC |  |  | 59675 |  |  |  | 2013-01-22 | 2017-05-09 | 2015-03-31
5773 | 29200000TL | 03483 | EGC028026 | P | 58800243 | 58 | EGTL Spares | Mtce | 66 | 66P | TRANSMITTER: ELECTRONIC | POSITION | Valve - Control : FROM 0 POSITION TO 90 DEGREES OF POTENTIOMETER ROTATION, 15 MIN. / 90 MAX. SPAN, 0 POSITION TO 4-1/8" 2/3 MIN. / 4 1/8 MAX. SPAN | EA | 2 | 1 | 2 | NO | 944.1333 | 254237.0173 | FISHER CONTROLS | 4212 |  | 05 | 1 |  |  |  |  | 59804 |  |  |  | 2013-01-31 | 2021-05-02 | 2019-05-21
5774 | 29200000TL | 03483 | EG1013018 | P | 58800248 | 58 | EGTL Spares | Mtce | 14 | 14H | BOARD | PRESSURE SUPPLY | Pressure measuring and control Instruments : FOR FLO CAL 5000 WOBBE CALORIFIC ANALYZER. TAG: 178 AT 0001A & 178 AT 0001B | EA | 1 | 0 | 1 | NO | 1141.44 | 349794.288 | THERMO FISHER | 97-1682-0 |  | 01 | 1 |  | 2CBC |  |  | 59892 |  |  |  | 2013-01-31 | 2019-05-18 | 2019-05-28
5775 | 29200000TL | 03483 | EG1030003 | P | 58800268 | 58 | EGTL Spares | Mtce | 66 | 66Z | WRENCH: VALVE WHEEL 10 IN LG | DOUBLE END FORGED | Valve-Other : TITAN, 1-3/4 LBS. CATALOGUE NUMBER: VW10 WEBSITE: HTTP://WWW.GEARENCH.COM/PRODUCTS/TITAN-VALVE-WHEEL-WRENCH.ASPMANUFACTURER: GEARENCH | EA | 8 | 6 | 20 | NO | 45 | 6986.25 | GEARENCH | VW10 |  | 01 | 20 |  |  |  |  | 59803 |  |  |  | 2013-03-01 | 2016-11-26 | 2013-04-08
5776 | 29200000TL | 03483 | EG1026016 | P | 58800273 | 58 | EGTL Spares | Mtce | 66 | 66Z | WRENCH: VALVE WHEEL 1-3/8IN | 17-5/8 IN LONG, 2-1/8 LBS | Valve-Other : ALUMINUM, TITAN “ 100 SERIES” CATALOGUE NUMBER: VW102AL; HTTP://WWW.GEARENCH.COM/PRODUCTS/100SERIES-VALVE-WHEEL-WRENCH.ASP?SUB | EA | 20 | 6 | 20 | NO | 74.8918 | 22842 | GEARENCH | VW102AL |  | 01 | 20 |  |  |  |  | 59803 |  |  |  | 2013-03-01 | 2016-07-24 | 2016-08-31
5777 | 29200000TL | 03483 | EG1026008 | P | 58800274 | 58 | EGTL Spares | Mtce | 66 | 66Z | WRENCH: VALVE TITAN 18 IN | STEEL - DOUBLE END FORGE | Valve-Other : CATALOGUE NUMBER: WEBSITE: HTTP://WWW.GEARENCH.COM/PRODUCTS/TITAN-VALVE-WHEEL-WRENCH.ASP | EA | 20 | 6 | 20 | NO | 84.3148 | 25716 | GEARENCH | VW12 |  | 01 | 20 |  |  |  |  | 59803 |  |  |  | 2013-03-01 | 2016-07-24 | 2016-08-31
5778 | 29200000TL | 03483 | EG1016004 | P | 58800299 | 58 | EGTL Spares | Mtce | 51 | 51D | CABLE:SENSOR VIBRATION | INTERCONNECT CABLE | Electric Components - Wire / Cable : VELOMITOR XA SENSOR CABLE | EA | 1 | 1 | 2 | NO | 366.28 | 56894.3289 | BENTLY NEVADA | 106765-07 |  | 01,10 | 1 |  |  |  |  | 60552 |  |  |  | 2013-04-05 | 2023-07-06 | 2013-09-16 |  |  |  |  | -1 | 1
5779 | 29200000TL | 03483 | EG1012011 | P | 58800306 | 58 | EGTL Spares | Mtce | 51 | 51Z | RELAY:SINGLE ACTING REVERSE | RELAY B | Electric-Other : FOR DVC 6010,6020 &6030 DIGITAL VALVE CONTROLLER. | EA | 20 | 10 | 20 | NO | 440.7 | 70692.7875 | FISHER | 38B5786X092 |  | 01,02,10,22 | 1 |  |  |  |  | 60957 |  |  |  | 2013-04-19 | 2014-05-08 | 2014-08-11
5780 | 29200000TL | 03483 | EG1058001 | P | 58800310 | 58 | EGTL Spares | Mtce | 66 | 66F | SENSOR:TRAVEL,WITH FEEDBACK | ARM ASSEMBLY & PTFE SLEEVE KIT | Valve - Parts & Accessories :FOR DVC 6020 DIGITAL VALVE CONTROLLER | EA | 27 | 10 | 30 | NO | 668.25 | 124844.04 | FISHER | GG09949X012 |  | 01,02,22 | 1 |  |  |  |  | 60958 |  |  |  | 2013-04-19 | 2017-07-06 | 2014-08-11
5781 | 29200000TL | 03483 | EGC044011 | P | 58800363 | 58 | EGTL Spares | Mtce | 78 | 78Z | BRAKE | CABLE | *OBS* Turbines - Other : GENERAL CAV H07RN-F, 3G4 MM2 8479. DO NOT REORDER | EA | 1 | 0 | 0 | NO | 0 | 0 | MAFI |  |  | 00 |  |  | 2CBC | [6 empty] | 2013-05-18
5782 | 29200000TL | 03483 | EG1040012 | S | 58800414 | 58 | EGTL Spares | Mtce | 87 | 87B | HOSE | 294-4 | Engines - Parts : DO NOT REORDER | EA | 2 | 0 | 0 | NO | 0 | 0 | CATERPILLAR | 1E0294 |  | 01 |  |  | 2CBC | [6 empty] | 2013-05-18
5783 | 29300000TL | 03483 | EG5009021 | P | 58800451 | 58 | EGTL Spares | Mtce | 76 | 76Z | PUMP: AUTOMATIC X-act 5000 | TUBE PUMP WITH EXTENSION HOSE | Pumps-Other : COMPLETE WITH KITS, RECHARGEABLE BATTERY AND POWER SUPPLY. Catalog No.: 19-453-021 | EA | 4 | 2 | 4 | YES | 2427.6125 | 469688.1 | DRAEGER SAFETY INC/FISHER | 19-453-021 |  | 01,10 | [7 empty] | X-ACT® 5000 |  | 2019-11-01
5784 | 29200000TL | 03483 | EGC005021 | P | 58800527 | 58 | EGTL Spares | Mtce | 28 | 28B | GLOVE: SYNTHETIC IMPREGNATED, | SEAMLESS, | Safety-Personal : 100% NYLON/POLYURETHANE WITH COPPER SUPPORT. SIZE T.10 | EA | 500 | 300 | 500 | NO | 8.7 | 1457.25 | NW NERI | 337151 |  | 00 | 1 |  | 0XIX |  |  | 62127 |  | 501 ESD |  | 2013-07-01 |  | 2014-09-05
5785 | 29200000TL | 03483 | EG1051051 | P | 58800542 | 58 | EGTL Spares | Mtce | 72 | 72C | ELEMENT | FILTER, AIR | Filtration-Media : MAIN AIR INTAKE FILTER FOR 175-CS-001 ATLAS COPCO AIR COMPRESSOR. | EA | 2 | 1 | 2 | NO | 694.1777 | 107749.74 | ATLAS COPCO | 1621 1389 00 |  | 01 | 1 |  | 2CBC |  |  | 62537 |  |  |  | 2013-07-29 |  | 2013-10-25
5786 | 29200000TL | 03483 | EG1051051 | P | 58800543 | 58 | EGTL Spares | Mtce | 72 | 72C | ELEMENT | FILTER, AIR | Filtration-Media : AFTER-FILTER ELEMENT KIT FOR THE AIR DRYER PACKAGE 175-XD-001. | EA | 6 | 4 | 8 | NO | 2461.4675 | 382067.13 | ATLAS COPCO | 2906 7003 00 |  | 01 | 2 |  | 2CBC |  |  | 62537 |  |  |  | 2013-07-29 | 2020-01-31 | 2013-10-25
5787 | 29200000TL | 03483 | EG1060014 | P | 58800544 | 58 | EGTL Spares | Mtce | 72 | 72C | ELEMENT | FILTER, AIR | Filtration-Media : | EA | 8 | 4 | 8 | NO | 2461.4675 | 382067.13 | ATLAS COPCO | 2906 7004 00 |  | 01 | 1 |  | 2CBC |  |  | 62537 |  |  |  | 2013-07-29 |  | 2013-10-25
5788 | 29200000TL | 03483 | EG1060005 | P | 58800550 | 58 | EGTL Spares | Mtce | 54 | 54A | SEAL: MECHANICAL 50MM , 100MM | 3648 SEAL TYPE | Seals : FOR MOBILE START UP DIESEL PUMP 150-PC-040FLOWSERVE MODEL ERPN3-V98; INTERNATIONAL SEAL CODE: BDPFN; DRAWING NUMBER: G/C 3180JOHN CRANE Seal Drawing #G/C 3180 | EA | 2 | 1 | 2 | NO | 13713.9 | 2128945.836 | JOHN CRANE | G/C 3180 |  | 01,22 | 1 |  | 1BBB |  | G/C 3180 | 63390 |  |  |  | 2013-07-31 | 2014-04-06 | 2014-06-01
5789 | 29200000TL | 03483 | EG1051038 | P | 58800553 | 58 | EGTL Spares | Mtce | 14 | 14Z | GASKET: MATERIAL SHEET | 39.4 IN X 39.4 IN X 1/8 IN | Instruments - Other & Parts : | EA | 19 | 25 | 40 | NO | 130 | 20192.92 | TEADIT |  |  | 01 | 1 |  |  |  |  | 63284 |  |  |  | 2013-08-08 | 2025-02-15 | 2013-10-11 | -4 | 1
5790 | 29200000TL | 03483 | EG1055033 | P | 58800559 | 58 | EGTL Spares | Mtce | 14 | 14Z | BULB: 1000W HIGH INTENSITY | DISCHARGE | Instruments - Other & Parts : High Press Sodium E25 bulb | EA | 54 | 15 | 30 | NO | 45 | 6989.8569 | GE | 44058 – LU1000/ECO |  | 01,10,12 | 1 |  |  |  |  | 63229 |  |  |  | 2013-08-08 | 2017-08-17 | 2013-10-11
5791 | 29200000TL | 03483 | EG1057005 | P | 58800574 | 58 | EGTL Spares | Mtce | 54 | 54A | SEAL: MECHANICAL 2.500 | 1648-2 SINGLE CARTRIDGE | Seals : FOR DIESEL TRANSFER PUMP183-PC-020A/B ,SEAL TYPE: 1648-2 SINGLE, CARTRIDGE, SEAL CODE: BSTFN, DRAWING NUMBER: HSP-1033314-1 | EA | 1 | 1 | 2 | NO | 10487.23 | 1628142.4575 | JOHN CRANE | BSTFN |  | 01,22 | 1 |  | 1BBB |  |  | 63449 |  |  |  | 2013-09-06 | 2025-09-15 | 2013-10-30 | -1 | 1
5792 | 29200000TL | 03483 | EG1057005 | P | 58800577 | 58 | EGTL Spares | Mtce | 54 | 54A | SEAL | MECHANICAL | Seals : 183-PC-020 A&B, 1648-2 single cartridge. Sulzer pump OHH 1.5X3X10. | EA | 2 | 1 | 2 | NO | 10487.23 | 1628142.4575 | JOHN CRANE | HSP-1033314-1 |  | 01,22 | 1 |  | 1BBB |  |  | 63414 |  |  |  | 2013-09-07 |  | 2013-10-30
5793 | 29200000TL | 03483 | EG1060005 | P | 58800578 | 58 | EGTL Spares | Mtce | 54 | 54A | SEAL | MECHANICAL | Complete Cartridge Seal on 160-PC-001 A/B Complete Cartridge Seal 3.125” Type 48VRS to drawing GA-233265 Part Number 0580/48V/--/GA233265 GPN 90854056 | EA | 2 | 1 | 2 | NO | 16572.74 | 5060071.8405 | JOHN CRANE | G/C5090 |  | 01,22 | 1 |  | 1BBB |  |  | 63516 |  |  |  | 2013-09-07 | 2017-04-18 | 2017-05-12
5794 | 29200000TL | 03483 | EG1017016 | P | 58800588 | 58 | EGTL Spares | Mtce | 66 | 66P | COVER | ASSEMBLY | Valve - Control : FOR FISHER POSI SEAL CONTROL VALVE SERIAL NUMBER 18292380 TAG NUMBER 160-FV-0020 | EA | 1 | 0 | 0 | NO | 153 | 23748.5448 | FISHER CONTROLS | 38B9580X022 |  | 22 | 1 |  | 2CBC |  |  | 63899 |  |  |  | 2013-09-08 |  | 2013-10-14
5795 | 29200000TL | 03483 | EG1052033 | P | 58800590 | 58 | EGTL Spares | Mtce | 72 | 72B | DRYER | AIR FILTER | Filtration - Equipments :SULLAIR 900H; Air Compressor S/N 201112020056; Mod # 900HAFDTQ-CA3; Engine Model Caterpillar C9 Tier 3; Engine S/N JSC22700; Engine P/N 7E8070; Comp Model SULLAIR 20; Comp S/N 201111170029; Comp P/N 02250161-769 | EA | 6 | 3 | 6 | NO | 550 | 85370.586 | CATERPILLAR / SULLAIR | 02250194-988 | 02250194-988 | 00 | 1 |  | 2CBC |  |  | 63533 |  |  |  | 2013-09-12 |  | 2013-10-18
5796 | 29200000TL | 03483 | EG1052033 | P | 58800591 | 58 | EGTL Spares | Mtce | 87 | 87B | FILTER | OIL COMPRESSOR | Engines - Parts : SULLAIR 900H; Air CompressorS/N 201112020056; Mod # 900HAFDTQ-CA3; Engine Model Caterpillar C9 Tier 3; Engine S/N JSC22700; Engine P/N 7E8070; Comp Model SULLAIR 20; Comp S/N 201111170029; Comp P/N 02250161-769 | EA | 6 | 2 | 6 | NO | 150 | 23282.8871 | CATERPILLAR | 250025-526 |  | 01 | 1 |  | 2CBC |  |  | 63533 |  |  |  | 2013-09-12 |  | 2013-10-18
5797 | 29200000TL | 03483 | EG1040017 | S | 58800592 | 58 | EGTL Spares | Mtce | 87 | 87B | ALTERNATOR | ENGINE 95 AMPS | Engines - Parts : SULLAIR 900H; Air Compressor S/N 201112020056; Mod # 900HAFDTQ-CA3; Engine Model Caterpillar C9 Tier 3; Engine S/N JSC22700; Engine P/N 7E8070 | EA | 2 | 0 | 0 | NO | 1942.12 | 301533.5512 | CATERPILLAR | 197-8820 |  | 00 | 1 |  | 2CBC |  |  | 63533 |  |  |  | 2013-09-12 |  | 2013-10-18
5798 | 29200000TL | 03483 | EG1017019 | P | 58800596 | 58 | EGTL Spares | Mtce | 66 | 66H | VALVE | PRESSURE SAFETY | Valve-Safety Relief : 172-TSV-0099 VALVE TYPE: Conventional INLET SIZE/CLASS: 1 Inch/300 pound RF OUTLET SIZE/CLASS: 1 Inch/150 pound RF BODY/BONNET: Carbon Steel SPRING:Carbon Steel OPERATING PRESSURE: 4.2 Barg SET PRESSURE: 13.1 Barg OPERATING TEMP: 47 | EA | 1 | 0 | 0 | NO | 2645.46 | 410654.7558 | DRESSER RAND | 1-19110LCF-2-CC-MS-31-10- |  | 02 | 1 |  | 2CBC |  |  | 63551 |  |  |  | 2013-09-12 |  | 2013-11-25
5799 | 29200000TL | 03483 | EG3001036 | P | 58800597 | 58 | EGTL Spares | Mtce | 66 | 66H | VALVE | PRESSURE SAFETY | Valve-Safety Relief : 172-PSV-9013 VALVE TYPE: Conventional INLET SIZE/CLASS: 6 Inch/150 pound RF OUTLET SIZE/CLASS: 8 Inch/150 pound RF TRIM: SS OPERATING PRESSURE: 3.5 Barg OPERATING TEMPERATURE: 148 Deg C | EA | 1 | 0 | 0 | NO | 23000 | 3570290 | DRESSER RAND | 1905-00-R-C-2-CC-MS-34-RF |  | 02 | 1 |  | 2CBC |  |  | 63551 |  |  |  | 2013-09-12 |  | 2014-09-18
5800 | 29200000TL | 03483 | EG1060017 | P | 58800611 | 58 | EGTL Spares | Mtce | 51 | 51Z | RECEPTACLE: 30AMP VSQ FS | REGULAR STANDING | Electric-Other : FACTORY SEALED INTERLOCKED SWITCHED. | EA | 7 | 3 | 7 | NO | 2311.05 | 358719.4412 | HUBBELL KILLARK | VSQ-FS |  | 00 | 1 |  |  |  |  | 63583 |  |  |  | 2013-09-20 |  | 2013-11-05
5801 | 29200000TL | 03483 | EG3001088 | P | 58800653 | 58 | EGTL Spares | Mtce | 66 | 66P | ASSEMBLY: DISC AND SHAFT | FOR FISHER POSI SEAL | Valve - Control : CONTROL VALVE SERIAL NUMBER 18292380, TAG NUMBER 160-FV-0020 | EA | 1 | 0 | 0 | NO | 17222 | 3387222.96 | FISHER CONTROLS | V169011X162 |  | 01,22 | 1 |  | 2BBC |  |  | 63899 |  |  |  | 2013-10-07 |  | 2014-08-17
5802 | 29200000TL | 03483 | EG1017010 | P | 58800654 | 58 | EGTL Spares | Mtce | 14 | 14C | TRANSMITTER:FLOW, DP | FOR USE IN UNIT 10 ASU | Flow Measuring Instruments : 110-FT-1221 & 110-FT-2221. ROSEMOUNT 3051CD2A22A1JM6E5L4Q4, 0-2500mmH20.4-20mA SMART | EA | 3 | 1 | 3 | NO | 2139 | 332079.75 | ROSEMOUNT | 3051CD2A22A1JM6E5L4Q4 |  | 02,05,22 | 1 |  |  |  |  | 63924 |  |  |  | 2013-10-07 |  | 2013-11-19
5803 | 292000TLDE | 03483 | EG1040016 | S | 58800687 | 58 | EGTL Spares | Mtce | 76 | 76Z | IMPELLER :PUMP | A487 Gr CA6NM CL A | Pumps-Other : FOR BOILER FEED WATER CIRCULATION PUMP 160-PC-001A/B,SULZER MODEL NR: ZF150-4400 ,SERIAL NUMBERS:207687 ,207688 ,PART NUMBER IMPELLER:230.01 ,DRAWING NR:1-S.1740.051-X | EA | 1 | 0 | 0 | YES | 7611.264 | 11396269.44 | SULZER PUMPS NIG LTD | 230.01 |  | 22 | 1 |  |  |  |  | 64315 |  |  |  | 2016-03-31 |  |  | 1 | 3
5804 | 29200000TL | 03483 | EG1039013 | S | 58800695 | 58 | EGTL Spares | Mtce | 56 | 56Z | PIN: UNLOADER | FOR IR2 35317213 AIRDYNE | Fasteners / Hardware : | EA | 2 | 1 | 2 | NO | 90 | 13972.5 | AIRDYNE | IW35213 |  | 01 | 1 |  |  |  |  | 64393 |  |  |  | 2013-10-20 |  | 2013-12-11
5805 | 29200000TL | 03483 | EG1039013 | S | 58800696 | 58 | EGTL Spares | Mtce | 56 | 56Z | WASHER:UNLOADER | FOR 35317239 AIRDYNE | Fasteners / Hardware : | EA | 2 | 1 | 2 | NO | 45 | 6986.25 | AIRDYNE | IW35239 |  | 01 | 1 |  |  |  |  | 64393 |  |  |  | 2013-10-20 |  | 2013-12-11
5806 | 29200000TL | 03483 | EG1039013 | S | 58800697 | 58 | EGTL Spares | Mtce | 56 | 56Z | PISTON:UNLOADER | FOR IR2 35588193 AIRDYNE | Fasteners / Hardware : | EA | 2 | 1 | 2 | NO | 950 | 147487.5 | AIRDYNE | IW37193 |  | 00 | 1 |  |  |  |  | 64393 |  |  |  | 2013-10-20 |  | 2013-12-11
5807 | 29200000TL | 03483 | EG1039013 | S | 58800698 | 58 | EGTL Spares | Mtce | 56 | 56Z | WASHER:UNLOADER | FOR IR2 35317205 AIRDYNE | Fasteners / Hardware : | EA | 2 | 0 | 0 | NO | 47 | 7296.75 | AIRDYNE | IW37205 |  | 01 | 1 |  |  |  |  | 64393 |  |  |  | 2013-10-20 |  | 2013-12-11
5808 | 29200000TL | 03483 | EG1039013 | S | 58800699 | 58 | EGTL Spares | Mtce | 66 | 66Z | VALVE:PLATE | FOR IR2 35591122 AIRDYNE | Valve-Other : | EA | 2 | 1 | 2 | NO | 385 | 59771.25 | AIRDYNE | IW37122 |  | 02 | 1 |  |  |  |  | 64393 |  |  |  | 2013-10-20 |  | 2013-12-11
5809 | 29200000TL | 03483 | EG1039013 | S | 58800701 | 58 | EGTL Spares | Mtce | 56 | 56Z | SPRING:PISTON | FOR IR2 35322767AIRDYNE | Fasteners / Hardware : | EA | 2 | 1 | 2 | NO | 45 | 6986.25 | AIRDYNE | IW37767 |  | 01 | 1 |  |  |  |  | 64393 |  |  |  | 2013-10-20 |  | 2013-12-11
5810 | 29200000TL | 03483 | EG1039013 | S | 58800702 | 58 | EGTL Spares | Mtce | 56 | 56Z | SPRING:PISTON | FOR IR2 35318914 AIRDYNE | Fasteners / Hardware : | EA | 2 | 1 | 2 | NO | 40 | 6210 | AIRDYNE | IW35914 |  | 01 | 1 |  |  |  |  | 64393 |  |  |  | 2013-10-20 |  | 2013-12-11
5811 | 29200000TL | 03483 | EG1039013 | S | 58800703 | 58 | EGTL Spares | Mtce | 56 | 56Z | BUSHING:HOUSING | FOR IR2 35318013 AIRDYNE | Fasteners / Hardware : FOR IR2 35318005 ARIDYNE | EA | 2 | 1 | 2 | NO | 65 | 10091.25 | AIRDYNE | IW37013 |  | 01 | 1 |  |  |  |  | 64393 |  |  |  | 2013-10-20 |  | 2013-12-11
5812 | 29200000TL | 03483 | EG1039013 | S | 58800704 | 58 | EGTL Spares | Mtce | 56 | 56Z | BUSHING | PISTON | Fasteners / Hardware : | EA | 2 | 0 | 0 | NO | 30 | 4657.5 | AIRDYNE | IW35005 |  | 01 | 1 |  | 2CBC |  |  | 64393 |  |  |  | 2013-10-20 |  | 2013-12-11
5813 | 29200000TL | 03483 | EG1039013 | S | 58800705 | 58 | EGTL Spares | Mtce | 56 | 56Z | DIAPHRAGM | UNLOADER IR2 353171 | Fasteners / Hardware : | EA | 2 | 1 | 2 | NO | 220 | 34155 | AIRDYNE | IW37197 |  | 00 | 1 |  | 2CBC |  |  | 64393 |  |  |  | 2013-10-20 |  | 2013-12-11
5814 | 29200000TL | 03483 | EG1051051 | P | 58800706 | 58 | EGTL Spares | Mtce | 56 | 56Z | ASSY:UNLOADER | CF90IR2 54436845 | Fasteners / Hardware : | EA | 2 | 1 | 2 | NO | 3350 | 520087.5 | AIRDYNE | IW54845 |  | 01 | 1 |  |  |  |  | 64393 |  |  |  | 2013-10-20 |  | 2013-12-11
5815 | 29200000TL | 03483 | EG1018003 | P | 58800724 | 58 | EGTL Spares | Mtce | 66 | 66S | VALVE | SOLENOID | Valve - On/Off, solenoid, actuated :1.4 W Low Power Solenoid Valve Asco Solenoid valve, Model:EF8316G334, 1" NPT, 3-Way, explosion proof, 24Vdc,(1.4W) Normally Closed (Closed when de-energized) | EA | 7 | 5 | 10 | NO | 1220.9 | 189545.4263 | ASCO | EF8316G334 |  | 02 | 1 |  | 2CBC |  |  | 64702 |  |  |  | 2013-11-01 | 2021-06-14 | 2014-03-11
5816 | 29200000TL | 03483 | EGC046003 | P | 58800739 | 58 | EGTL Spares | Mtce | 53 | 53Z | UNION | CROSS 1/2 IN TUBE | Fittings - Tube :FITTINGS | EA | 22 | 20 | 40 | NO | 74.1261 | 22589.8985 | SWAGELOK | SS-810-4 |  | 00 | 1 |  | 1BBB |  |  | 65128 |  | SS-810-4 |  | 2013-11-03 | 2018-04-28 | 2017-01-10
5817 | 29200000TL | 03483 | EGC015024 | P | 58800757 | 58 | EGTL Spares | Mtce | 54 | 54A | GASKET:1 INCH DIA X 300 LB | SPIRAL WOUND; ASM | ASME B16.20; ASME B16.5 CLASS | EA | 98 | 20 | 40 | NO | 0 | 0 | FLEXITALLIC | KZA 010033310SPEC |  | 01,22 | 1 |  |  |  |  | 65007 |  |  |  | 2018-05-13 | 2023-09-20 | [5 empty] | -2 | 1
5818 | 29200000TL | 03483 | EG1039012 | S | 58800762 | 58 | EGTL Spares | Mtce | 54 | 54A | GASKET:6 INCH DIA X 300 LB | SERR MTL CORE | Gaskets : WITH 0.5MM GRAPHITE FC EA SIDE | EA | 300 | 0 | 0 | NO | 0 | 0.001 | FLEXITALLIC | KZA 060033310SPEC |  | 01,22 | 1 |  |  |  |  | 65007 |  |  |  | 2015-12-17
5819 | 29200000TL | 03483 | EGC027030 | P | 58800763 | 58 | EGTL Spares | Mtce | 54 | 54A | GASKET:4 INCH DIA X 300 LB | SPIRAL WOUND | ASME B16.20; ASME B16.5 CLASS | EA | 99 | 60 | 100 | NO | 0 | 0 | FLEXITALLIC | KZA 040033310SPEC |  | 01,22 | 1 |  |  |  |  | 65007 |  |  |  | 2018-01-27 | 2022-08-15
5820 | 29200000TL | 03483 | EG3003055 | P | 58800777 | 58 | EGTL Spares | Mtce | 54 | 54A | GASKET:8 INCH DIA X 150 LB | SERR MTL CORE | WITH 0.5MM GRAPHITE FC EA SIDE | EA | 66 | 60 | 100 | NO | 0 | 0 | FLEXITALLIC | KZA 080013310SPEC |  | 01,22 | 1 |  |  |  |  | 65007 |  |  |  | 2018-09-21 | 2025-08-11 |  | -24 | 4
5821 | 29200000TL | 03483 | EGC006022 | P | 58800783 | 58 | EGTL Spares | Mtce | 54 | 54A | GASKET:20 INCH DIA X 150LB | SERR MTL CORE | WITH 0.5MM FX GRAPHITE FC EA SIDE | EA | 34 | 0 | 0 | NO | 0 | 0 | FLEXITALLIC | KZA 200013310SPEC |  | 01,22 | 1 |  |  |  |  | 65007 |  |  |  | 2019-05-02 | 2025-06-30 |  | -16 | 1
5822 | 29200000TL | 03483 | EG1008007 | P | 58800790 | 58 | EGTL Spares | Mtce | 76 | 76Z | LOCKWASHER: STEEL BEARING | SKF STANDARD | Pumps-Other : MB16 SKF OR EQUIVALENT. | EA | 3 | 2 | 3 | NO | 7.0867 | 1100 | SKF | MB16 |  | 01 | 1 |  |  |  |  | 65268 |  |  |  | 2013-11-25 | 2017-01-23 | 2013-12-10
5823 | 29200000TL | 03483 | EG1013002 | P | 58800807 | 58 | EGTL Spares | Mtce | 66 | 66S | COIL: SOLENOID | 24VDC 1.4WATTS | Valve - On/Off, solenoid, actuated :REPLACEMENT COIL FOR ASCO REDHAT SOLENOID. INSTRINSICALLY SAFE/LOW POWER WATERTIGHT AND EXPLOSION PROOF | EA | 40 | 0 | 0 | NO | 342 | 67203 | ASCO | 274714-902-D |  | 01 | 1 |  |  |  |  | 65387 |  | 274714-902-D |  | 2013-11-29 | 2015-07-13 | 2015-07-27
5824 | 29200000TL | 03483 | EG1017009 | P | 58800813 | 58 | EGTL Spares | Mtce | 66 | 66P | STEM: VALVE CONTROL | 1-1/4 IN VALVE,1-9/64 IN | Valve - Control : DIA, 23 IN LG, S20910 FMS 20B21, PLUG, QA CODE: 01A AND 07 | EA | 4 | 2 | 4 | NO | 1719.9 | 267015.4629 | FISHER |  |  | 01A, 07 | 1 |  |  |  |  | 65065 |  |  |  | 2013-11-30 |  | 2014-01-16
5825 | 292000TLDE | 03483 | EG3001032 | P | 58800814 | 58 | EGTL Spares | Mtce | 66 | 66F | ACTUATOR: FISHER | 172-HXV-0044, BENCH SET | Valve - Parts & Accessories :1.2-2.6 BAR, TRAVEL 3, PRESSURE UNITS BAR, OPERATING RANGE 0.1-2.7 BAR. | EA | 1 | 0 | 0 | YES | 5787.6384 | 8665773.13 | FISHER | 667 SIZE 100 |  | 01,10,22 | 1 |  |  |  |  | 65392 |  | 667 SIZE 100 |  | 2016-03-31 |  |  | 1 | 1
5826 | 292000TLDE | 03483 | EG3005FLR | S | 58800815 | 58 | EGTL Spares | Mtce | 66 | 66Z | VALVE | FISHER 6 INCH HPD | Valve-Other : | EA | 1 | 0 | 0 | YES | 5842.2625 | 8747561.25 | FISHER |  |  | 02 | 1 |  | 2CBC |  |  | 65392 |  |  |  | 2016-03-31 |  |  | 1 | 1
5827 | 29200000TL | 03483 | EG1058015 | P | 58800848 | 58 | EGTL Spares | Mtce | 86 | 86Z | TRANSMITTER: ROSEMOUNT, DP | CAPILLARY,3IN CLASS 300 FLANGE | Automotive - Parts and Accessories: 1199/MCD15AFFW72DAA9EG 1199/WCAB6AFFW72DAA9EG 110-LT-1181; 110-LT 2181. MFG PART NUMBER: 3051CD2A22A1AS9Q4 1199/MCD15AFFW72DAA9EG | EA | 2 | 1 | 2 | NO | 8772.08 | 2135543.0431 | ROSEMOUNT | 3051CD2A22A1AS9Q4 1199/MC |  | 05,22 | 1 |  |  |  |  | 65614 |  | 3051CD2A22A1AS9Q4 1199/MC |  | 2013-12-19 | 2017-02-02 | 2017-06-02
5828 | 29200000TL | 03483 | EG1058015 | S | 58800849 | 58 | EGTL Spares | Mtce | 86 | 86Z | TRANSMITTER: ROSEMOUNT, DP | CAPILLARY,3IN CLASS 150 FLANGE | Automotive - Parts and Accessories: 1199/MCD15AFFW71DAA9EG 1199/WCAB6AFFW71DAA9EG 110-LT-1109; 110-LT-1185; 110-LXT-1123A,B,C; 110-LXT-1124A,B,C; 110-LT-2109; 110-LT-2185; 110-LXT-2123A,B,C; 110-LXT-2124A,B,C. This has a 3" class 150 flange. MFG PART NUM | EA | 4 | 2 | 4 | NO | 6936.89 | 1076956.157 | ROSEMOUNT | 3051CD2A22A1AS9Q4 1199/MC |  | 05,22 | 1 |  |  |  |  | 65614 |  | 3051CD2A22A1AS9Q4 1199/MC |  | 2013-12-19 |  | 2014-01-27
5829 | 29200000TL | 03483 | EG1019014 | P | 58800852 | 58 | EGTL Spares | Mtce | 86 | 86Z | GEAR | WORM | Automotive - Parts and Accessories: FOR 171-PX-036 A/B ACID DOSING PUMPS MILTON ROY SERIAL:200804080241 TYPE:XA112(134)G5H5/EN.L.CZ.HD.HH3Z. SUPPLIERS CROSS REFERENCE DRAWING 1066103010 | EA | 1 | 0 | 1 | NO | 1377.9 | 213905.196 | MILTON ROY | 05203012036 |  | 00 | 1 |  | 2CBC |  |  | 65632 |  |  |  | 2013-12-20 |  | 2014-02-19
5830 | 29200000TL | 03483 | EG1019014 | P | 58800853 | 58 | EGTL Spares | Mtce | 86 | 86Z | GEAR | ECCENTRIC WHEEL | Automotive - Parts and Accessories: PUMPS MILTON ROY SERIAL:200804080241 TYPE:XA112(134)G5H5/EN.L.CZ.HD.HH3Z. OEM PART 0520042001 ECCENTRIC WHEEL 052A SUPPLIERS CROSS REFERENCE DRAWING 1066103010 | EA | 1 | 0 | 1 | NO | 1325.69 | 205800.1156 | MILTON ROY | 0520042001 |  | 00 | 1 |  | 2CBC |  |  | 65632 |  |  |  | 2013-12-20 |  | 2014-02-19
5831 | 29200000TL | 03483 | EGC036003 | P | 58800866 | 58 | EGTL Spares | Mtce | 66 | 66P | KIT: REPAIR | R63EGX00122 | Valve - Control : KIT: REPAIR P/N R63EGX00122 | EA | 6 | 3 | 6 | NO | 130.6073 | 20274.5196 | FISHER CONTROLS | R63EGX00122 |  | 01 | [9 empty] | 2014-01-04 |  | 2014-05-01
5832 | 29200000TL | 03483 | EG1059008 | P | 58800912 | 58 | EGTL Spares | Mtce | 51 | 51E | RECEPTACLE | 480V 30AMP AC | Electric Components - Conduit / Fitting :SAFETY INTERLOCK SWITCH ENCLOSURE TYPE 4X/12 ONLY RECEPTACLE. | EA | 7 | 5 | 8 | NO | 404.5438 | 70105.0964 | HUB | HBL4100MI7W |  | 00 | 2 |  | 2CBC |  |  | 66531 |  |  |  | 2014-02-08 | 2025-03-20 | 2015-09-18 | -1 | 1
5833 | 29200000TL | 03483 | EG1017001 | P | 58800915 | 58 | EGTL Spares | Mtce | 66 | 66P | KIT: RETROFIT | SINGLE GRAPHITE ULF | Valve - Control : ENVIRO-SEAL ,STEM SIZE;3/8" YOKE BOSS DIAMETER;2-1/8" | KI | 1 | 1 | 2 | NO | 1947.735 | 442986.031 | FISHER CONTROL | RPACKXRT292 |  | 01,02,22 | 1 |  |  |  |  | 66557 |  |  |  | 2014-02-08 | 2019-03-17 | 2017-01-28
5834 | 29200000TL | 03483 | EGC033015 | P | 58800920 | 58 | EGTL Spares | Mtce | 51 | 51D | WIRE: TIG 2.4 MM DIA | ALUMINIUM 556 | Electric Components - Wire / Cable : FOR THE REPAIR AND RECLAMATION OF MAGNESIUM/MANGANESE-BEARING ALUMINIUM ALLOYS (MARINE-GRADE). HIGHER CORROSION-RESISTANCE TO MARINE ENVIRONMENT THAN 5356.CLASSIFICATION: BS EN ISO 18273S AL 5556 AWS A5.10 ER 5556WELDI | EA | 19 | 6 | 12 | NO | 162.3398 | 25200 | BOC GASES LTD | BOC5556 |  | 02,21 | 1 |  |  |  |  | 66528 |  |  |  | 2014-02-09 | 2016-12-04 | 2014-08-18
5835 | 29200000TL | 03483 | EG1060006 | P | 58800982 | 58 | EGTL Spares | Mtce | 51 | 51Z | RTD: TEMPERATURE DUAL ELEMENT | OKAZAKI RESIOPAK 167mm | Electric-Other : 4.8mm 0-200 OHMS 1/4 NPT | EA | 8 | 4 | 8 | NO | 1837.52 | 306957.716 | OKAZAKI |  |  | 00 | 1 |  |  |  |  | 67356 |  | R40 |  | 2014-03-10 |  | 2014-08-26
5836 | 29200000TL | 03483 | EG1060006 | P | 58800983 | 58 | EGTL Spares | Mtce | 51 | 51Z | RTD:TEMPERATURE DUAL ELEMENT | OKAZAKI RESIOPAK 161MM | Electric-Other : 4.8mm 0-200 OHMS 1/4 NPT | EA | 8 | 4 | 8 | NO | 1837.52 | 306957.716 | OKAZAKI |  |  | 00 | 1 |  |  |  |  | 67356 |  | R40 |  | 2014-03-10 |  | 2014-08-26
5837 | 29300000TL | 03483 | EG5009021 | P | 58800987 | 58 | EGTL Spares | Mtce | 11 | 11I | SERVER:MMS, REPLACEMENT | RACK MOUNT | Computer Hardware - Windows/Linux/VMWare Servers : ProLiant ML370 Tower type server with a dual processor upgrade, 24GB RAM, six 300GB hard drives and 64 bit Windows Server 2008 R2 Computer with: Internal CD/DVD +/- RW drive, Dual port Network card (emb | EA | 2 | 1 | 2 | YES | 19995.6 | 3928335.576 | BENTLY NEVADA | 3010/11-A05-B00-C03-D00-E |  | 01,02,21,22 | 1 |  |  |  |  | 66819 |  | HP DL380P G8 |  | 2019-11-01
5838 | 29200000TL | 03483 | EG1009009 | P | 58800989 | 58 | EGTL Spares | Mtce | 11 | 11J | CABLE:OPTIC FIBER 100 Base-FX | WITH MT-RJ CONNECTOR | Computer Hardware - IT Network Equipment : Standard Transient Data Interface, and I/O Module 10/100 BASE T P/N 146031-01.TMR Rack Interface Module 125744-01 and RIM I/O Module with RS232/RS422 Interface 125768-01 | EA | 10 | 0 | 0 | NO | 372.78 | 73236.3588 | BENTLY NEVADA | 161756-100 |  | 01,02,10,21,22 | 1 |  |  |  |  | 66819 |  |  |  | 2014-03-10 |  | 2015-05-31
5839 | 29200000TL | 03483 | EG1015011 | P | 58801064 | 58 | EGTL Spares | Mtce | 51 | 51Z | CAPACITOR: SNUBBER 0.2UF 2.4KV | FUSE FOR VSD 150-CC-001 | Electric-Other : FOR VSD 150-CC-001 | EA | 9 | 5 | 9 | NO | 535 | 89371.75 | ALLEN BRADLEY | 80025-523-15 |  | 01,02,10 | 3 |  |  |  |  | 68968 |  |  |  | 2014-04-29 |  | 2014-11-06
5840 | 29200000TL | 03483 | EG1015001 | P | 58801066 | 58 | EGTL Spares | Mtce | 51 | 51Z | POWER SUPPLY UNIT: AC/DC | AC/ DC PSU FOR VSD 150-CC-001 | Electric-Other : 120VAC TO 56VDC, | EA | 2 | 1 | 2 | NO | 2275 | 705250 | ALLEN BRADLEY | 80026-088-01 |  | 01,02,10 | 1 |  |  |  |  | 68968 |  |  |  | 2014-04-29 | 2016-04-03 | 2016-04-27
5841 | 29200000TL | 03483 | EG1015001 | P | 58801067 | 58 | EGTL Spares | Mtce | 51 | 51Z | POWER SUPPLY UNIT: DC/DC | DC/DC PSU FOR VSD 150-CC-001 | Electric-Other : 56VDC TO +24, +15V | EA | 2 | 1 | 2 | NO | 5607.485 | 1724664.422 | ALLEN BRADLEY | 80026-173-23 |  | 01,02,10 | 1 |  |  |  |  | 68968 |  |  |  | 2014-04-29 | 2016-04-02 | 2017-03-21
5842 | 29200000TL | 03483 | EG1011002 | P | 58801095 | 58 | EGTL Spares | Mtce | 51 | 51Z | FAN: TUBE AXIAL 115V, 200CFM | FOR VSD 150-CC-001 | Electric-Other : | EA | 2 | 1 | 2 | NO | 382.32 | 59351.3568 | ALLEN BRADLEY | 22610-103-01 |  | 01,22 | 1 |  |  |  |  | 69035 |  |  |  | 2014-04-29 |  | 2014-09-21
5843 | 29200000TL | 03483 | EG1011001 | P | 58801099 | 58 | EGTL Spares | Mtce | 51 | 51Z | RECEPTACLE: STEGO | FOR VSD 150-CC-001 | Electric-Other : | EA | 2 | 0 | 0 | NO | 121.5 | 18861.66 | ALLEN BRADLEY | 80025-334-01 |  | 00 | 1 |  |  |  |  | 69963 |  |  |  | 2014-04-29 |  | 2014-09-21
5844 | 29200000TL | 03483 | EG1051051 | P | 58801100 | 58 | EGTL Spares | Mtce | 51 | 51Z | TRANSFORMER: 6.0KVA 3PH CPT | 480/208V, 60HZ, | Electric-Other : FOR VSD 150-CC-001 | EA | 2 | 1 | 2 | NO | 3726 | 624105 | ALLEN BRADLEY | 80022-069-05 |  | 01,10 | 1 |  |  |  |  | 69963 |  |  |  | 2014-04-29 |  | 2014-09-21
5845 | 29200000TL | 03483 | EG1020008 | P | 58801108 | 58 | EGTL Spares | Mtce | 51 | 51Z | POWER SUPPLY: 3PH AC/DC | PSU FOR VSD 150-CC-001 | Electric-Other : | EA | 3 | 2 | 4 | NO | 8108.3333 | 2475799.1667 | ALLEN BRADLEY | 80026-172-23 |  | 01,02,10 | 1 |  |  |  |  | 69964 |  |  |  | 2014-04-29 | 2016-04-03 | 2017-01-13
5846 | 29200000TL | 03483 | EG1049012 | P | 58801119 | 58 | EGTL Spares | Mtce | 66 | 66C | VALVE:BUTTERFLY 10 IN, | TOP END CONNECTION | Valve-Butterfly : OEM TYCO VANESSA, TYCO VANESSA 10" BUTTERFLY VALVE SIZE: 10" GUIDING: TOP END CONNECTION: BUTTERFLY LUGGED BODY MATERIAL: CSA216 WCB PACKING: PTFE BONNET TYPE: PLAIN TRIM: ON / OFF SEAT: METAL SEATED TRIM MATERIAL: SS316 FIRE SAFE MOUNTI | EA | 2 | 1 | 2 | NO | 7194.99 | 1425327.519 | TYCO VANESSA | F30000 TRIPLE OFFSET |  | 02 | 1 |  |  |  |  | 70018 |  |  |  | 2014-04-29 | 2025-04-03 | 2014-09-11 | 0 | 2
5847 | 29200000TL | 03483 | EG1059014 | P | 58801129 | 58 | EGTL Spares | Mtce | 53 | 53Z | BEACON:LED BASE INTENSITY RED | 120/240V 20W | Fittings - Pipe - Metal - Non CS :D464A13001 L-864 RED BEACON DIALIGHT (NEWARK PART NO: 32T8748) | EA | 3 | 2 | 3 | NO | 3360.253 | 521645.67 | DIALIGHT | D464A13001 |  | 00 | 1 |  |  |  |  | 70145 |  |  |  | 2014-05-11 |  | 2014-08-13
5848 | 29200000TL | 03483 | EG1052005 | P | 58801134 | 58 | EGTL Spares | Mtce | 66 | 66Z | SEAT: VALVE 10 IN 600 LB | MATERIAL: A182 F316 | Valve-Other : PERAR VALVE TYPE TUNNION DBB, 10 IN 600 LB COMPLETE PAIR OF SEATS, MATERIAL A182 F316, 03A+33, VALVE MODEL NUMBER MH-EBF06BW105SSB, VALVE SEAT SERIAL NUMBER 0601240002 0R 0601240001-0001. | EA | 1 | 0 | 1 | NO | 18900.99 | 3712721.4657 | PERAR | 0601240002 |  | 01 | 1 |  |  |  |  | 70380 |  | MH-EBF06BW105SSB, 03A+33 |  | 2014-05-12 |  | 2014-09-29
5849 | 292000TLDE | 03483 | EG1051040 | P | 58801135 | 58 | EGTL Spares | Mtce | 66 | 66Z | BALL: VALVE 10 IN | MATERIAL: A182 F316+T.C | Valve-Other : PERAR VALVE TYPE TUNNION DBB, 10 IN 600 LB BALL, MATERIAL A182 F316+T.C, VALVE MODEL NUMBER MH-EBF06BW105SSB, VALVE BALL SERIAL NUMBER 0601240002 0R 0601240001-0001 | EA | 1 | 0 | 0 | NO | 0 | 0 | PERAR | 0601240002 |  | 02,07,22 | 1 |  |  |  |  | 70380 |  | MH-EBF06BW105SSB, 04 |  | 2025-10-20 |  |  | 1 | 1
5850 | 29200000TL | 03483 | EGC034007 | P | 58801136 | 58 | EGTL Spares | Mtce | 66 | 66Z | KIT | VALVE SOFT SEAL | Valve-Other : CONSISTING BOBY GASKET, STEM GASKET AND GLAND PLATE GASKET, Material: GRAPHITE, | EA | 2 | 1 | 2 | NO | 7515.04 | 1476404.7584 | PERAR | MH-EBF06BW105SSB, 09A,16A |  | 01 | 1 |  | 2CBC |  |  | 70380 |  | MH-EBF06BW105SSB |  | 2014-05-12 |  | 2014-12-23
5851 | 29200000TL | 03483 | EGC012030 | P | 58801137 | 58 | EGTL Spares | Mtce | 50 | 50Z | BEARING:BODY | ASTM A182 F304/F304L | Bearings & Accessories - All :MODEL MV 20IN CLASS 600LB SERIAL NUMBER 60320-002-001, | EA | 4 | 2 | 4 | NO | 22159.42 | 4340660.79 | ORTON VALVES | V4BB100007315 | V4BB100007315 | 01,02,21,22 | 1 |  |  |  |  | 70177 |  | MV |  | 2014-05-12 |  | 2014-09-23
5852 | 29200000TL | 03483 | EGC015025 | P | 58801142 | 58 | EGTL Spares | Mtce | 54 | 54A | RING | BACKUP ASTM A240 | Gaskets : Tp.304 MODEL MV 20IN CLASS 600 SERIAL NUMBER 60320-002-001, BACKUP RING ASTM B564 UNS N4400. ORTON CODE:V4BG020003323. | EA | 2 | 1 | 2 | NO | 12156.84 | 2408270.004 | ORTON VALVE | V4BG020003323 | V4BG020003323 | 01,02 | 1 |  | 2CBC |  |  | 70177 |  | MV |  | 2014-05-13 |  | 2014-09-23
5853 | 29200000TL | 03483 | EGC030024 | P | 58801143 | 58 | EGTL Spares | Mtce | 54 | 54A | RING:SEAL ASTM A240 | TP.430 H.D.G. | Gaskets : MODEL MV 20 IN CLASS 600LB SERIAL NUMBER 60320-002-001, SEAL RING ASTM N127 UNS N04400 + H.D.G. ORTON CODE:V4SL020035817. | EA | 2 | 1 | 2 | NO | 7061.98 | 1398978.238 | ORTON VALVES | V4SL020035817 | V4SL020035817 | 01,02 | 1 |  |  |  |  | 70177 |  | MV |  | 2014-05-13 |  | 2014-09-23
5854 | 29200000TL | 03483 | EGC012030 | P | 58801145 | 58 | EGTL Spares | Mtce | 50 | 50Z | BEARING: BODY | ASTM A182 F304/F304L | Bearings & Accessories - All :MODEL MV 24"#600 SERIAL NUMBER 60320-003-001FOR 120-XXV-108 | EA | 2 | 1 | 2 | NO | 2670 | 815418 | ORTON VALVES | VNBB120001064 | VNBB120001064 | 01,02,21,22 | 1 |  |  |  |  | 70177 |  |  |  | 2014-05-15 | 2017-08-04 | 2017-10-23
5855 | 29200000TL | 03483 | EG1058007 | P | 58801156 | 58 | EGTL Spares | Mtce | 51 | 51C | RELAY: GENERATOR SEL-300G | SEL-300G | Electric Components - Motor / Generator :OEM SCHWEITZER ENGINEERING LABORATORIES ...SEL-300G GENERATOR RELAY,see link https://www.selinc.com/sel-300g/. | EA | 3 | 0 | 0 | NO | 3896 | 604854 | SCHWEITZER ENGINEERING LA | SEL-300G |  | 01,10 | 1 |  |  |  |  | 70729 |  |  |  | 2014-05-29 |  | 2014-09-25
5856 | 29200000TL | 03483 | EG1058007 | P | 58801157 | 58 | EGTL Spares | Mtce | 51 | 51Z | RELAY | SYNCHECK BE1-25 | Electric-Other : FOR EGTL Steam Turbine Generator. | EA | 3 | 1 | 3 | NO | 2700 | 419175 | BASLER ELECTRIC | BE1-25 M1EA6PN5U3F |  | 01,10 | 1 |  | 2CBC |  |  | 70729 |  |  |  | 2014-05-29 |  | 2014-09-25
5857 | 29200000TL | 03483 | EG1058003 | P | 58801158 | 58 | EGTL Spares | Mtce | 14 | 14B | GOVERNOR: WOODWARD EGCP-3 | DIGITAL CONTROL | Programmable Logic Controllers : VOLTAGE RANGE 18-32Vdc MAX VOLTAGE-40Vdc INPUT CURRENT-0.9A @ 24Vdc. | EA | 3 | 1 | 3 | NO | 7995.57 | 1241152.3311 | WOODWARD | EGCP-3 WOODWARD 8406-113 |  | 00 | 1 |  |  |  |  | 70729 |  |  |  | 2014-05-29 |  | 2014-07-07
5858 | 29200000TL | 03483 | EGC030011 | P | 58801169 | 58 | EGTL Spares | Mtce | 14 | 14D | KIT: REPAIR | FOR SZ 8 GLASS LEVEL GAGES | Level Measuring Instruments : CONTAINS (2) T-BOROSILICATE GLASS, (2) GRAFOIL, (2) IFG5500, (2) MICA, 120-LG-2107, 120-LG-1107 High Pressure 5000psi width 1.313- 1.344 length 12.625 thickness 0.657- 0.688.P&ID 201009 and 202009 | EA | 20 | 15 | 20 | NO | 507.3416 | 140905.4214 | JERGUSON | JRK-48AG |  | 01 | 1 |  |  |  |  | 71023 |  |  |  | 2014-06-08 | 2018-02-28 | 2018-03-07
5859 | 29200000TL | 03483 | EGC030011 | P | 58801171 | 58 | EGTL Spares | Mtce | 66 | 66H | NOZZLE: PSV | UNIT 130-PSV | Filtration - Filters/ Other : valves.pentair.com need Replacement nozzle for 80 series- Type 81S1S8A8A-8 part # SA479 316 SS3. QA Codes 02, 01A, 21 | EA | 21 | 0 | 0 | NO | 176.2078 | 27352.7357 | TYCO MGF CO (PENTAIR) | SA479 316 SS3 |  | 02,01A,21 | 1 |  | 2BBB |  |  | 71031 |  |  |  | 2014-06-08
5860 | 292000TLDE | 03483 | EG3005FLR | P | 58801180 | 58 | EGTL Spares | Mtce | 66 | 66Z | VALVE: AUTOMATIC RECIRCULATION | 3-WAY VALVE 8IN 150LB CS | Valve-Other : VERTICAL LENGHT 750MM, FLOW FLANGE SIZE 8 X 8 X 6 INCHES, DISC OBT-CF8, STUD BOLT-ASTM A 193 B7, NUT-ASTM A 194 2H, ORIFICE-AISI 304,SEAT-AWS E 316 L, SLIDING RING-17-4PH, SPRING INCONEL-X750, O-RING-AFLAS, ANSI B 16.5, PIPE CLASS SORW. REFR | EA | 2 | 0 | 0 | NO | 0 | 0 | HBE ENGINEERING | DLPM-32-015 | 802-13392 | 02,22 | 1 |  |  |  |  | 71008 |  | DLPM-32-015 |  | 2025-10-20 |  |  | 2 | 1
5861 | 29300000TL | 03483 | EG1016020 | P | 58801210 | 58 | EGTL Spares | Mtce | 56 | 56Z | COUPLING | BORE | Fasteners / Hardware : COMPLETE COUPLING CONSIST OF:-LOV02278753 49913 3/4 LF4 HUB LOV02278754 45611 30 MM FLANGE HUBLOVO227875638818 OS ELEMENT FEFERENCE DRAWING NUMBER EGTL1-APC-MEC-BM-100002 Item 4 | EA | 4 | 2 | 4 | YES | 685 | 281406.6223 | LOVEJOY | LF4-2S |  | 01 | 1 |  | 2CBC |  |  | 70887 |  |  |  | 2019-11-01 |  | 2021-08-10
5862 | 29200000TL | 03483 | EG1057011 | P | 58801211 | 58 | EGTL Spares | Mtce | 54 | 54A | KIT | REPAIR MECHANICAL SEAL | Seals : JOHN CRANE CHEMINEER AGITATOR MECHANICAL SEAL CARTRIADGEASSEMBLY REPAIR KIT SEAL 6.375IN TYPE 8B1-VDBL SEAL TO DRAWING CF-SP-74470(KIT CONSISTS OF 2XMATING RINGS, 2 X PRIMARY RINGS, 4 X O-RINGS, 18 SPRINGS AND 4 X ANTI-X-RINGS) | EA | 2 | 1 | 2 | NO | 10022.298 | 1915230.3697 | JOHN CRANE | 619/8B1-V/RK/CF-SP-74470 |  | 01 | 1 |  |  |  | Z-86985-AS1 | 70896 |  | 8B1-VDBL | BNL4133 | 2014-06-26 | 2022-04-09 | 2019-07-13
5863 | 29200000TL | 03483 | EG1060008 | P | 58801213 | 58 | EGTL Spares | Mtce | 54 | 54A | KIT | REPAIR MECHANICAL SEAL | Seals : Pumps Kit Seal Assembly Code: 0480/1604/--/GC4981. | EA | 1 | 1 | 2 | NO | 2987.32 | 499031.806 | JOHN CRANE | 0480/1648/SK/GC4981 |  | 01 | 1 |  | 1BBB |  | G/C4981 | 70896 |  |  | BNL3897 | 2014-06-26 | 2022-05-08 | 2014-07-25
5864 | 29200000TL | 03483 | EG1060013 | P | 58801218 | 58 | EGTL Spares | Mtce | 54 | 54A | KIT: REPAIR MECHANICAL SEAL | For 130-PC-007 Pump NDE | Seals : For 130-PC-007 Pump NDE, for Seal Assembly Code: 0790/1604/--/GC2229 on the Non Drive End (NDE) Seal. | EA | 2 | 1 | 2 | NO | 8160.635 | 1513389.7056 | JOHN CRANE | 0790/1604/SK/GC2229 |  | 01 | 1 |  | 1BBB |  | G/C2229 | 70896 |  |  |  | 2014-06-26 | 2015-05-22 | 2015-07-14
5865 | 29200000TL | 03483 | EG1060017 | P | 58801219 | 58 | EGTL Spares | Mtce | 54 | 54A | KIT: REPAIR MECHANICAL SEAL | For 130-PC-007 Drive End Seal | Seals : For 130-PC-007 Drive End Seal, kit for Seal Assembly Code: 0790/1604/--/GC2228 on the Drive End (DE) Seal. | EA | 1 | 1 | 2 | NO | 8976.6975 | 2272124.4628 | JOHN CRANE | 0790/1604/SK/GC2228 |  | 01 | 1 |  | 1BBB |  | G/C2228 | 70896 |  |  |  | 2014-06-26 | 2021-03-28 | 2016-05-02
5866 | 29200000TL | 03483 | EG1060013 | P | 58801220 | 58 | EGTL Spares | Mtce | 54 | 54A | KIT: REPAIR MECHANICAL SEAL | For 130-PC-006 Pump | Seals : For 130-PC-006 Pump, for Seal Assembly Code: 0380/1604/--/SB8751. | EA | 2 | 0 | 0 | NO | 3511.34 | 586569.347 | JOHN CRANE | 0380/1604/SK/SB8751 |  | 01 | 1 |  | 1BBB |  | S/B8751 | 70896 |  |  |  | 2014-06-26 |  | 2014-07-25
5867 | 29300000TL | 03483 | EG1057015 | P | 58801221 | 58 | EGTL Spares | Mtce | 54 | 54A | KIT | REPAIR MECHANICAL SEAL | Seals : For 130-PC-005A/B Pumps, for Seal Assembly Code: 0580/1604/--/SB8725. | EA | 1 | 0 | 1 | YES | 13111.63 | 20116518.3275 | JOHN CRANE | 0580/1604/SK/SB8725 |  | 01 | 1 |  | 1BBB |  | S/B8725 | 70896 |  |  |  | 2019-11-01 | 2025-01-18 | 2025-04-16 | -1 | 1
5868 | 29200000TL | 03483 | EG1060003 | P | 58801228 | 58 | EGTL Spares | Mtce | 54 | 54A | KIT | REPAIR MECHANICAL SEAL | Seals : For 135-PC-003A/B, for Seal Assembly Code: 0480/8B1/--/SB8636KITS:O-RING P/N 2400/123/230, O=RING P/N R/0993/57/230, ANTI-EXTRUSION RING P/N 0952/J83/697, INBOARD/OUTBOARD PRIMARY RING P/N 0952/J84/676, RETAINER P/N 0952/J85/001, THRUST RING P/N 0 | EA | 1 | 0 | 0 | NO | 9556.025 | 1596333.6422 | JOHN CRANE | 0480/8B1/SK/SB8636 |  | 01 | 1 |  | 1BBB |  | S/B8636 | 70908 |  |  |  | 2014-06-26 | 2017-04-05 | 2014-09-03
5869 | 29300000TL | 03483 | EG5009020 | P | 58801231 | 58 | EGTL Spares | Mtce | 14 | 14H | TRANSMITTER: PRESSURE | CAPILLARY ARMOR PROTECTED | Pressure measuring and control Instruments : FOUNDATION FIELDBUS GAUGE PRESSURE TRANSMITTER -1 TO 20BARG , 9-32VDC SUPPLY,FLANGED 3 INCH 300LB RF,CAPILLARY LENGTH OF 3M WITH FLUSHING CONNECTION, FILL FLUID:D.C.704 SILICONE, HOUSING MATERIAL/CAPILLARY MATE | EA | 2 | 1 | 2 | YES | 5615 | 1112331.5 | ROSEMOUNT MEASUREMENT | 3051CG4F22A1AS7B4K5M5Q4Q8 |  | 02,05,21,22 | 1 |  |  |  |  | 71173 |  |  |  | 2019-11-01
5870 | 29300000TL | 03483 | EG5009022 | P | 58801232 | 58 | EGTL Spares | Mtce | 14 | 14H | TRANSMITTER: PRESSURE | CAPILLARY ARMOR PROTECTED | Pressure measuring and control Instruments : FOUNDATION FIELDBUS GAUGE PRESSURE TRANSMITTER -1 TO 20BARG , 9-32VDC SUPPLY,FLANGED 3 INCH 300LB RF,CAPILLARY LENGTH OF 1.5M WITH FLUSHING CONNECTION, FILL FLUID:D.C.704 SILICONE, HOUSING MATERIAL/CAPILLARY MA | EA | 1 | 0 | 1 | YES | 5596 | 1108567.6 | ROSEMOUNT MEASUREMENT | 1199WCC53AFFW72CB000, CPS |  | 02,05,21,22 | 1 |  | 2BAB |  |  | 71173 |  |  |  | 2019-11-01
5871 | 29300000TL | 03483 | EG5009022 | P | 58801233 | 58 | EGTL Spares | Mtce | 14 | 14H | TRANSMITTER: PRESSURE | CAPILLARY ARMOR PROTECTED | Pressure measuring and control Instruments : FOUNDATION FIELDBUS GAUGE PRESSURE TRANSMITTER -1 TO 20BARG , 9-32VDC SUPPLY,FLANGED 3 INCH 300LB RF,CAPILLARY LENGTH OF 1.5M WITH FLUSHING CONNECTION, FILL FLUID:D.C.704 SILICONE, HOUSING MATERIAL/CAPILLARY MA | EA | 1 | 1 | 2 | YES | 7680.09 | 11499321.9561 | ROSEMOUNT MEASUREMENT | 1199WCC53AFFW72CB00T, CPS |  | 02,05,21,22 | 1 |  |  |  |  | 71173 |  |  |  | 2019-11-01 | 2025-09-18 | 2025-10-15 | -1 | 3 | -1 | 1
5872 | 29300000TL | 03483 | EG5009020 | P | 58801234 | 58 | EGTL Spares | Mtce | 14 | 14H | TRANSMITTER: PRESSURE | CAPILLARY ARMOR PROTECTED | Pressure measuring and control Instruments : FOUNDATION FIELDBUS GAUGE PRESSURE TRANSMITTER -1 TO 20BARG , 9-32VDC SUPPLY,FLANGED 3 INCH 300LB RF,CAPILLARY LENGTH OF 1.5M WITH FLUSHING CONNECTION, FILL FLUID:D.C.704 SILICONE, HOUSING MATERIAL/CAPILLARY MA | EA | 2 | 1 | 2 | YES | 5528 | 1095096.8 | ROSEMOUNT MEASUREMENT | 1199WCC53AFFW72CA000, CPS |  | 02,05,21,22 | 1 |  |  |  |  | 71174 |  |  |  | 2019-11-01
5873 | 29300000TL | 03483 | EG5009020 | P | 58801235 | 58 | EGTL Spares | Mtce | 14 | 14H | TRANSMITTER: PRESSURE | CAPILLARY ARMOR PROTECTED | Pressure measuring and control Instruments : FOUNDATION FIELDBUS GAUGE PRESSURE TRANSMITTER -1 TO 20BARG , 9-32VDC SUPPLY,FLANGED 3 INCH 300LB RF,CAPILLARY LENGTH OF 1.5M WITH FLUSHING CONNECTION, FILL FLUID:D.C.704 SILICONE, HOUSING MATERIAL/CAPILLARY MA | EA | 1 | 0 | 1 | YES | 7164 | 1419188.4 | ROSEMOUNT MEASUREMENT | 1199WCC53AFFW72CBB90, CPS |  | 02,05,21,22 | 1 |  | 2BAB |  |  | 71174 |  |  |  | 2019-11-01
5874 | 29200000TL | 03483 | GTA003CON | S | 58801340 | 58 | EGTL Spares | Mtce | 66 | 66Z | BURNER: COMPLETE | 20PLT BURNER PSFR 10 RM, PMB0 | Valve-Other : COMPLETE ZZ-MB001-SL-003 | EA | 22 | 4 | 10 | NO | 5933.1464 | 921002.32 | BOUSTEAD INTERNATIONAL HE | 1320 |  | 00 | 1 |  |  |  |  | 72240 |  |  |  | 2014-09-01
5875 | 29200000TL | 03483 | EG1013018 | P | 58801348 | 58 | EGTL Spares | Mtce | 66 | 66S | VALVE: SOLENOID | POPPET TYPE DIRECT 3-WAY | Valve - On/Off, solenoid, actuated :ATOS 3-WAY POPPET TYPE DIRECT SOLENOID VALVE, P-A IN REST POSITION. SOLENOID THREADED CONNECTION: NPT 1/2 INCH UNI-4535. SERIES 10 | EA | 2 | 0 | 0 | NO | 3994.42 | 784903.53 | ATOS | DLOHX4-3C/NPT-AO/24DC |  | 02,22 | 1 |  |  |  |  | 72244 |  | DLOHX4-3C/NPT-AO/24DC |  | 2014-09-05 |  | 2014-12-28
5876 | 29200000TL | 03483 | EG1013018 | P | 58801349 | 58 | EGTL Spares | Mtce | 66 | 66S | VALVE: SOLENOID | POPPET TYPE DIRECT 3-WAY VALVE | Valve - On/Off, solenoid, actuated :ATOS 3-WAY POPPET TYPE DIRECT SOLENOID VALVE, A-T IN REST POSITION. SOLENOID THREADED CONNECTION: M20x1.5 UNI-4535. SERIES 10 | EA | 2 | 1 | 2 | NO | 3994.42 | 784903.53 | ATOS | DLOHX4-3A/NPT-AO/24DC |  | 02,22 | [5 empty] | 72244 |  | DLOHX4-3A/NPT-AO/24DC |  | 2014-09-05 |  | 2014-12-28
5877 | 29200000TL | 03483 | EG1057003 | P | 58801351 | 58 | EGTL Spares | Mtce | 66 | 66Z | RING: MATING | SILICON CARBIDE | Valve-Other : | EA | 3 | 1 | 3 | NO | 2914.8367 | 488235.1975 | JOHN CRANE | D-6000-130-9221 |  | 01,02,12,21,22 | 1 |  |  |  |  | 72281 |  |  |  | 2014-09-06 |  | 2014-10-24
5878 | 29200000TL | 03483 | EG1057003 | P | 58801352 | 58 | EGTL Spares | Mtce | 66 | 66Z | RING: PRIMARY | CARBON | Valve-Other : | EA | 3 | 1 | 3 | NO | 1940.6533 | 325059.21 | JOHN CRANE | A8-6375-032-9055 |  | 01,02,21,22 | 1 |  |  |  |  | 72281 |  |  |  | 2014-09-06 |  | 2014-10-24
5879 | 29200000TL | 03483 | EG1017012 | P | 58801360 | 58 | EGTL Spares | Mtce | 14 | 14Z | TRANSDUCER: LINEAR POSITIONER | MICROPULSE | Completion Tools and Equipment - Other: BALLUFF BTL7 MICROPULSE ANALOG INTERFACE, 4-20MA, 24DC. FOR 110-TV-1375 AND 110-TV-2375. | EA | 5 | 1 | 3 | NO | 1025.915 | 203233.7615 | MAN TURBO | BTL7-E570-M0100-B-S32 | BTL7-E570-M0100-B-S32 | 02,22 | 1 |  | 1BBB |  |  | 72421 |  | BTL5-E17-M0100-B-S32 |  | 2014-09-08 | 2025-02-24 | 2014-12-02 | -1 | 1
5880 | 29200000TL | 03483 | EG1057003 | P | 58801362 | 58 | EGTL Spares | Mtce | 14 | 14Z | COUPLING | TRANSMISSION UNIT | Completion Tools and Equipment - Other: WITH BOLTS AND WASHERS FOR 160-PC-001A/BDBSE 250MM(SPACER LENGTH)TRANSMISSION UNIT: PART NUMBER: TSKS-0075-X000-2500HUB BOLTS: PART NUMBER: 1512-3134-0030HUB BOLTS: PART NUMBER: 1512-3155-0030JOHN CRANE DRAWING: D/C | EA | 2 | 0 | 1 | NO | 2051.18 | 343572.2313 | JOHN CRANE | TSKS-0075-X000-2500 |  | 01,22 | 1 |  | 1BBB |  |  | 72536 |  |  |  | 2014-09-08 | 2017-11-08 | 2014-10-24
5881 | 292000TLDE | 03483 | EG3002045 | P | 58801366 | 58 | EGTL Spares | Mtce | 77 | 77B | GEAR DRIVE ASSEMBLY | GEARBOX ASSEMBLY AGITATOR | Tank- Parts & Accessories : Gear Drive Assembly Gear Box assembly for Agitator Chimneer Gearbox for 130-XA 008Chemineer Gearbox Model # 8HTN-50Serial # 5555555848-1Power | EA | 1 | 0 | 0 | YES | 12627.8282 | 18907520.82 | CHEMINEER | Z23289-981 |  | 01,22 | 1 |  |  |  |  | 72898 |  | 8HTN-50 |  | 2016-03-31 |  |  | 1 | 1
5882 | 29200000TL | 03483 | EGC029006 | P | 58801374 | 58 | EGTL Spares | Mtce | 56 | 56Z | KIT: BURST DISC | 60AL-5 BURST DISC KIT,10000PSI | Fasteners / Hardware : 60AL-5 BURST DISC KIT,10000PSI FOR LIBERTY 11 SCOTT AIR COMPRESSOR EGTL SCOTT SAFETY 4320 GOLDMINE ROAD MONROE , NC 28110 MAIN#: 1-704-291-8300 CUSTOMER SERVICE, 1-800-247-7257 TECHNICAL SUPPORT, 1-800-247-7257 | KI | 6 | 3 | 6 | NO | 75 | 14751 | SCOTT SAFETY | AB230710 |  | 01,02 | 1 |  |  |  |  | 71834 |  |  |  | 2014-09-16 |  | 2015-01-13
5883 | 29200000TL | 03483 | EGC029006 | P | 58801375 | 58 | EGTL Spares | Mtce | 56 | 56Z | WASHER: | BURST DISC SEAL NYLON WASHER | Fasteners / Hardware : BURST DISC SEAL NYLON WASHER FOR LIBERTY 11 SCOTT AIR COMPRESSOR EGTL SCOTT SAFETY 4320 GOLDMINE ROAD MONROE , NC 28110 MAIN#, 1-704-291-8300 CUSTOMER SERVIC, 1-800-247-7257 TECHNICAL SUPPORT, 1-800-247-7257 | EA | 6 | 3 | 6 | NO | 0.45 | 88.506 | SCOTT SAFETY | AB210013 |  | 01,02 | 1 |  |  |  |  | 71834 |  |  |  | 2014-09-16 |  | 2015-01-13
5884 | 29200000TL | 03483 | EGC029006 | P | 58801376 | 58 | EGTL Spares | Mtce | 56 | 56Z | PLU: BURST DISC | 60/50AL BURST DISC PLUG | Fasteners / Hardware : 60/50AL BURST DISC PLUG FOR LIBERTY 11 SCOTT AIR COMPRESSOR EGTL SCOTT SAFETY 4320 GOLDMINE ROAD MONROE , NC 28110 MAIN#: 1-704-291-8300 CUSTOMER SERVICE, 1-800-247-7257 TECHNICAL SUPPORT, 1-800-247-7257 | EA | 3 | 2 | 3 | NO | 24 | 4720.32 | SCOTT SAFETY | AB210012 |  | 00 | 1 |  |  |  |  | 71834 |  |  |  | 2014-09-16 |  | 2015-01-13
5885 | 29200000TL | 03483 | EGC029006 | P | 58801377 | 58 | EGTL Spares | Mtce | 56 | 56Z | WASHER: STEM BOTTOM EALING | 65AL STEM BOTTOM SEALIN WASHE | Fasteners / Hardware : STEM BOTTOM EALING 65AL STEM BOTTOM SEALIN WASHE FOR LIBERTY 11 SCOTT AIR COMPRESSOR EGTL SCOTT SAFETY 4320 GOLDMINE ROAD MONROE , NC 28110 MAIN#: 1-704-291-8300 CUSTOMER SERVICE, 1-800-247-7257 TECHNICAL SUPPORT, 1-800-247-7257 | EA | 6 | 3 | 6 | NO | 0.45 | 88.506 | SCOTT SAFETY | ABW01065 |  | 01,02 | 1 |  |  |  |  | 71834 |  |  |  | 2014-09-16 |  | 2015-01-13
5886 | 29200000TL | 03483 | EGC029006 | P | 58801378 | 58 | EGTL Spares | Mtce | 54 | 54A | RING: BACK UP | 60AL SERIES BACK UP RING | Seals : BACK UP 60AL SERIES BACK UP RING FOR LIBERTY 11 SCOTT AIR COMPRESSOR EGTL SCOTT SAFETY 4320 GOLDMINE ROAD MONROE , NC 28110 MAIN#: 1-704-291-8300 CUSTOMER SERVICE: 1-800-247-7257 TECHNICAL SUPPORT: 1-800-247-7257 | EA | 6 | 3 | 6 | NO | 2.55 | 501.534 | SCOTT SAFETY | AB282903 |  | 01,02 | 1 |  | 1BBB |  |  | 71834 |  |  |  | 2014-09-16 |  | 2015-01-13
5887 | 29200000TL | 03483 | EGC029006 | P | 58801379 | 58 | EGTL Spares | Mtce | 54 | 54A | O-RING | 60AL VALVE SEAL 1102 O-RING | Gaskets : O-RING 60AL VALVE SEAL 1102 O-RING FOR LIBERTY 11 SCOTT AIR COMPRESSOR EGTL SCOTT SAFETY 4320 GOLDMINE ROAD MONROE , NC 28110 MAIN#: 1-704-291-8300 CUSTOMER SERVICE: 1-800-247-7257 TECHNICAL SUPPORT: 1-800-247-7257 | EA | 6 | 0 | 0 | NO | 3.75 | 737.55 | SCOTT SAFETY | AB280005 |  | 01,02 | 1 |  |  |  |  | 71834 |  |  |  | 2014-09-16 |  | 2015-01-13
5888 | 29200000TL | 03483 | EGC029006 | P | 58801380 | 58 | EGTL Spares | Mtce | 54 | 54A | O-RING | 60AL BASE O-RING | Gaskets : O-RING 60AL BASE O-RING FOR LIBERTY 11 SCOTT AIR COMPRESSOR EGTL SCOTT SAFETY 4320 GOLDMINE ROAD MONROE , NC 28110 MAIN#: 1-704-291-8300 CUSTOMER SERVICE: 1-800-247-7257 TECHNICAL SUPPORT: 1-800-247-7257 | EA | 6 | 3 | 6 | NO | 5.7 | 1121.076 | SCOTT SAFETY | AB280027 |  | 01,02 | 1 |  |  |  |  | 71834 |  |  |  | 2014-09-16 |  | 2015-01-13
5889 | 29200000TL | 03483 | EGC029006 | P | 58801382 | 58 | EGTL Spares | Mtce | 71 | 71F | KNOB: F/HANDLE | F/HANDLE REVOLVEAIR KNOB | Compressor - Reciprocating - Parts : KNOB F/HANDLE F/HANDLE REVOLVEAIR KNOB FOR LIBERTY 11 SCOTT AIR COMPRESSOR EGTL SCOTT SAFETY 4320 GOLDMINE ROAD MONROE , NC 28110 MAIN#: 1-704-291-8300 CUSTOMER SERVICE: 1-800-247-7257 TECHNICAL SUPPORT: 1-800-247-72 | EA | 2 | 1 | 2 | NO | 49.98 | 9830.0664 | SCOTT SAFETY | AB286456K |  | 00 | 1 |  |  |  |  | 71834 |  |  |  | 2014-09-16 | 2019-08-05 | 2015-01-13
5890 | 29200000TL | 03483 | EGC027021 | P | 58801384 | 58 | EGTL Spares | Mtce | 02 | 02A | ELEMENT: COALESCER & DRYER | COALLESCER&DRYER PURI ELEMENT | Heating Ventilation and Air Conditioning Equipnment & Parts : ELEMENT COALESCER & DRYER COALLESCER&DRYER PURI ELEMENT FOR LIBERTY 11 SCOTT AIR COMPRESSOR EGTL SCOTT SAFETY 4320 GOLDMINE ROAD MONROE , NC 28110 MAIN#: 1-704-291-8300 CUSTOMER SERVICE, 1-800 | EA | 4 | 1 | 2 | NO | 210.59 | 41418.8412 | SCOTT SAFETY | AB65X10CA |  | 01,02 | 1 |  |  |  |  | 71834 |  |  |  | 2014-09-16 | 2019-08-05 | 2015-01-13
5891 | 29200000TL | 03483 | EGC029006 | P | 58801385 | 58 | EGTL Spares | Mtce | 51 | 51F | FUSE: MALE FLOW | MALE FLOW FUSE,5DPSI, 1/4NPT | Electric Components - Circuit Protection:5DPSI, 1/4NPT FOR LIBERTY 11 SCOTT AIR COMPRESSOR EGTL SCOTT SAFETY 4320 GOLDMINE ROAD MONROE , NC 28110 MAIN#: 1-704-291-8300 CUSTOMER SERVICE: 1-800-247-7257 TECHNICAL SUPPORT: 1-800-247-7257 | EA | 4 | 2 | 4 | NO | 156 | 30682.08 | SCOTT SAFETY | AB280242 |  | 01,02 | 1 |  |  |  |  | 71838 |  |  |  | 2014-09-16 |  | 2015-01-13
5892 | 29200000TL | 03483 | EGC029006 | P | 58801386 | 58 | EGTL Spares | Mtce | 66 | 66Z | KIT: REPAIR | DUMP VALVE REPAIR KIT | Valve-Other : VALVE O-RING 50AL,60AL,110 VALVE O-RING KIT FOR LIBERTY 11 SCOTT AIR COMPRESSOR EGTL SCOTT SAFETY 4320 GOLDMINE ROAD MONROE , NC 28110 MAIN#: 1-704-291-8300 CUSTOMER SERVICE: 1-800-247-7257 TECHNICAL SUPPORT: 1-800-247-7257 | KI | 2 | 1 | 2 | NO | 67.5 | 13275.9 | SCOTT SAFETY | AB2494K |  | 01,02 | 1 |  |  |  |  | 71838 |  |  |  | 2014-09-16 |  | 2015-01-13
5893 | 29200000TL | 03483 | EGC029006 | P | 58801387 | 58 | EGTL Spares | Mtce | 54 | 54A | O-RING | IR AUTO DRIAN VALVE O-RING | Gaskets : IR AUTO DRIAN VALVE O-RING FOR LIBERTY 11 SCOTT AIR COMPRESSOR EGTL SCOTT SAFETY 4320 GOLDMINE ROAD MONROE , NC 28110 MAIN#: 1-704-291-8300 CUSTOMER SERVICE: 1-800-247-7257 TECHNICAL SUPPORT: 1-800-247-7257 | EA | 2 | 0 | 0 | NO | 22.35 | 4395.798 | SCOTT SAFETY | AB110-1082 |  | 01,02 | 1 |  |  |  |  | 71838 |  |  |  | 2014-09-16 |  | 2015-01-13
5894 | 29200000TL | 03483 | EGC029006 | P | 58801388 | 58 | EGTL Spares | Mtce | 66 | 66Z | PISTON: VALVE | IR AUTO DRIAN VALVE PISTON | Valve-Other : IR AUTO DRIAN VALVE PISTON FOR LIBERTY 11 SCOTT AIR COMPRESSOR EGTL SCOTT SAFETY 4320 GOLDMINE ROAD MONROE , NC 28110 MAIN#: 1-704-291-8300 CUSTOMER SERVICE: 1-800-247-7257 TECHNICAL SUPPORT: 1-800-247-7257 | EA | 2 | 1 | 2 | NO | 291 | 57233.88 | SCOTT SAFETY | AB110-1081 |  | 00 | 1 |  |  |  |  | 71838 |  |  |  | 2014-09-16 |  | 2015-01-13
5895 | 29200000TL | 03483 | EGC027027 | P | 58801390 | 58 | EGTL Spares | Mtce | 71 | 71F | ELEMENT: | REMOTE INTAKE ELEMENT | Compressor - Reciprocating - Parts : REMOTE INTAKE ELEMENT FOR LIBERTY 11 SCOTT AIR COMPRESSOR EGTL SCOTT SAFETY 4320 GOLDMINE ROAD MONROE , NC 28110 MAIN#: 1-704-291-8300 CUSTOMER SERVICE: 1-800-247-7257 TECHNICAL SUPPORT: 1-800-247-7257 | EA | 6 | 3 | 6 | NO | 36 | 7080.48 | SCOTT SAFETY | ABE065387 |  | 01,02 | 1 |  |  |  |  | 71838 |  |  |  | 2014-09-16 |  | 2015-01-13
5896 | 29200000TL | 03483 | EGC029006 | P | 58801391 | 58 | EGTL Spares | Mtce | 66 | 66Z | VALVE: BACKPRESS | 6KPSI 1/4NPTF BACKPRESS VALVE | Valve-Other : 6KPSI 1/4NPTF BACKPRESS VALVE FOR LIBERTY 11 SCOTT AIR COMPRESSOR EGTL SCOTT SAFETY 4320 GOLDMINE ROAD MONROE , NC 28110 MAIN#: 1-704-291-8300 CUSTOMER SERVICE: 1-800-247-7257 TECHNICAL SUPPORT: 1-800-247-7257 | EA | 2 | 0 | 0 | NO | 163.5 | 32157.18 | SCOTT SAFETY | AB280504 |  | 02 | 1 |  |  |  |  | 71838 |  |  |  | 2014-09-16 |  | 2015-01-13
5897 | 29200000TL | 03483 | EGC029006 | P | 58801392 | 58 | EGTL Spares | Mtce | 66 | 66O | VALVE: CHECK | M-F FLOW CHECK VALVE | Valve - Check : CHECK M-F FLOW CHECK VALVE FOR LIBERTY 11 SCOTT AIR COMPRESSOR EGTL SCOTT SAFETY 4320 GOLDMINE ROAD MONROE , NC 28110 MAIN#: 1-704-291-8300 CUSTOMER SERVICE: 1-800-247-7257 TECHNICAL SUPPORT: 1-800-247-7257 | EA | 2 | 1 | 2 | NO | 126 | 24781.68 | SCOTT SAFETY | ABVCA955 |  | 02 | 1 |  |  |  |  | 71838 |  |  |  | 2014-09-16 |  | 2015-01-13
5898 | 29200000TL | 03483 | EGC029006 | P | 58801393 | 58 | EGTL Spares | Mtce | 66 | 66F | KIT: VALVE O-RING | 50AL,60AL,110 VALVE O-RING KIT | Valve - Parts & Accessories :KIT: VALVE O-RING 50AL,60AL,110 VALVE O-RING KIT FOR LIBERTY 11 SCOTT AIR COMPRESSOR EGTL SCOTT SAFETY 4320 GOLDMINE ROAD MONROE , NC 28110 MAIN#: 1-704-291-8300 CUSTOMER SERVICE: 1-800-247-7257 TECHNICAL SUPPORT: 1-800-247-72 | KI | 2 | 0 | 0 | NO | 124.5 | 24486.66 | SCOTT SAFETY | AB230602 |  | 01,02 | 1 |  |  |  |  | 71838 |  |  |  | 2014-09-16 |  | 2015-01-13
5899 | 29200000TL | 03483 | EGC029006 | P | 58801394 | 58 | EGTL Spares | Mtce | 54 | 54A | DISC: BURST | 10000PSI BURST DISC | Seals : BURST 10000PSI BURST DISC FOR LIBERTY 11 SCOTT AIR COMPRESSOR EGTL SCOTT SAFETY 4320 GOLDMINE ROAD MONROE , NC 28110 MAIN,1-704-291-8300 CUSTOMER SERVICE: 1-800-247-7257 TECHNICAL SUPPORT: 1-800-247-7257 | EA | 6 | 3 | 6 | NO | 2.1 | 413.028 | SCOTT SAFETY | AB210014 |  | 01,02,22 | 1 |  | 1BBB |  |  | 71838 |  |  |  | 2014-09-16 |  | 2015-01-13
5900 | 29200000TL | 03483 | EG1059010 | P | 58801422 | 58 | EGTL Spares | Mtce | 51 | 51Z | CONTACTOR: GEAR SWITCH | 100-130V 50/60Hz | Electric-Other : for 5-VSD-5 MCS 100-D Contactor, IEC, 630 A, 100-130V 50/60HzAC and DC (w/Elec. Coil). P/N: 100-D630ED11. Powerflex 755. Allen Bradley | EA | 1 | 0 | 0 | NO | 5005.43 | 777093.0075 | ALLEN BRADLEY | 100-D630ED11 |  | 01,02,10 | 1 |  | 2BBC |  |  | 72357 |  |  |  | 2014-09-16 |  | 2014-10-21
5901 | 29300000TL | 03483 | EG1049018 | P | 58801437 | 58 | EGTL Spares | Mtce | 66 | 66Z | SHAFT | DRIVE | Valve-Other : FOR CHEMINEER AGITATOR 130-XA-008, DRAWING Z-86985-AS1 MODEL 8HTN-50. | EA | 1 | 0 | 1 | YES | 17023.56 | 6973360.0635 | CHEMINEER |  |  | 01,22 | 1 |  | 2BAB |  | Z-86985-AS1 | 72975 |  | 8HTN-50 |  | 2019-11-01 |  | 2021-05-05
5902 | 29200000TL | 03483 | EG1060010 | P | 58801440 | 58 | EGTL Spares | Mtce | 51 | 51Z | SWITCH: 630A CHANGEOVER | FOR 5-VSD-5 | Electric-Other : SIRCOVER I-0-II 630A CHANGEOVER SWITCH. MCS 100-D Contactor, IEC, 630 A, 100-130V 50/60HzAC and DC (w/Elec. Coil) | EA | 1 | 0 | 0 | NO | 6659 | 1112385.95 | SOCOMEC | 100-D630ED11 |  | 01,10 | 1 |  | 2BBC |  |  | 72895 |  |  |  | 2014-09-28 |  | 2014-11-18
5903 | 29300000TL | 03483 | EG5009015 | P | 58801445 | 58 | EGTL Spares | Mtce | 51 | 51Z | MODULE: FRAME 8 480V 740A | FOR 5-VSD-5 | Electric-Other : REPLACEMENT CONVERTER MODULES. P/N: 20-750-C1-C770D740. ALLEN BRADLEY | EA | 1 | 0 | 1 | YES | 12913.56 | 2558176.236 | ALLEN BRADLEY | 20-750-C1-C770D740 |  | 01 | 1 |  | 2BAB |  |  | 72893 |  |  |  | 2019-11-01
5904 | 292000TLDE | 03483 | EG5012005 | P | 58801447 | 58 | EGTL Spares | Mtce | 51 | 51Z | AC DRIVE:POWERFLEX 755 | FOR 5-VSD-5 | Electric-Other : WITH EMBEDDEDETHERNET/IP, AIR COOLED, AC INPUT WITH PRECHARGE, NODC TERMINALS, TYPE 1, IP00, 617 AMPS, 600HP LD,500HP ND, 400HP HD, 480 VAC, 3 PH, FRAME 8,FILTERED, CM JUMPER REMOVED, NONE, BLANK (NOHIM). P/N: 20G11TD617AN0NNNNN | EA | 1 | 0 | 0 | NO | 0 | 0 | ALLEN BRADLEY | 20G11TD617AN0NNNNN |  | 01,22 | 1 |  | 2BBC |  |  | 72893 |  |  |  | 2025-10-20 |  |  | 1 | 1
5905 | 29200000TL | 03483 | EG1057009 | P | 58801454 | 58 | EGTL Spares | Mtce | 51 | 51Z | CONTACTOR: 630A,100-130V | FOR 5-VSD-5 | Electric-Other : IEC, 630 A, 100-130V 50/60HzAC and DC (w/Elec. Coil). P/N: 100-D630ED11. Allen Bradley | EA | 1 | 0 | 0 | NO | 5005.43 | 836157.0815 | ALLEN BRADLEY | 100-D630ED11 |  | 01,10 | 1 |  | 2BBB |  |  | 72893 |  |  |  | 2014-10-03 |  | 2014-11-05
5906 | 292000TLDE | 03483 | EG5012006 | S | 58801461 | 58 | EGTL Spares | Mtce | 51 | 51Z | INVERTER: 400V 650A,480V 617A | CHOKE FOR 5-VSD-5 | Electric-Other : PF750,COMPLETE INVERTER,WITH CHOKE,400V650A,480V 617A. P/N: 20-750-I1-C650D617. ALLEN BRADLEY | EA | 1 | 0 | 0 | YES | 6699.5096 | 10031108.8 | ALLEN BRADLEY | 20-750-I1-C650D617 |  | 00 | 1 |  | 2BBC |  |  | 72894 |  |  |  | 2016-03-31 |  |  | 1 | 1
5907 | 29200000TL | 03483 | EG1015001 | P | 58801463 | 58 | EGTL Spares | Mtce | 51 | 51Z | MODULE: POWER LAYER INTERFACE | BOARD FOR 5-VSD-5 | Electric-Other : PF750,FR8,INV,POWER LAYER INTERFACE BOARD - INCLUDES2 FIBER OPTIC TRANSCEIVERS. P/N: SK-R1-PINT1-F8. ALLEN BRADLEY | EA | 1 | 0 | 0 | NO | 2347.92 | 386232.84 | ALLEN BRADLEY | SK-R1-PINT1-F8 |  | 01 | 1 |  | 2BBB |  |  | 72894 |  |  |  | 2014-10-04 |  | 2014-11-05
5908 | 292000TLDE | 03483 | EG3005FLR | P | 58801471 | 58 | EGTL Spares | Mtce | 77 | 77A | SHAFT | EXTENSION | Tank- Parts & Accessories : Welded coupling Extension shaft for melt drum agitator 130-XA-008. Drawing Z-86985-AS1. Model - 8HTN-50. Serial - 555848.. | EA | 1 | 0 | 0 | NO | 0 | 0 | CHEMINEER | 404-001 |  | 00 | 1 |  | 1BBB |  |  | 73094 |  |  |  | 2025-10-20 |  |  | 1 | 1
5909 | 29200000TL | 03483 | EG1009007 | P | 58801472 | 58 | EGTL Spares | Mtce | 50 | 50Z | BEARING: SHAFT | Bearing LB: 6034MC3 | Bearings & Accessories - All :for seal assembly for 130-XA-008. Model - 8HTN-50. Serial - 555848-1. drawing - Z-86985-SL1. (pos 12) | EA | 2 | 1 | 2 | NO | 975 | 298794.75 | CHEMINEER | 1505 |  | 01,21,22 | 1 |  |  |  |  | 73096 |  |  |  | 2014-10-10 | 2019-09-11 | 2019-12-13
5910 | 29200000TL | 03483 | EG1039014 | S | 58801485 | 58 | EGTL Spares | Mtce | 66 | 66Z | KIT: MISC SMALL HDWRE, DVC6000 | FISHER GLOBE VALVE | Valve-Other : PART FOR FISHER SLIDING STEM GLOBE VALVE | EA | 2 | 1 | 2 | NO | 124 | 20398 | FISHER CONTROL | 19B5403X012 |  | 01 | 1 |  |  |  |  | 73335 |  | 19B5403X012 |  | 2014-10-19 |  | 2014-11-13
5911 | 29200000TL | 03483 | EG1038011 | S | 58801486 | 58 | EGTL Spares | Mtce | 66 | 66Z | PLUG: PIPE, HEX HD 1/4 NPT 316 | FOR FISHER GLOBE VALVE | Valve-Other : PART FOR 150-UV-0001(ANTI-SURGE)SLIDING STEM GLOBE VALVE | EA | 2 | 1 | 2 | NO | 24 | 4754.4 | FISHER CONTROL | 1A767535072 |  | 02 | 1 |  |  |  |  | 73336 |  | 1A767535072 |  | 2014-10-19 |  | 2014-11-13
5912 | 29200000TL | 03483 | EG1013016 | P | 58801487 | 58 | EGTL Spares | Mtce | 66 | 66Z | NIPPLE: PIPE, NPT 1/4-18 SCH 8 | FOR FISHER GLOBE VALVE | Valve-Other : PART FOR 150-UV-0001(ANTI-SURGE VALVE) ON 150-CC-001 | EA | 2 | 1 | 2 | NO | 54 | 9045 | FISHER CONTROL | 1C488238982 |  | 02,22 | 1 |  |  |  |  | 73337 |  | 1C488238982 |  | 2014-10-19 |  | 2014-11-13
5913 | 29200000TL | 03483 | EG1038011 | S | 58801488 | 58 | EGTL Spares | Mtce | 66 | 66Z | TEE: PIPE 1/4 NPT 2000 LB, 31 | FOR FISHER GLOBE VALVE | Valve-Other : VALVE SPARE PART FOR 150-UV-0001(ANTI-SURGE VALVE) | EA | 2 | 1 | 2 | NO | 91 | 18027.1 | FISHER CONTROL | 1P506938982 |  | 02,22 | 1 |  |  |  |  | 73338 |  | 1P506938982 |  | 2014-10-19 |  | 2014-11-13
5914 | 29200000TL | 03483 | EG1039014 | S | 58801491 | 58 | EGTL Spares | Mtce | 66 | 66Z | BEARING: SIZE 1 ¼, PURCHASED P | FISHER GLOBE VALVE SPARE | Valve-Other : SPARE FOR 150-UV-0001(ANTI-SURGE VALVE) SLIDING STEM GLOBE VALVE | EA | 2 | 1 | 2 | NO | 21 | 3454.5 | FISHER CONTROL | 24B6313X012 |  | 01,21,22 | 1 |  |  |  |  | 73341 |  | 24B6313X012 |  | 2014-10-19 |  | 2014-11-13
5915 | 29200000TL | 03483 | EG1059003 | P | 58801493 | 58 | EGTL Spares | Mtce | 66 | 66Z | CAGE: WHISPER III,A1, 4,CL1500 | FOR FISHER GLOBE VALVE | Valve-Other : SPARE FOR 150-UV-0001(ANTI-SURGE VALVE)SLIDING STEM GLOBE VALVE | EA | 2 | 1 | 2 | NO | 8896 | 1490080 | FISHER CONTROL | 32B9324X012 |  | 02,21,22 | 1 |  |  |  |  | 73343 |  | 32B9324X012 |  | 2014-10-19 |  | 2014-11-13
5916 | 29200000TL | 03483 | EG1039014 | S | 58801496 | 58 | EGTL Spares | Mtce | 66 | 66Z | COVER : ASSEMBLY, DOUBLE AND R | FOR FISHER GLOBE VALVE | Valve-Other : SPARE FOR 150-UV-0001(ANTI-SURGE VALVE) SLIDING STEM GLOBE VALVE. | EA | 1 | 1 | 2 | NO | 165 | 45632.5 | FISHER CONTROL | GG53748X012 |  | 00 | 1 |  | 1BAA |  |  | 73347 |  | 38B9580X022 |  | 2014-10-19 | 2024-11-22 | 2019-11-05 |  |  | -1 | 1
5917 | 29200000TL | 03483 | EG1039014 | S | 58801497 | 58 | EGTL Spares | Mtce | 66 | 66Z | BUSHING: POT ASSEMBLY, DVC6010 | FOR FISHER GLOBE VALVE | Valve-Other : SPARE FOR 150-UV-0001(ANTI-SURGE VALVE)SLIDING STEM GLOBE VALVE | EA | 1 | 1 | 2 | NO | 587 | 96561.5 | FISHER CONTROL | GE31447X012 |  | 01 | 1 |  |  |  |  | 73348 |  | GE31447X012 |  | 2014-10-19 | 2024-11-22 | 2014-11-13 |  |  | -1 | 1
5918 | 29200000TL | 03483 | EG1039014 | S | 58801498 | 58 | EGTL Spares | Mtce | 66 | 66Z | KIT: REPAIR, 585C & 585CR SPAR | FOR FISHER GLOBE VALVE | Valve-Other : SPARE FOR 150-UV-0001(ANTI-SURGE VALVE) SLIDING STEM GLOBE VALVE | EA | 2 | 1 | 2 | NO | 88 | 14476 | FISHER CONTROL | R585CX00502 |  | 01 | 1 |  |  |  |  | 73349 |  | R585CX00502 |  | 2014-10-19 |  | 2014-11-13
5919 | 29200000TL | 03483 | EG1013018 | P | 58801524 | 58 | EGTL Spares | Mtce | 66 | 66F | O-RING: GLOBE VALVE | 3 1/2 X 3 11/16 X 3/32 NITR | Valve - Parts & Accessories :Spare for 150-UV-0001(anti-surge valve)sliding stem | EA | 1 | 0 | 0 | NO | 15 | 2947.5 | FISHER | T1205106562 | T1205106562 | 01 | 1 |  |  |  |  | 73351 |  |  |  | 2014-10-28 |  | 2015-01-06
5920 | 29200000TL | 03483 | EG1050011 | P | 58801527 | 58 | EGTL Spares | Mtce | 66 | 66Z | IMPELLER | BLADE COMPLETE | Valve-Other : 130-XA-008, Model 8HTN-50, Type maxflo, Pitched bolted | EA | 1 | 0 | 0 | NO | 1923.6641 | 378000 | CHEMINEER |  |  | 00 |  |  | 2BBB |  |  | 73520 |  | 8HTN-50 |  | 2014-10-29 |  | 2015-01-15
5921 | 29200000TL | 03483 | EG1050011 | P | 58801528 | 58 | EGTL Spares | Mtce | 66 | 66Z | IMPELLER: STRAIGHT BOLTED | BLADE | Valve-Other : Drawing Z- 86985-AS1, Impeller (4) Straight bolted blades Type S-4 For 130-XA-008Model 8HTN-50contacts Paul Hickling NOV MonoCranmer Road, West Meadows, Derby, DE21 6XT, U.K.Tel: 01332 363175 Â¦ Direct: 01332 546710 Â¦ Fax: 01332 290323 Paul | EA | 1 | 0 | 0 | NO | 7254.9618 | 1425600 | CHEMINEER | ITEM 18 |  | 00 | 1 |  | 2BBB |  | Z- 86985-AS1 | 73521 |  | 8HTN-5C |  | 2014-10-29 |  | 2015-01-15
5922 | 29300000TL | 03483 | EG1041005 | P | 58801534 | 58 | EGTL Spares | Mtce | 66 | 66P | BRACKET TYPE:MOUNTING DVC6200 | SIZE:657/667-80 | MATL:GG12368X012 Item description: Mounting Bracket for Fisher DVC6200 positioner Bracket type: Linear Actuator type: 657/667 Size 80 with and without Hand jack, Manufacturer: Emerson Fisher Part no: GG12368X012 | EA | 6 | 9 | 13 | YES | 278.8481 | 370774.8487 | FISHER | GG12368X012 |  | 01 | 1 |  | 2BBB |  |  | 73911 |  | GG12368X012 | KGISL049 | 2019-12-22 | 2025-10-26 | 2025-11-15 | -12 | 8
5923 | 292000TLDE | 03483 | EG7FLR703 | P | 58801551 | 58 | EGTL Spares | Mtce | 61 | 61A | BELLOWS TYPE:CG-23 RUBBER | EXPANSION JOINT SIZE:42 IN | PRESS. RANGE:8.4 BAR-G MATL:DN 1050(42 IN NB) DN 1050 (42IN NB) EPDM TYPE CG-23 RUBBER EXPANSION JOINT C/W TIED ASME B16.47 SERIES A 150LB BACKING FLANGES.ITEM CODE:A3-F0783-07-1. | EA | 2 | 0 | 0 |  | 0 | 0 | FLEXEJ | A3-F0783-07-1 |  | 00,02 |  |  | 1CCC | [6 empty] | 2025-10-20 |  |  | 2 | 1
5924 | 29300000TL | 03483 | EGC028017 | P | 58801582 | 58 | EGTL Spares | Mtce | 66 | 66P | MAGNET TYPE:MAGNETIC ARRAY | LINEAR SIZE:25 MM MATL:FISHER | ITEM DESCRIPTION: LINEAR FEEDBACK MAGNETIC ARRAY KIT FOR FISHER DVC6200 POSITIONER SIZE: 25MM-1 INCH TRAVEL MANUFACTURER: EMERSON FISHER PART NO: GG20240X032 | EA | 2 | 1 | 2 | YES | 126.87 | 194650.2975 | FISHER CONTROL | GG20240X032 |  | 01 | 1 |  |  |  |  | GTL202 |  | GG20240X032 | KGISL051 | 2019-11-01 | 2025-03-23 | 2025-07-31 | -2 | 1
5925 | 29200000TL | 03483 | EGC028031 | P | 58801587 | 58 | EGTL Spares | Mtce | 66 | 66P | KIT: MAGNETIC ARRAY | FOR DVC6200 | Valve - Control : FOR ACTUATORS MODEL 667, SIZES 80, | EA | 1 | 3 | 6 | NO | 179.84 | 49184.388 | FISHER CONTROL | GE02576X012 |  | 01 | 1 |  |  |  |  | GTL202 |  | GE02576X012 |  | 2015-01-05 | 2025-10-26 | 2015-02-26 | -1 | 1 | -1 | 1
5926 | 29200000TL | 03483 | EGC028025 | P | 58801588 | 58 | EGTL Spares | Mtce | 66 | 66P | KIT: MAGNETIC ARRAY | FOR DVC6200 | Valve - Control : FOR ACTUATORS MODEL 657, SIZES 87, | EA | 1 | 2 | 4 | NO | 81 | 15931.08 | FISHER CONTROL | GE02575X012 |  | 01 | 1 |  |  |  |  | GTL202 |  | GE02575X012 |  | 2015-01-05 | 2025-09-09 | 2015-02-26 | -3 | 1
5927 | 29200000TL | 03483 | EG1026009 | P | 58801596 | 58 | EGTL Spares | Mtce | 54 | 54A | O-RING: FKM 935 GREENETWEED | BAC CARTRIDGE | Gaskets : MAN TURBO BOOSTER COMPRESSOR O-RING GREENETWEED SERIAL NUMBER 61.401,61.402,DRW:837 033 263, MAT NO: 000 010 626 863 AND TAG NUMBER 4020. MACHINE TYPE RBZ 56-3 +2 | EA | 5 | 2 | 5 | NO | 2829 | 555700.47 | MAN TURBO | 4020 | 10355802 | 01 | 1 |  |  |  |  | GTL202 |  | RBZV 56-7 |  | 2015-01-05 |  | 2015-04-12
5928 | 29200000TL | 03483 | EGC005021 | P | 58801602 | 58 | EGTL Spares | Mtce | 51 | 51A | MOTOR: ELECTRIC 0.75HP, 60HZ | 115/230V, 1725RPM, | Electric Motors - Complete Units Only : BW967597SPEC 35E371-526 CAT NO.VL5007A, A 10.6/5.3, SF 1, FRAME 56C, PHASE 1 | EA | 2 | 1 | 2 | NO | 987.14 | 194150.6952 | BALDOR | VL5007A |  | 01,011,19,22, | 1 |  |  |  |  | GTLU60 |  | BW967597 |  | 2015-01-05 |  | 2015-02-04
5929 | 29200000TL | 03483 | EG3002035 | P | 58801604 | 58 | EGTL Spares | Mtce | 66 | 66S | ACTUATOR:PNEUMATIC RATING:120 | PSI TRAVEL:QUARTER-TURN | Valve - Actuator & Positioner: ACTUATOR, BETTIS, G-SERIES, ROBOTARM II, MODEL G3016 DA, PNEUMATIC, DOUBLE ACTING, FOR 110-KV-1141, 110-KV-2141, 110-KV-1142, 110-KV-2142, 110-KV-1147, 110-KV-2147, 110-KV-1148, 110-KV-2148 | EA | 3 | 1 | 2 | NO | 6499.92 | 1277234.28 | BETTIS ACTUATORS |  |  | 01,10,22 |  |  | 1BBB |  |  |  |  | G3016 |  | 2015-01-17 | 2024-12-06 | 2015-03-02 |  |  | -1 | 1
5930 | 29200000TL | 03483 | EG6122CON | P | 58801605 | 58 | EGTL Spares | Mtce | 66 | 66S | ACTUATOR:PNEUMATIC RATING:120 | PSI TRAVEL:QUARTER-TURN | Valve - Actuator & Positioner: ACTUATOR, BETTIS, G-SERIES, ROBOTARM II, MODEL G3020 DA, PNEUMATIC, DOUBLE ACTING,FOR 110-KV-1110, 110-KV-2110, 110-KV-1120, 110-KV-2120, 110-KV-1130, 110-KV-2130 AND 110-KV-1140, 110-KV-2140EXTENDED_PART_NUMBER=.End user to | EA | 1 | 1 | 2 | NO | 10500 | 2632875 | BETTIS ACTUATORS |  |  | 01,10,22 |  |  | 1BBB |  |  |  |  | G3020 |  | 2015-01-17 | 2025-09-28 | 2016-09-22 | -1 | 1
5931 | 292000TLDE | 03483 | EG3FLR101 | P | 58801609 | 58 | EGTL Spares | Mtce | 66 | 66C | VALVE:BUTTERFLY TYPE:A11 | SIZE:900MM 36 INCH | Valve-Butterfly : CLASS:CARBON STEEL, V DESIGN RATING:120 PSI CONN:WAFER BETWEEN 150 LB FLANGES BODY MATL:CARBON STEEL TRIM:STAINLESS STEEL OPERATED:ACTUATOR BARESHAFT TEMP RATING:120 PSI 250 DEG C SOFTGOODS:ENC COATED CS NOVEX HIGH PERF/ECCENTRIC DISC BU | EA | 1 | 0 | 0 | YES | 0 | 0 | EMERSON FISHER |  |  | 02 | [7 empty] | A11 PORSI SEAL VALVE ASS |  | 2025-10-20 |  |  | 1 | 1
5932 | 29200000TL | 03483 | EG1039008 | S | 58801637 | 58 | EGTL Spares | Mtce | 66 | 66A | VALVE | BALL 1 IN | Valve-Ball : DEG CONN:RF FLANGED BODY MATL:WCC ALLOY STEEL TRIM:R30006 COBALT ALLOY PORT:FULL OPERATED:COUNTER CLOCKWISE TO CLOSE TEMP RATING:298 SOFTGOODS:GRAPHITE GASKETS, PACKING TEFL CONFIG:V300 FISHER ROTARY VALVE V300-1146-2796453SVAVLE SIZE: NPS1NA | EA | 2 | 1 | 2 | NO | 6619.3827 | 2016422.72 | FISHER |  |  | 02,04,05 |  |  | 2CBC |  |  |  |  | V300 |  | 2015-05-24 | 2016-09-22 | 2016-09-07
5933 | 29200000TL | 03483 | EG1013009 | P | 58801643 | 58 | EGTL Spares | Mtce | 14 | 14Z | SOLENOID:COIL TYPE:PILOT COIL | VOL:24VDC, 29.5WATTS | Instruments - Other & Parts : THIS SOLENOID COIL IS ONLY FOR NFMXX TYPE ASCO NUMATICS SOLENOIDS WITH EMBEDDED SCREW TERMINAL COIL, INSULATION CLASS H, 24VDC, 29.5WATTS173-XY-0106, 173-XY-0107, 173-XY-1106, 173-XY-1107, 173-XY-2106, 173-XY-2107 | EA | 4 | 2 | 4 | NO | 110.2 | 21654.3 | ASCO SOLENOID VALVE | 400406-542 |  | 01,01A,02,02A,03,07 | [7 empty] | NFMXX |  | 2015-07-03 |  | 2015-07-22
5934 | 29200000TL | 03483 | EG3002042 | P | 58801648 | 58 | EGTL Spares | Mtce | 66 | 66R | VALVE:GLOBE TYPE:FISHER ET | BODY GLOBE SIZE:3 INCH | Valve - Globe : CLASS:300LB , LEAK CLASS IV DESIGN RATING:40.5 BAR CONN:RF FLG BODY MATL:WCC FLG TRIM:METAL 1 PORT:2 5/16 INCH OPERATED:ACTUATOR TEMP RATING:60 DEG C SOFTGOODS:PTFE STYLE:FISHER ET BODY STEM DESIGN:TRAVEL 1.5 INCH BALANCED PLUG COMPLETE VA | EA | 2 | 1 | 2 | NO | 14295.85 | 2808133.8155 | FIHSER CONTROL | ... |  | 02,05 | [9 empty] | 2015-02-20 |  | 2015-05-01
5935 | 292000TLDE | 03483 | EG7FLR702 | P | 58801687 | 58 | EGTL Spares | Mtce | 66 | 66C | VALVE:BUTTERFLY TYPE:MV SERIES | SIZE:24 INCH CLASS:LEAKAGE | Valve-Butterfly : CLASS: ANSI V DESIGN RATING:600 LB CONN:RF - 16.5 BODY MATL:1 1/4 CR-1/2 MO TRIM:316 SS OPERATED:BARE SHAFT TEMP RATING:460 DEG C SOFTGOODS:FLEX GRAPHITE W/ CORROSN ORTON BUTERVLY VALVE ONLY c/w Bracket and Coupling (See note 1 below) VA | EA | 1 | 0 | 0 | YES | 0 | 0 | ORTON VALVE |  |  | 02,05 | [9 empty] | 2025-10-20 |  |  | 1 | 1
5936 | 29200000TL | 03483 | EG1053035 | P | 58801705 | 58 | EGTL Spares | Mtce | 66 | 66P | VALVE:CONTROL TYPE:627H SET | PRESS.:140-250PSIG INLET | Valve-Regulators : SIZE:25MM INLET CONN:FLG OUTLET SIZE:25MM OUTLET CONN:FLG CLASS:IV DESIGN RATING:600LB BODY MATL:SST TRIM:ST.STEEL VTA OPERATED:PNEUMATIC TEMP RATING:44 SOFTGOODS:YES SEE ATTACHED DATA SHEET FOR MORE INFOMATION. THIS IS FOR 110-PCV-1815 | EA | 3 | 2 | 3 | NO | 2327.6667 | 716839.5333 | FISHER | 17817953 |  | 02,16 |  |  | 1BBB |  |  |  |  | 627H |  | 2016-08-18 | 2017-02-05 | 2017-06-02
5937 | 29300000TL | 03483 | EG1006003 | P | 58801709 | 58 | EGTL Spares | Mtce | 66 | 66F | KIT:REBUILD TYPE:627H PARTS | APPLICATION:NA CONTAINS A:NA | Valve - Parts & Accessories :CONTAINS B:NA CONTAINS C:NA CONTAINS D:NA CONTAINS E:NA CONTAINS F:NA KIT,REPAIR;627H&627HM SST/NYLON TRIM; PART NUMBER R627HX00S12 FOR 110-PCV-1815 | EA | 2 | 1 | 2 | YES | 174.34 | 66162.03 | FISHER | R627HX00S12 |  | 01 |  |  | 1BBB |  |  |  |  | FOR 627H |  | 2019-10-31 |  | 2020-12-04
5938 | 29200000TL | 03483 | EG1006006 | P | 58801720 | 58 | EGTL Spares | Mtce | 14 | 14Z | MODULE:PLC TYPE:3701/55 CPU | MODULE I/P:24VDC O/P:0-12VDC | POWER O/P:24VDC POWER SOURCE:24VDC ADAPT ESD CPU MODULE: PART NUMBER-323174-01 THE 3701/55 EMERGENCY SHUTDOWN DEVICE, (ADAPT ESD) IS A SAFETY PLC WITH A GRAPHICAL LOGIC PROGRAMMING INTERFACE AND INTEGRATED OVERSPEED DETECTION. | EA | 2 | 0 | 1 | NO | 2242.7129 | 932598.5 | BENTLY NEVADA | 133396-01 |  | 01,07 |  |  | 1ACA |  |  |  |  | 3500/53 I/P |  | 2018-11-06 | 2022-04-04 | 2018-09-13
5939 | 29200000TL | 03483 | EG1020011 | P | 58801723 | 58 | EGTL Spares | Mtce | 14 | 14B | MODULE:MONITOR TYPE:4 CHANNEL | I/P:1-4 PROBE SIGNAL | Programmable Logic Controllers : O/P:0-24VDC POWER SOURCE:24VDC MODULE:3500/72M RECIP ROD POSITION MONITOR MODULE | EA | 2 | 2 | 3 | NO | 5614 | 1712270 | BENTLY NEVADA | 176449-08 3500/72M |  | 01,07 | [7 empty] | 140734-08 |  | 2016-10-23 |  | 2016-08-09
5940 | 29300000TL | 03483 | EG1008004 | P | 58801726 | 58 | EGTL Spares | Mtce | 14 | 14B | SENSOR:COMBINATION TYPE:3300XL | PROXIMITOR RANGE:–1 TO –17 VDC | Programmable Logic Controllers : RATING:-17.5 VDC TO -26 VDC SENSOR:3300XL PROXIMITOR SENSOR 9.0 METERS (29.5FEET) SYSTEM LENGTH,DIN MOUNT | EA | 2 | 1 | 2 | YES | 778.58 | 319023.155 | BENTLY NEVADA | 330180-91-05 |  | 01,07 | [9 empty] | 2019-11-16 |  | 2021-04-14
5941 | 29200000TL | 03483 | EG1059013 | P | 58801727 | 58 | EGTL Spares | Mtce | 14 | 14B | CABEL: ACCELEROMETER 330400 | SCALE:+20 TO +30 ?C | Programmable Logic Controllers : Cable for : ACCELEROMETER 330400 FREQ:10 HZ TO 15 KHZ ACCELEROMETER:330400 ACCELEROMETER,EXTENSION CABLE 3-WIRE SHIELDED 0.5MM2 (22AWG)CABLE WITH A FEMALE CONNECTOR AT THE 330400 ACCELEROMETER END AND TERMINAL LUGS AT THE | EA | 2 | 2 | 6 | NO | 1740.5 | 342008.25 | BENTLY NEVADA | 16925-12 |  | 07 | [9 empty] | 2016-05-21 | 2025-04-29 | 2016-03-18 | -1 | 1
5942 | 29200000TL | 03483 | EG1020003 | P | 58801728 | 58 | EGTL Spares | Mtce | 14 | 14B | MODULE:MONITOR TYPE:3500/70M | ,4-CHANNEL I/P:15MA O/P:0-40MA | Programmable Logic Controllers : POWER SOURCE:22VDC MODULE:3500/70M RECIP IMPULSE /VELOCITY MONITOR MODULE | EA | 3 | 2 | 3 | NO | 6370 | 1251450.2 | BENTLY NEVADA | 176449-09 |  | 01,07 | [9 empty] | 2015-08-14 |  | 2015-05-19
5943 | 29200000TL | 03483 | EG1014020 | P | 58801732 | 58 | EGTL Spares | Mtce | 51 | 51R | CABLE:ASSEMBLY CONTROL | TYPE:VELOMETER LG:25FT | Integrated Power Control Room & Substations :MATL:SHIELDED 22AWG STRUCTURE:SHIELDED 22AWG CABLE;330500 VELOMETOR EXTENSION SHIELDED 22AWG CABLE WITH MOISTURE RESISTANT FEMALE SOCKET CONNECTOR AT TRANSDUCER END,RING LUGS AT MONITOR END | EA | 2 | 2 | 3 | NO | 411.6 | 125332.2 | BENTLY NEVADA | 9571-25 |  | 01,10,07 | [9 empty] | 2016-11-16 |  | 2016-07-10
5944 | 29200000TL | 03483 | EG3003090 | P | 58801736 | 58 | EGTL Spares | Mtce | 66 | 66P | VALVE: 4 INCH 300 LB | V500 ROTARY | Valve - Control : DESIGN RATING:40.5 BAR CONN:4 INCH, 300 LB, RF-16.5 BODY MATL:WCC STEEL TRIM:TRIM LEVEL 3, OPERATED:BARE SHAFT TEMP RATING:270 DEG C SOFTGOODS:SINGLE GRAPHITE STYLE:BARE SHAFT CONFIG:2 - WAY FISHER V500 ROTARY BALL VALVE ONLY (BARE SHAF | EA | 8 | 3 | 5 | NO | 7656.18 | 1504439.37 | FISHER CONTROLS - PUFFER |  |  | 02,05,08 | [9 empty] | 2015-09-16 | 2016-03-12 | 2016-01-06
5945 | 29200000TL | 03483 | EG5010FLR | P | 58801737 | 58 | EGTL Spares | Mtce | 61 | 61A | BALL TYPE:METERING PROVER BALL | DIA:24 INCH MATL:NITRILE | Pipeline Equipment & Supplies - Pigs :DO NOT ORDER, ITEM SAME AS 58016405 | EA | 3 | 0 | 0 | NO | 6901.2333 | 1355816.3007 | MALONEY |  |  | 07,16 | [9 empty] | 2015-08-08 |  | 2015-05-31
5946 | 29200000TL | 03483 | EG1003017 | P | 58801797 | 58 | EGTL Spares | Mtce | 66 | 66R | KIT:REBUILD TYPE:REPAIR KIT | APPLICATION:4 IN BALL VALVE | Valve - Globe : CONTAINS A:PISTON RING (1U2392X0012) CONTAINS B:PACKING RING CONTAINS C:PACKING BOX RING(1J873335072) CONTAINS D:SEAT RING CONTAINS E:SPIRAL WOUND GASKET CONTAINS F:LOWER WIPER | EA | 6 | 4 | 6 | NO | 85.175 | 16737.0447 | FISHER | 1R290401012 |  | 01,16 | [9 empty] | 2015-10-02 |  | 2015-08-23
5947 | 29200000TL | 03483 | EGC035019 | P | 58801811 | 58 | EGTL Spares | Mtce | 57 | 57A | HOSE:FLEXIBLE METAL TYPE:3/8 | FLEX HOSE X 36 SIZE:3/8 LG:36 | Hoses & Parts :CONN:1/4 TUBE SWAGELOK RATING:2600 MATL:SS FLEX HOSE PTFE 3/8 TUBE CONNECTION SS BRAIDED PTFE LINE HOSE 36 INCHES LONG BY SWAGELOK | EA | 10 | 6 | 18 | NO | 115.28 | 35410.1733 | SWAGELOK | SS-6BHT-36 |  | 01 | [7 empty] | SS-6BHT-36 |  | 2015-08-06 | 2024-07-04 | 2016-08-25 |  |  | -8 | 1
5948 | 29200000TL | 03483 | EGC035019 | P | 58801812 | 58 | EGTL Spares | Mtce | 57 | 57A | HOSE:FLEXIBLE METAL TYPE:1/2 | FLEX HOSE X 24 SIZE:1/2 LG:24 | Hoses & Parts :CONN:1/2 TUBE SWAGELOK RATING:2600 MATL:SS FLEX HOSE PTFE 1/2 TUBE CONNECTION SS BRAIDED PTFE LINE HOSE 24 INCHES LONG BY SWAGELOK | EA | 18 | 5 | 9 | NO | 116.1 | 35432.6068 | SWAGELOK | SS-8BHT-24 |  | 01 | [7 empty] | SS-8BHT-24 |  | 2015-08-14 | 2018-08-20 | 2018-08-23
5949 | 29200000TL | 03483 | EGC034031 | P | 58801814 | 58 | EGTL Spares | Mtce | 57 | 57A | HOSE:FLEXIBLE METAL TYPE:3/4 | FLEX HOSE X 24 SIZE:3/4 LG:24 | Hoses & Parts :CONN:3/4 TUBE SWAGELOK RATING:1600 MATL:SS FLEX HOSE PTFE 3/4 TUBE CONNECTION SS BRAIDED PTFE LINE HOSE 24 INCHES LONG BY SWAGELOK | EA | 9 | 6 | 18 | NO | 171.1 | 33609.173 | SWAGELOK | SS-12BHT-24 |  | 01 | [7 empty] | SS-12BHT-24 |  | 2015-08-06 | 2018-09-01 | 2015-07-06
5950 | 29200000TL | 03483 | EG1008001 | P | 58801816 | 58 | EGTL Spares | Mtce | 66 | 66P | SEAT:RING TYPE:V500 SEAT | SIZE:NPS 2 MATL:VTC CERAMIC | Valve - Control : VALVE SERIAL NO: ME 00078317 | EA | 3 | 1 | 2 | NO | 1812 | 356039.88 | FISHER CONTROLS - PUFFER | 20B1692X082 |  | 01,02 | [7 empty] | NPS 2 V500 |  | 2015-12-20 |  | 2015-08-23
5951 | 29200000TL | 03483 | EG1008001 | P | 58801817 | 58 | EGTL Spares | Mtce | 66 | 66P | PLUG: VALVE, STYLE:V500 | SIZE: NPS2, MATL: VTC | Valve - Control : CERAMIC VALVE SERIAL NO: ME 00078317 | EA | 3 | 2 | 3 | NO | 3174 | 623659.26 | FISHER CONTROLS - PUFFER | 31B6272X022 |  | 01,02 | [7 empty] | NPS 2 V500 |  | 2015-12-20 |  | 2015-08-23
5952 | 29200000TL | 03483 | EG1012020 | P | 58801818 | 58 | EGTL Spares | Mtce | 50 | 50Z | BEARING:BUSHING TYPE:STANDARD | ID:NPS2 OD:NPS2 MATL:R30006 | Bearings & Accessories - All :VALVE SERIAL NO: ME 00078317 | EA | 3 | 1 | 2 | NO | 467 | 91765.5 | FISHER CONTROLS - PUFFER | 19A5181X012 |  | 01,02,21,22 | [7 empty] | NPS 2 V500 |  | 2015-09-17 |  | 2015-07-06
5953 | 29200000TL | 03483 | EG1016012 | P | 58801819 | 58 | EGTL Spares | Mtce | 66 | 66P | SEAL TYPE:FACE SEAL SIZE:NPS 2 | MATL:METAL VALVE SERIAL NO: ME | Valve - Control : 78317 | EA | 5 | 2 | 4 | NO | 203.6 | 40005.832 | FISHER CONTROLS - PUFFER | 19A3747X022 |  | 01,02 | [7 empty] | NPS 2 V500 |  | 2015-09-07 | 2016-01-16 | 2016-01-21
5954 | 29200000TL | 03483 | EG1003018 | P | 58801820 | 58 | EGTL Spares | Mtce | 66 | 66P | KIT:REBUILD TYPE:NPS 2 V500 | VALVE CONTAINS | Valve - Control : A:EXPANSION PIN CONTAINS B:TAPER PIN CONTAINS C:RETAINER GASKET VALVE SERIAL NO: ME 00078317 | EA | 3 | 2 | 3 | NO | 253.3333 | 49780 | FISHER CONTROLS - PUFFER | RV500X00032 |  | 01,02 | [7 empty] | NPS 2 V500 |  | 2015-10-07 | 2015-11-20 | 2016-01-14
5955 | 29200000TL | 03483 | EG1003018 | P | 58801821 | 58 | EGTL Spares | Mtce | 66 | 66P | KIT:REBUILD TYPE:SOFTGOOD | APPLICATION:V500 VALVE | Valve - Control : CONTAINS A:PACKING SET CONTAINS B:ANTI-EXTRUTION WASHER VALVE SERIAL NO: ME 00078317 | EA | 2 | 2 | 3 | NO | 306 | 60129 | FISHER CONTROLS - PUFFER | RRTYX000022 |  | 01,02 | [7 empty] | V500 NPS2 |  | 2015-10-07 | 2025-07-10 | 2015-08-23 | -1 | 1
5956 | 29200000TL | 03483 | EG1012020 | P | 58801822 | 58 | EGTL Spares | Mtce | 66 | 66S | BUSHING TYPE:2052 SIZE:2 | FISHER ACTUATOR SERIAL NO: | Valve - Actuator & Positioner: ME00078317 | EA | 3 | 1 | 3 | NO | 25 | 4912.5 | FISHER CONTROLS - PUFFER | GE32316X012 |  | 01,02 |  |  | 1BBB |  |  |  |  | 2052/2 |  | 2015-09-17 |  | 2015-07-06
5957 | 29200000TL | 03483 | EG1016012 | P | 58801823 | 58 | EGTL Spares | Mtce | 54 | 54D | O-RING:CORD TYPE:ACTUATOR | MATL:BUNA INDUSTRY STD | Packing / Glands / Stuffing Boxes : ACTUATOR SERIAL NO: ME00078317 | EA | 2 | 2 | 3 | NO | 7 | 1375.22 | FISHER CONTROLS - PUFFER | 1D237506992 |  | 01,02 | [7 empty] | 2052/2 |  | 2015-09-07 | 2025-09-12 | 2015-07-06 | -1 | 1
5958 | 29200000TL | 03483 | EG1050011 | P | 58801824 | 58 | EGTL Spares | Mtce | 66 | 66G | VALVE:PLUG TYPE:V500 SIZE:NPS | 2 CLASS:ANSI CL IV DESIGN | Valve-Plug : RATING:CL 300 CONN:CL300 RF FLG RF FLG BODY MATL:WCC STEEL TRIM:4 OPERATED:BARESHAFT TEMP RATING:270 DEG C SOFTGOODS:VTC CERAMIC STYLE:MODIFIED LINEAR CONFIG:FULL PORT COMPLETE VALVE AS PER ATTACHED SPEC SHEET, WITH OUT ACTUATOR. BARE SHAFT V | EA | 2 | 1 | 2 | NO | 8622 | 1694223 | FISHER CONTROLS - PUFFER | ME00078317 |  | 02,08,18 | [7 empty] | NPS 2 V500 |  | 2016-01-07 | 2016-01-14 | 2016-01-21
5959 | 29200000TL | 03483 | EGC031018 | P | 58801836 | 58 | EGTL Spares | Mtce | 87 | 87B | FILTER:FUEL TYPE:DIESEL | SIZE:H180.7MM,T1-14IN,D108.3MM | Engines - Parts : ELEMENT MATL:PLEATED PAPER FILTERING RETENTION:10MICRON HOUSING MATL:CS | EA | 5 | 4 | 12 | NO | 51.98 | 10210.4314 | CATERILLAR | 326-1644 |  | 01 | [9 empty] | 2015-07-25 | 2019-02-08 | 2015-07-15
5960 | 29200000TL | 03483 | EG7FLR702 | P | 58801838 | 58 | EGTL Spares | Mtce | 66 | 66P | SEAT:VALVE TYPE:6H7-L1-LK3 | ECOTROL SIZE:8 INCH VALVE | Valve - Control : STYLE:POSITION 20 VALVE SIZE:8 INCH MATL:AS PER VENDOR SEAT , POSITION 20 , SEE ATTACHED DRAWING, 110-FV1010_2010-DOKU2511410-100_ENGL (2) VALVE SERIAL NO:1021890 | EA | 3 | 1 | 2 | NO | 5876.16 | 1818671.52 | ARCA VALVES | ITEM NO: 20 SEAT |  | 01,07 | [7 empty] | 6H7-L1-LK3 ECOTROL |  | 2015-06-22 |  | 2015-12-03
5961 | 29200000TL | 03483 | EG1051002 | P | 58801842 | 58 | EGTL Spares | Mtce | 54 | 54A | GASKET:VALVE TYPE:NON-SPIRAL | WOUND STYLE:LAMON LP1 | Gaskets : MATL:SSS/GRAPHITE COATING ID:38-7/8 IN OD:39-7/8 IN THCK:4.5MM LAMONS-KAMMPRO STYLE LP1 GASKET OR EQUIVALENT TP-304SS RING WITH FLEXIBLE GRAPHITE COATING FOR CHECK VALVE (CBAAF ) | EA | 3 | 1 | 3 | NO | 423.23 | 83160.4627 | LAMON GASKET | 36/300LB/LP1 |  | 01,07 | [7 empty] | LP1 |  | 2015-12-09 |  | 2015-08-26
5962 | 29200000TL | 03483 | EG6001020 | P | 58801846 | 58 | EGTL Spares | Mtce | 70 | 70Z | TRAP:STEAM TYPE:THERMOSTATIC | SIZE/CONN:3/4 AND 1 IN PRESS. | Boilers & Associated Parts : RATING:14 BAR MATL:CHROMOLOY G F11(CAST) KIT COMTAIN MECHANISM ASSEMBLY W/FLOAT 3/4 IN AND 1 IN, GASKET KIT (3 OF EACH), AIR VENT KIT 14-21 BAR(1) SS71512 FT450 AIR VENT KIT. (2)SS66383 3/4IN FA450 MECHANISM ASSY W/FLOAT 32BAR | EA | 1 | 1 | 2 | NO | 4583.7 | 900697.05 | SPIRAX SARCO | FT450-14/ 3/4/1 |  | 07 | [7 empty] | FT450 |  | 2016-03-23 | 2024-12-26 | 2015-08-13 |  |  | -1 | 1
5963 | 29200000TL | 03483 | EG1019010 | P | 58801851 | 58 | EGTL Spares | Mtce | 66 | 66F | STEM:ASSEMBLY C/W:PLUG AND | STEM TYPE:METAL 27, ET 657 | Valve - Parts & Accessories :SIZE:1/2 MATL:316 SST STEM, 316/COCR-A S&G P 172-LV-0023 | EA | 3 | 2 | 3 | NO | 539 | 105908.11 | FISHER | 11A5316X022 |  | 01,02,22,08 | [7 empty] | ET 657 |  | 2015-12-14 |  | 2015-08-13
5964 | 29200000TL | 03483 | EG1023011 | P | 58801852 | 58 | EGTL Spares | Mtce | 66 | 66R | SEAT:RING TYPE:ET 657 FISHER | SEAT SIZE:1 IN MATL:316/COCR-A | Valve - Globe : 172-LV-0023 | EA | 3 | 2 | 3 | NO | 600 | 117894 | FISHER | 21B3686X012 |  | 01,02,08 | [7 empty] | FISHER 657 |  | 2015-12-14 |  | 2015-08-11
5965 | 29200000TL | 03483 | EG1013009 | P | 58801857 | 58 | EGTL Spares | Mtce | 51 | 51F | FUSE:ELECTRICAL TYPE:FAST | ACTING AMP:250MA VOL:250 V | Electric Components - Circuit Protection:INTERRUPTING RATING:35 A CONN:FERRULE CARTRIDGE:GLASS SIZE:5X20MM FUSE:5X20MM FAST ACTING, 250MA RATING BUSSMANN - S500-250-R | EA | 15 | 5 | 15 | NO | 0.33 | 64.845 | COOPER BUSSMANN | S500-250-R |  | 01,10,22,07 | [9 empty] | 2015-10-28 |  | 2015-07-22
5966 | 29200000TL | 03483 | EG1013009 | P | 58801858 | 58 | EGTL Spares | Mtce | 51 | 51F | FUSE:ELECTRICAL TYPE:FAST | ACTING AMP:500MA VOL:250V | Electric Components - Circuit Protection:INTERRUPTING RATING:35A CONN:FERRULE CARTRIDGE:GLASS SIZE:5X20MM FUSE : 5X20MM FAST ACTING, 500MA RATING BUSSMANN - S500-500-R | EA | 13 | 5 | 15 | NO | 0.3 | 58.95 | COOPER BUSSMANN | S500-500-R |  | 01,10,22,07 | [9 empty] | 2015-10-28 | 2019-04-05 | 2015-07-22
5967 | 29200000TL | 03483 | EG1013009 | P | 58801860 | 58 | EGTL Spares | Mtce | 51 | 51F | FUSE:ELECTRICAL TYPE:FAST | ACTING AMP:3.15A VOL:250V | Electric Components - Circuit Protection:INTERRUPTING RATING:35A CONN:FERRULE CARTRIDGE:GLASS SIZE:5X20MM FUSE :5X20MM FAST ACTING, 3.15A RATING BUSSMANN - S500-3.15-R | EA | 3 | 5 | 15 | NO | 8.16 | 1603.44 | COOPER BUSSMANN | S500-3.15-R |  | 01,10,22,07 | [9 empty] | 2015-10-28 | 2022-05-31 | 2015-07-22
5968 | 29200000TL | 03483 | EG1013009 | P | 58801864 | 58 | EGTL Spares | Mtce | 14 | 14Z | SOLENOID:COIL TYPE:EMBEDDED | SCREW TERMINAL | Instruments - Other & Parts : VOL:24VDC, 16.8WATTS THIS IS SOLENOID COIL ONLY FOR NFM1211 TYPE ASCO SOLENOID. PART NUMBER 400605-142 REPLACED & PART NUMBER 400605-542 | EA | 2 | 0 | 0 | NO | 50.04 | 9832.86 | ASCO NUMATICS | 400605-142 |  | 02,07 | [7 empty] | NFM1211 |  | 2015-10-28 | 2017-11-21 | 2015-07-22
5969 | 29300000TL | 03483 | EG1014002 | P | 58801882 | 58 | EGTL Spares | Mtce | 14 | 14A | PROBE:PROXIMITY TYPE:VIBRATION | TIP DIA:8MM CASE LG:100MM | Analyzers & Monitors : CABLE LG:0.5 METER 330104 3300 XL 8 MM PROBE, M10 X 1 THREAD, WITH ARMOR2 MINIATURE COAXIAL CLICKLOC CONNECTOR WITH CONNECTOR PROTECTOR, STANDARD CABLE | EA | 4 | 0 | 1 | YES | 778.565 | 1163688.7423 | BENTLY NEVADA | 330104-00-10-05-01 |  | 02,07 | [7 empty] | 3300-XL-8MM |  | 2019-10-31 |  | 2024-04-16
5970 | 29200000TL | 03483 | EG1043008 | S | 58801885 | 58 | EGTL Spares | Mtce | 56 | 56Z | WASHER:FLAT TYPE:2-1/4 IN | NOMINAL SIZE:2-1/4 IN ID:2-3/8 | OD:4 IN THCK:0.24 IN MATL: ASTM F436 SPEC: TYPE 1 GRADE: A FLAT WASHER, ASTM F436 TYPE I, 38-45 HRC, TRU-HARDENED, ASTM B695 TYPE I, CLASS 55.4MM THK, CS, ASTM F436, GR A, PLAIN | IN | 60 | 50 | 100 | NO | 4.5 | 884.25 | HYDROBOLT GROUP USA |  |  | 01,02,15 | [9 empty] | 2016-02-20 |  | 2015-11-12
5971 | 29200000TL | 03483 | EGC028012 | P | 58801902 | 58 | EGTL Spares | Mtce | 54 | 54B | KIT TYPE:SOFT GOODS | APPLICATION:METERING CONTAINS | Seals : A:O-RINGS CONTAINS B:O CONTAINS C:0 CONTAINS D:0 CONTAINS E:0 CONTAINS F:GASKET, O-RINGS KIT: SOFT GOODS ; P/N: 8A-SG-0682VV ; MANUFACTURER: CAMERON ; FOR GENERAL TWIN SEAL VALVE. | EA | 4 | 0 | 0 | NO | 302 | 59339.98 | CAMERON | 8A-SG-0682VV |  | 01 | [9 empty] | 2015-12-09 |  | 2015-09-05
5972 | 29200000TL | 03483 | EGC028010 | P | 58801903 | 58 | EGTL Spares | Mtce | 54 | 54B | KIT TYPE:SOFT GOODS | APPLICATION:METERING CONTAINS | Seals : A:O-RING CONTAINS B:0 CONTAINS C:0 CONTAINS D:0 CONTAINS E:0 CONTAINS F:GASKET, O-RINGS KIT: SOFT GOODS ; P/N: 8A-SG-12; MANUFACTURER: CAMERON AND FOR GENERAL 4-WAY VALVE. | EA | 4 | 0 | 0 | NO | 346 | 67985.54 | CAMERON | 8A-SG-12 |  | 01 | [9 empty] | 2015-12-09 |  | 2015-09-05
5973 | 29200000TL | 03483 | EG1021009 | P | 58801919 | 58 | EGTL Spares | Mtce | 54 | 54A | GASKET:FLANGE NON-SPIRAL | TYPE:RAISED FACE PIPE | Gaskets : SIZE:6.29X7.63X.005 (6 PHOENIX) PRESS. RATING:0 MATL:SS SPEC:0 ID:6.29 IN OD:7.63 IN THCK:0.005 IN Gaskets : 6.29X7.63X.005 (6 PHOENIX) , P/N: 75B1124X042. FOR FISHER BUTTERFLY VALVE. | EA | 4 | 2 | 4 | NO | 176.49 | 34680.285 | FISHER | 75B1124X042 |  | 01 | [9 empty] | 2015-10-02 |  | 2015-08-05
5974 | 29300000TL | 03483 | EG1057008 | P | 58801921 | 58 | EGTL Spares | Mtce | 76 | 76Z | SEAL:ASSEMBLY TYPE:MECHANICAL | SEAL REPAIR KIT C/W:P/N: | Pumps-Other : AR3AVSS0075V01. SIZE:75MM CSSN REPAIR KIT P/N: AR3AVSS0075V01. 75MM CSSN MECHANICAL SEAL REPAIR KIT | EA | 5 | 2 | 3 | YES | 2547.796 | 3868940.7179 | AES SEAL | AR3AVSS0075V01 |  | 01,01A,22 | [9 empty] | 2019-10-31 |  | 2025-02-24
5975 | 29200000TL | 03483 | EG1058003 | P | 58801942 | 58 | EGTL Spares | Mtce | 51 | 51Z | POWER SUPPLY:ELECTRICAL | TYPE:SWITCH I/P RATING:100VAC | Electric-Other : -240VAC O/P VOL:24VDC O/P AMP:40A POWER SUPPLY:QUINT-PS, 1AC,24VDC,40A , SFB | EA | 3 | 1 | 3 | NO | 900 | 176850 | PHOENIX CONTACT | 2866789 |  | 01,10,22,07 | [9 empty] | 2015-11-04 |  | 2015-09-25
5976 | 29300000TL | 03483 | EG1011005 | S | 58802000 | 58 | EGTL Spares | Mtce | 87 | 87B | SPARK PLUG | FOR GENERATORS | Engine DIE062118 | EA | 18 | 16 | 24 | YES | 90 | 84713.4 | FG WILSON | 996-091 |  | 01 | 16 | [6 empty] | 996-091 | JGRL05 | 2019-11-13 | 2025-02-11 | 2023-12-20 | -22 | 1
5977 | 292000TLDE | 03483 | EG7003020 | P | 58802004 | 58 | EGTL Spares | Mtce | 51 | 51A | MOTOR:ELECTRIC AC POWER:132KW | SPEED:3582 VOLTAGE:480 PHASE:3 | Electric Motors - Complete Units Only :Voltage:480V, Amp:190A, Frequency:60Hz, Power:132Kw, Rated Speed: 3582, Frame Size: LSES 315 MPMount: VerticalCRITICAL SPARE FOR LIN PRODUCT PUMP MOTOR 110-PC-071B CRITICAL SPARE FOR LIN PRODUCT PUMP MOTOR 110-PC-071 | EA | 1 | 0 | 0 | YES | 0 | 0 | LEROY SOMER | 645787TH002 |  | 01,011,02,07,19,22 |  |  | 1AXX |  |  |  |  | LS315MP-T |  | 2025-10-20 |  |  | 1 | 1
5978 | 29200000TL | 03483 | EG1052036 | P | 58802006 | 58 | EGTL Spares | Mtce | 66 | 66P | REGULATOR:PRESSURE TYPE:FUEL | GAS INLET PRESS.:740 PSIG | Valve - Control : OUTLET PRESS.:334 PSIG SIZE/CONN:2 INCH RF FLG BODY MATL:WCC STEEL TYPE: EZH VALVE SIZE: NPS 2 BODY MATERIAL: WCC STEEL TRIM SIZE: 2 INCH RATING: CL300 END CONNECTION: RF FLG BWE SCHEDULE: NOT APP TRIM TYPE: STANDARD DIAPHRAGM MATERIAL: | EA | 2 | 1 | 2 | NO | 8325.545 | 2062110.8288 | FISHER | EZH-1727-282314 + |  | 01,01A,02,05 |  |  | 1CCC |  |  |  |  | MR98H |  | 2015-12-01 | 2016-01-09 | 2016-02-14
5979 | 29200000TL | 03483 | EG1059008 | P | 58802007 | 58 | EGTL Spares | Mtce | 51 | 51M | FAN TYPE:DC FAN RETROFIT | ASSEMBLY SIZE:11.5 IN DIA X | Adjustable Speed Drives : 18.65 IN LG ELECT. RATING:48VDC 2.8A 2360RPM 135W CAP:VSD INTEGRATED ALLEN BRADLEY POWERFLEX 700 AC TO DC FAN RETROFIT KIT. CATALOG NUMBER SK-H1-DCFANRETROFIT-F9.DCFANRETROFIT KIT FOR STG CONDENSER FAN POWERFLEX 700H. 173-EA-002A | AS | 2 | 1 | 2 | NO | 3164.4667 | 836162.5 | ALLEN BRADLEY | SK-H1-DCFANRETROFIT-F9 |  | 01,02,16,17 |  |  | 2BBC | [6 empty] | 2016-01-29 | 2019-03-31 | 2016-05-18
5980 | 29200000TL | 03483 | EG1056015 | P | 58802014 | 58 | EGTL Spares | Mtce | 66 | 66P | VALVE:PILOT TYPE:PILOT | OPERATED SIZE:2 INCH DESIGN | Valve-Regulators : RATING:300LB CONN:FLG BODY MATL:WCC STEEL OPERATED:SPRING RANGE 14 TO 23BAR CONFIG:STRAIGHT 2" FISHER TYPE EZH PRESSURE REGULATING VALVE WCC STEEL BODY WITH CLASS 300 # RF FLANGE END CONNECTION. COMPLETE WITH PRX/120 PILOT SPRING RANGE: | EA | 2 | 1 | 2 | NO | 8894.78 | 1747824.27 | FISHER | EZH-1727-282314 |  | 02,07 |  |  | 1BBB |  |  |  |  | EZH |  | 2016-02-28 |  | 2015-10-19
5981 | 29200000TL | 03483 | EG1050005 | P | 58802039 | 58 | EGTL Spares | Mtce | 66 | 66H | KIT:REBUILD TYPE:REPAIR KIT | APPLICATION:PSV CONTAINS A:NA | Valve-Safety Relief : MODEL NUMBER C18552D14, SERIAL NUMBER 270237, PIPE-AWAY CONSERVATION PRESSURE / VACUUM BREATHER VENT VALVE SERVICE KITS, ITEM 5 (157032) / (8552D-18-107), ITEM 8 (6252D-18-100), ITEM 17 (4257460070), DIAPHRAGM FEP-PR. AND DIAPHRAGM F | KI | 8 | 0 | 0 | NO | 537.125 | 145624.2625 | PROTECTOSEAL | 270237 |  | 01 |  | 1AXX | [5 empty] | C18552D14 |  | 2016-01-31 | 2016-12-14 | 2017-01-23
5982 | 29200000TL | 03483 | EG1050016 | P | 58802040 | 58 | EGTL Spares | Mtce | 66 | 66A | KIT: TRIM 3 INCH BALL VALVE | MATL:1.4408/A 351 | Valve-Ball : CONSIST OF: BALL AND SEATS FOR ARGUS FK76M DN80 ANSI300 BALL VALVE.(BOM 763437) 3 INCH CLASS 300 TRIM KIT (BALL 334038 & SEATS 334041)ARGUS PART LIST DOCUMENT 3131-0080-763437; BALL VALVE FOR UNIT 145 PLF FILTER. 145-XV-0311, 145-XV-0331, 14 | KI | 12 | 3 | 6 | NO | 2528.36 | 496822.74 | ARGUS | TRIM KIT 334038 & 334041 |  | 02,07,22,16 | [7 empty] | FK76M |  | 2016-04-22 | 2016-10-20 | 2015-12-11
5983 | 29200000TL | 03483 | EG6001028 | P | 58802041 | 58 | EGTL Spares | Mtce | 66 | 66A | KIT: TRIM 2 INCH BALLVALVE | MATL:ST 1.4462/A | Valve-Ball : Consist of: BALL AND SEATS, FOR ARGUS FK79M DN50 ANSI300 BALL VALVE; (BOM 793625) (BALL 308456 & SEAT 313684) ARGUS PART LIST DOCUMENT 3131-0050-793625) BALL VALVE FOR UNIT 145 PLF FILTER. 145-XV-0302, 145-XV-0303, 145-XV-0322, 145-XV-0323 | KI | 9 | 3 | 6 | NO | 1500.01 | 294751.965 | ARGUS | TRIM KIT 308456 & 313684 | TRIM KIT 308456 & 313684 | 02,07,22,16 | [7 empty] | FK79 |  | 2016-05-27 |  | 2015-11-25
5984 | 29200000TL | 03483 | EG6001029 | P | 58802042 | 58 | EGTL Spares | Mtce | 66 | 66A | KIT: TRIM 4 INCH BALL VALVE | MATL:ST 1.4408/A | Valve-Ball : CONSIST OF: BALL AND SEATS FOR ARGUS FK76M DN100 ANSO300 BALL VALVE .(BOM 763438) (BALL 329305 & SEATS 330745) ARGUS PART LIST DOCUMENT 3131-0100-763438BALL VALVE FOR UNIT 145 PLF FILTER.145-XV-0308, 145-XV-0328, 145-XV-0348, 145-XV-0368 | KI | 9 | 3 | 6 | NO | 3102.79 | 609698.235 | ARGUS | TRIM KIT 329305 & 330745 |  | 02,07,22,16 | [7 empty] | FK76M |  | 2016-05-27 |  | 2015-11-25
5985 | 29200000TL | 03483 | EG1025002 | P | 58802049 | 58 | EGTL Spares | Mtce | 54 | 54A | GASKET:HEAT EXCHANGER | TYPE:BLUE GARD STYLE:STYLE | Gaskets : 3000 MATL:ARAMID FIBERS WITH A NBR BINDE ID:20 IN OD:21-3/4 IN THCK:1/8 IN RIB WIDTH:NONE RADII:NONE APPLICATION:EGTL U77 EFFLUENT HEX GASKET GARLOCK BLUE GARD 3000, ID 20 IN, OD 21-3/4 IN, 1/8 IN THK. NO PASS BAR. | EA | 3 | 2 | 3 | NO | 62.89 | 12357.2561 | GARLOCK |  |  | 14 | [9 empty] | 2016-01-31 |  | 2015-11-25
5986 | 29200000TL | 03483 | EG1025002 | P | 58802050 | 58 | EGTL Spares | Mtce | 54 | 54A | GASKET:HEAT EXCHANGER | TYPE:BLUE GARD STYLE:STYLE | Gaskets : 3000 MATL:ARAMID FIBERS WITH A NBR BINDE ID:20 IN OD:21-3/4 IN THCK:1/8 IN RIB WIDTH:1/2 IN RADII:1/2 IN APPLICATION:EGTL UTT EFFLUENT HEX GASKET GARLOCK BLUE GARD 3000, ID 20 IN, OD 21-3/4 IN, 1/8 IN THK. PASS BAR, TYPE C1, 1/2 IN RIB WD, 1/2 I | EA | 3 | 2 | 3 | NO | 78.77 | 15477.5173 | GARLOCK |  |  | 14 | [9 empty] | 2016-01-31 |  | 2015-11-25
5987 | 29200000TL | 03483 | EG1009004 | P | 58802060 | 58 | EGTL Spares | Mtce | 54 | 54A | SEAL:OIL TYPE:INPRO OIL SEAL | ID:. OD:. WIDTH:. SEAL | Seals : MATL:BRASS CAGE MATL:BRASS DRIVE END OIL SEAL FOR 130-PC-009A/B. ITEM 4310.1. PUMP TYPE DURCO 1K1.5X1LF-82. FLOWSERVE LINE NUMBER 585846-002. | EA | 2 | 1 | 2 | NO | 381.925 | 116609.5242 | FLOWSERVE | BZV-AY58293A |  | 01 |  |  | 1BBB |  |  |  |  | 1K1.5X1LF-82 |  | 2016-02-20 | 2018-03-30 | 2018-04-05
5988 | 29200000TL | 03483 | EG1009004 | P | 58802061 | 58 | EGTL Spares | Mtce | 54 | 54A | SEAL:OIL TYPE:INPRO OIL SEAL | ID:. OD:. WIDTH:. SEAL | Seals : MATL:BRASS CAGE MATL:BRASS NON-DRIVE END OIL SEAL FOR 130-PC-009A/B. ITEM 4310.2. PUMP TYPE DURCO 1K1.5X1LF-82. FLOWSERVE LINE NUMBER 585846-002. | EA | 2 | 1 | 2 | NO | 356.07 | 91187.3782 | FLOWSERVE | BZV-AY58294A |  | 01 |  |  | 1BBB |  |  |  |  | 1K1.5X1LF-82 |  | 2016-02-20 | 2018-03-30 | 2018-05-07
5989 | 29200000TL | 03483 | EGC001003 | P | 58802067 | 58 | EGTL Spares | Mtce | 57 | 57D | HOSE:FLEXIBLE METAL TYPE:SS | TRIPPLE BRAIDED SIZE:3/4 IN | Hoses - Hydraulic :LG:12 IN CONN:BEVEL BOTH ENDS RATING:25 BARG MATL:316 SS MIKROFLEX, DELSTAHLSCHLAUCH, 200390690, 3/4 IN FLEX HOSE, TYP CRPV 3/4" CODE/TAG NO2: 8790-17 | EA | 5 | 3 | 5 | NO | 144.58 | 28409.97 | MANTURBO / MIKROFLEX | 8790-17 | 200390690 | 05 | [7 empty] | CRPV 3/4 IN |  | 2016-03-21 |  | 2015-12-22
5990 | 29200000TL | 03483 | EG3003078 | P | 58802074 | 58 | EGTL Spares | Mtce | 06 | 06Z | PACK TYPE:WAX BAG, | ZIPPER-SEAL; FISHER BRAND; | Chemicals - Other : POLYETHYLENE; 2MIL THICK; 5IN X 3 IN. W (13 X 7CM) PRODUCT CODE 01-816-1B PACK OF 1000 All chemicals and other hazardous materials must be accompained by the following; a) Safety data Sheet, SDS, (not more than 5 years old); b) Certif | PK | 8 | 15 | 25 | NO | 40 | 7860 | FISHER SCIENTIFIC | 01-816-1B |  | 07 | [7 empty] | FISHER BRAND |  | 2016-06-24 | 2023-02-27 | 2016-01-25 |  |  |  |  | -2 | 1
5991 | 29200000TL | 03483 | EG6001027 | P | 58802079 | 58 | EGTL Spares | Mtce | 51 | 51K | POWER SUPPLY:ELECTRICAL | TYPE:UNITERUPTIBLE POWER | Power conditioning equipment : SUPPLY I/P RATING:120VAC,800A O/P VOL:120VAC O/P AMP:800A CYBEREX STATIC TRANSFER SWITCH (SUPERSWITCH) 1 POLE DSTS 800A 120V MANUFACTURER: CYBEREX MATERIAL NUMBER: 95-85-642545 SPARES FOR SUPERSWITCH S/N:29530-64-1 CYBE | EA | 2 | 0 | 0 | NO | 10938.6 | 3330803.7 | CYBEREX | 95-85-642545 |  | 16 | [9 empty] | 2016-11-15 |  | 2015-12-04
5992 | 29200000TL | 03483 | EG6001022 | P | 58802085 | 58 | EGTL Spares | Mtce | 14 | 14Z | SOLENOID:COIL TYPE:EMBEDDED | SCREW TERMINAL COIL VOL:24VDC, | Instruments - Other & Parts : 10WATTS THIS IS SOLENOID COIL FOR ONLY FOR NFM1211 TYPE ASCO SOLENOLE: 150-XY-0601,150-XY-0602, 150-XY-0603, 150-XY-0604, 150-XY-0605, 150-XY-0606, 150-XY-0607, 150-XY-0608, 150-XY-0609, 150-XY-0610, 150-XY-0651, 150-XY-065 | EA | 4 | 0 | 0 | NO | 203.21 | 39928.7329 | ASCO NUMATICS | 400606-542. |  | 02,07 | [7 empty] | NFM1211 |  | 2016-01-29 |  | 2015-12-01
5993 | 29200000TL | 03483 | EG1015020 | P | 58802088 | 58 | EGTL Spares | Mtce | 66 | 66Z | VALVE:CONTROL TYPE:ANGLE FLOW | CONTROL SCREW ADJUS SET | Valve-Other : PRESS.:SET AS REQUIRED REFER TO PAGE 17 FOR ITEM NUMBER 31 AS SEEN IN ATTACHMENT ITEM TO BE PURCHASE FOR USE IN INGERSOLL-RAND COMPRESSOR MODEL SSR-UP5-30-7. | EA | 2 | 1 | 2 | NO | 130 | 25545 | INGERSOLL RAND | 22489157 |  | 02,07 | [9 empty] | 2016-03-13 |  | 2015-12-15
5994 | 29200000TL | 03483 | EG1015018 | P | 58802091 | 58 | EGTL Spares | Mtce | 54 | 54A | GASKET:FLANGE NON-SPIRAL | TYPE:FLAT FACE PIPE SIZE:4 | Gaskets : PRESS. RATING:150 LB MATL:GRAPHITE COATED SPEC:B16.20 ID:4 IN OD:4.7IN THCK:0.04 ARMSTRONG KITS FLAT GASKET A21446, MODEL 312 GHN FOR STEAM TRAP, ORIFICE 3/16IN | EA | 7 | 0 | 0 | NO | 0 | 0 | ARMSTRONG INTERNATIONAL |  |  | 07 | [7 empty] | FLAT GASKET 312 GHN |  | 2015-11-11 | 2017-03-11
5995 | 29200000TL | 03483 | EG1015018 | P | 58802094 | 58 | EGTL Spares | Mtce | 54 | 54D | GASKET:FLANGE NON-SPIRAL | TYPE:FLAT FACE PIPE SIZE:215 | Packing / Glands / Stuffing Boxes : PRESS. RATING:150 MATL:GRAPHITE COATED SPEC:B16.20 ID:5.3IN OD:6.7IN THCK:0.039IN ARMSTRONG MODEL 415 KITS FLAT GASKET, SOFT GRAPHITE COATED, A21761, 215 GHN, K | EA | 7 | 4 | 7 | NO | 0 | 0 | ARMSTRONG INTERNATIONAL |  |  | 07 | [9 empty] | 2015-11-11
5996 | 29200000TL | 03483 | EG1057013 | P | 58802107 | 58 | EGTL Spares | Mtce | 14 | 14Z | SOLENOID TYPE:SOLENOID VALVE | COIL VOL:24VDC SOLENOID VALVE | Instruments - Other & Parts : FOR STG A/B/C173-XY-0109173-XY-1109173-XY-2109/ QA CODE: 01A AND 07. | EA | 3 | 1 | 2 | NO | 1862.45 | 365971.425 | ASCO NUMATICS | NFHT-XB223B005V |  | 01A, 07 | [9 empty] | 2016-06-07 |  | 2015-12-15
5997 | 29200000TL | 03483 | EG6123CON | P | 58802159 | 58 | EGTL Spares | Mtce | 66 | 66P | ACTUATOR:DIAPHRAGM SIZE:70 | PRESS. RATING:0-55 PSI | Valve - Control : OPERATED:DIRECT TRAVEL:ROTARY MATL:WCC STL COMPLETE FISHER 1052 SIZE 70 DIAPHRAGM ROTARY ACTUATOR WITHOUT THE VALVE. SPRIN ACTION TO OPEN; ACTUATOR ORIENTATION IS RH. DATA SHEET ATTACHED. | EA | 3 | 0 | 0 | NO | 6600 | 1296900 | FISHER | S/N 18461342 |  | 17 | [7 empty] | 1052 |  | 2016-04-16 |  | 2015-12-03
5998 | 29200000TL | 03483 | EG1020005 | P | 58802160 | 58 | EGTL Spares | Mtce | 66 | 66S | REPAIR KIT:ACTUATOR | TYPE:BAUMANN 32 SQ-INCH | Valve - Actuator & Positioner: ACTUATOR RATING:BENCH RANGE 5-15 PSI SIZE/CONN:32 SQ INCH MATL:DIAPHRAGM KIT DIAPHRAGM REPAIR KIT FOR BAUNMANN 32 SQUARE INCH ACTUATOR AS USED FOR 150-LV-0046 SERIAL NUMBER FOR VALVE/ACTUATOR ASSEMBLY CURRENTLY INSTALLED IN | EA | 3 | 2 | 3 | NO | 167.6667 | 32946.5066 | FISHER CONTROL | 24462-1 |  | 02,07 |  |  | 1BBB |  |  |  |  | BAUMANN 32 |  | 2016-04-16 |  | 2015-12-03
5999 | 29200000TL | 03483 | EG6123CON | P | 58802162 | 58 | EGTL Spares | Mtce | 66 | 66C | VALVE:BUTTERFLY TYPE:BUTTERFLY | SIZE:12 INCH CLASS:ANSI CL VI | Valve-Butterfly : DESIGN RATING:CV 5130 CONN:OUT BODY MATL:WCC CARBON STL CAST TRIM:DISK 316 SST OPERATED:ROTORY TEMP RATING:75 DEGREE SOFTGOODS:PTFE COMPLETE FISHER 8560 ECCENTRIC DISC BUTTERFLY CONTROL VALVE. FLOW DIRECTION IS FORWARD;MAX TEMP IS 48 BAR | EA | 1 | 0 | 0 | NO | 20833 | 6370106.41 | FISHER | S/N 18461340 |  | 17 |  |  | 1CCC |  |  |  |  | 8560 |  | 2016-10-14 | 2018-03-24 | 2018-04-01
6000 | 29200000TL | 03483 | EG1051005 | P | 58802167 | 58 | EGTL Spares | Mtce | 51 | 51A | MOTOR: 0.75HP | 0.75HP,460V,3Phase,1.1A,60Hz | Electric Motor Manufacturer: GE Model: 5KS143XAA231B 0.75HP, 460V, 3Phase, 60Hz, 1.1A, 1745RPM, Frame Size:143TC NEMA ENCL-TEFC, S.F-1.15, IP-56, INSUL CLASS-H, TYPE-KS, CODE-P SPARE MOTOR FOR 150-PX-004-M. | EA | 1 | 0 | 0 | NO | 2926.1 | 894713.597 | GE (GENERAL ELECTRIC) |  |  | 16 |  |  | 2AIC |  |  |  |  | 5KS143XAA231B |  | 2016-01-21 | 2018-03-11 | 2018-05-14
6001 | 29200000TL | 03483 | EGC024027 | P | 58802174 | 58 | EGTL Spares | Mtce | 66 | 66F | KIT TYPE:REPAIR KITS | APPLICATION:SAFETY VALVE | Valve - Parts & Accessories :SERVICE KITS AND SOFTGOODS CONTAINS: NOZZLE - 4598001MC967, DISC - 0348705MC967, GASKET KIT - GK33, DIS HOLDER - 0509705, GUIDE - 4647602, SPRING WASHER ? 1076901. | EA | 2 | 1 | 2 | NO | 950.3 | 294117.85 | GE/DRESSER CONSOLIDATED | TR03640 | QE22572CNL | 07 | [7 empty] | 1910-00GC-3-CC-MS-34-RF-G |  | 2016-07-28 |  | 2016-01-05
6002 | 29200000TL | 03483 | EGC027015 | P | 58802176 | 58 | EGTL Spares | Mtce | 14 | 14Z | SWITCH: PRESSURE | ELECT. RATING:250V/3A | SIZE/CONN:G1/4 CONN LOCATION:DIAPHRAGM RANGE:30BAR ACTION:DIAPHRAGM ENCLOSURE:OPEN COMPRESSED AIR PRESSURE SWITCH FOR 110-PSH-1366/2366 WITH REFRENCE NUMBER : GT06-6961. | EA | 1 | 0 | 0 | NO | 466.91 | 142174.095 | NORGREN | 0880300 |  | 05,16 | [7 empty] | 0880330 |  | 2017-01-18 |  | 2016-09-05
6003 | 292000TLDE | 03483 | EG6002CON | P | 58802178 | 58 | EGTL Spares | Mtce | 51 | 51Z | PANEL:CONTROL TYPE:COMPLETE | CONTROL PERIPHERAL CA COMPLETE | Electric-Other : FIELD CONTROL PANEL RUGGED HOUSING WITH PURGED IN-SERIES WITH PERIPHERAL ENCLOSURE WITH: P&T CONTROLLER CD2417, 12VPSU RS 424-6294, 24VPSU RS 424-6288, EXHAZLOC PT DRIVE PCB ASSEMBLY TESTED, EXHAZLOC SSRLY 24 V SPST CRYDOM D2410PG, THERMA | EA | 1 | 0 | 0 | YES | 0 | 0 | LAND AMETEK UK | ZT8660 |  | 02,14 | [7 empty] | ZT8660 |  | 2025-10-20 |  |  | 1 | 1
6004 | 29200000TL | 03483 | EG1019008 | P | 58802180 | 58 | EGTL Spares | Mtce | 51 | 51F | POWER SUPPLY:ELECTRICAL | TYPE:X-NET POWER SUPPLY | Electric Components - Circuit Protection:110/240VAC I/P RATING:110V - 250V AC 50/60HZ O/P VOL:+11.5V - 12.5V DC O/P AMP:12A MAX. SPARE PART FOR THERMAL IMAGING SYSTENM TER CABINET FUSING: 2 OFF 3.15A HRC QUICK BLOW | EA | 1 | 0 | 0 | NO | 670.18 | 131690.37 | X-NET | XNET PSU240V |  | 02,14 | [7 empty] | XNET PSU240V |  | 2016-03-01 |  | 2015-12-11
6005 | 29200000TL | 03483 | EGC003005 | P | 58802196 | 58 | EGTL Spares | Mtce | 14 | 14C | FLOWMETER TYPE:TURBINE | SERVICE:LIQUID SIZE/CONN:0 | Flow Measuring Instruments : RANGE:4 IN ANSI 300RF MATL:BODY CARBON STEEL FLOWMETER: TURBINE LIQUID (LACT TURBINE METER); PART NUMBER : T04BZB1AA2AACJC, SERIAL NUMBER:150007507, MANUFACTURER: DANIEL, 4 IN ANSI 300 RF, UNIDIRECTIONAL, BLADED ROTOR, BO | EA | 1 | 0 | 1 | NO | 18116.55 | 5537323.5075 | DANIEL | T04BZB1AA2AACJC |  | 00 |  |  | 1ABA |  |  |  |  | T04BZB1AA2AACJC |  | 2017-04-20 |  | 2016-10-25
6006 | 29200000TL | 03483 | EG1026001 | P | 58802224 | 58 | EGTL Spares | Mtce | 72 | 72Z | FILTER TYPE:COOLANT SIZE:5.2 X | 3.9 X 3.9 ELEMENT MATL:24073 | Filtration - Filters/ Other : FILTERING RETENTION:24073 HOUSING MATL:24073 | EA | 40 | 20 | 60 | NO | 45 | 8842.5 | PERKINS | 26550001AS |  | 16 | [9 empty] | 2016-03-28 |  | 2016-01-11
6007 | 29200000TL | 03483 | EG1011003 | P | 58802238 | 58 | EGTL Spares | Mtce | 50 | 50Z | BEARING:BALL TYPE:ANGULAR | CONTACT ROW:DBL ID:30MM | Bearings & Accessories - All :OD:72MM WIDTH:30.2MM SERIES:3306A/C3 STYLE:OPEN RADIAL CLEARANCE:C3 CAGE MATL:STEEL SKF EXPLORER 3306A/C3. 30X72X30.2. DOUBLE ROW ANGULAR CONTACT BALL BEARING. | EA | 2 | 1 | 2 | NO | 91.1924 | 17918.4 | SKF | 3306A/C3 |  | 01 |  |  | 3CXX |  |  |  |  | 3306A/C3 |  | 2016-01-31 |  | 2015-12-21
6008 | 29200000TL | 03483 | EG1011003 | P | 58802239 | 58 | EGTL Spares | Mtce | 50 | 50Z | BEARING:BALL TYPE:DEEP GROOVE | ROW:SGL ID:35MM OD:72MM | Bearings & Accessories - All :WIDTH:17MM SERIES:6207C3 STYLE:OPEN RADIAL CLEARANCE:C3 CAGE MATL:STEEL SKF EXPLORER 6207C3. 35X72X17. DEEP GROOVE SINGLE ROW BALL BEARING. | EA | 2 | 1 | 2 | NO | 14.0544 | 2761.54 | SKF | 6207C3 |  | 01 | [7 empty] | 6207C3 |  | 2016-01-31 |  | 2015-12-21
6009 | 29200000TL | 03483 | EG3003078 | P | 58802240 | 58 | EGTL Spares | Mtce | 66 | 66P | VALVE:BALL TYPE:V500 SIZE:2 IN | CLASS:300 LBS DESIGN RATING:17 | Valve - Control : RATING:17; TYPE V500; BAR CONN:RF FLG BODY MATL:WCC STEEL TRIM:VTC CERAMIC PORT:FULL OPERATED:SPRING & DIAPHRAGM TEMP RATING:270 DEG C CONFIG:1-WAY RIGHT HAND MOUNT. | EA | 1 | 0 | 1 | NO | 14628 | 4457883 | EMERSON / ROSEMOUNT | ME00078319 |  | 01A,02 |  |  | 2BAC | [6 empty] | 2016-06-28 | 2017-04-01 | 2016-02-24
6010 | 29200000TL | 03483 | EG1060008 | P | 58802242 | 58 | EGTL Spares | Mtce | 66 | 66V | SOLENOID TYPE:SOLENOID VALVE | COIL VOL:24VDC SOLENOID VALVE | Process Control System :CONTROLS OPERATION OF THE LIMITORQ BC1KB/2W POSITION TRANSMITTER. IT IS EXPECTED TO BE THE VERSA LOW WATTAGE 4-WAY SOLENOID VALVE WITH VERSA MODEL NUMBER VXX-4524-316-B208-CD-XXJ-D024. | EA | 1 | 2 | 3 | NO | 1886.6667 | 578703.3333 | VERSA | VXX-4524 |  | 01,08,12 | [7 empty] | VXX-4524-316-B208-CD-XXJ |  | 2016-08-27 | 2025-03-25 | 2017-08-29 | -1 | 1 | -1 | 1
6011 | 29200000TL | 03483 | EG6001054 | P | 58802244 | 58 | EGTL Spares | Mtce | 72 | 72Z | FILTER:OIL TYPE:IR-0716 | SIZE:IR-0716 ELEMENT | Filtration - Filters/ Other : MATL:IR-0716 FILTERING RETENTION:IR-0716 HOUSING MATL:IR-0716 | EA | 22 | 20 | 30 | NO | 19.08 | 3749.22 | CATERILLAR | IR-0716 |  | 16 | [9 empty] | 2016-05-10 | 2016-11-20 | 2016-03-04
6012 | 29300000TL | 03483 | EG1013015 | P | 58802255 | 58 | EGTL Spares | Mtce | 66 | 66P | MAGNET TYPE:MAGNETIC ARRAY | LINEAR SIZE:210 MM MATL:FISHER | ITEM DESCRIPTION: LINEAR FEEDBACK MAGNETIC ARRAY KIT FOR FISHER DVC6200 POSITIONER SIZE: 210MM-8.25 INCHES TRAVEL MANUFACTURER: EMERSON FISHER PART NO: GG20243X012 | EA | 3 | 2 | 3 | YES | 360.19 | 552621.5075 | FISHER CONTROLS | GG20243X012 |  | 00 | [8 empty] | KGISL057 | 2019-10-31 |  | 2025-07-14
6013 | 29200000TL | 03483 | EG1017002 | P | 58802257 | 58 | EGTL Spares | Mtce | 76 | 76A | IMPELLER:PUMP OD:143MM | BORE:PER OEM MATL:316 SS OPEN | Pumps-Centrifugal : FACE PUMP IMPELLER FOR 171-PC-047A/B. ITT GOULDS MODEL 3196 MTX. SIZE 3X4-7. SERIAL E744F993-1-2. ITT GOULDS DRAWING NO- A744993C. RATED IMPELLER DIA 143MM PER PERFORMANCE CURVE NO- 2680-4. **TO BE SUPPLIED ALONG WITH TEFLON O- | EA | 1 | 0 | 1 | NO | 3582.92 | 704043.78 | ITT GOULDS | 0C00143A021203D |  | 01,02 | [7 empty] | 3196-MTX |  | 2016-05-10 |  | 2016-01-23
6014 | 29200000TL | 03483 | EG6001022 | P | 58802258 | 58 | EGTL Spares | Mtce | 14 | 14I | SENSOR:TEMPERATURE TYPE:RTD | 1ST AND 2ND STAGE READ | Temperature and heat measuring instruments : KOBELCO COMPRESSOR GEAR BOX FIRST AND SECOND STAGE TEMPERATURE READINGS. 36 INCH LENGTH. FOR 120-TE-0032, 120-TE-0033, 120-TE-0036, 120-TE-0037, 120-TE-0038, 120-TE-0039, 120-TE-0040, 120-TE-0041. 120-TE-00132, | EA | 8 | 4 | 8 | NO | 1012.34 | 308510.615 | LUFKIN | E7086923 |  | 00 | [9 empty] | 2016-10-15 |  | 2016-04-14
6015 | 29200000TL | 03483 | EG6001022 | P | 58802259 | 58 | EGTL Spares | Mtce | 14 | 14I | SENSOR:TEMPERATURE TYPE:RTD | LS SHAFT READ | Temperature and heat measuring instruments : KOBELCO COMPRESSOR GEAR BOX LS SHAFT READ. 48INCH LENGTH. 120-TE-0034, 120-TE-0035,120-TE-0042, 120-TE-0043,120-TE-0134, 120-TE-0135, 120-TE-0142, 120-TE-0143. | EA | 4 | 2 | 4 | NO | 1180.52 | 359763.47 | LUFKIN | E7086922 |  | 00 | [9 empty] | 2016-10-15 |  | 2016-04-14
6016 | 29200000TL | 03483 | EG6001022 | P | 58802260 | 58 | EGTL Spares | Mtce | 14 | 14I | SENSOR:TEMPERATURE TYPE:RTD | LS SHAFT THRUST | Temperature and heat measuring instruments : KOBELCO COMPRESSOR GEAR BOX SHAFT THRUST TEMPERATURE . 18 INCH LENGTH. 120-TE-0044, 120-TE-0045, 120-TE-0046, 120-TE-0047, 120-TE-0144, 120-TE-0145, 120-TE-0146, 120-TE-0147. | EA | 4 | 2 | 4 | NO | 1080.92 | 329410.37 | LUFKIN | E7086925 |  | 00 | [9 empty] | 2016-10-15 |  | 2016-04-14
6017 | 29200000TL | 03483 | EG1051056 | P | 58802266 | 58 | EGTL Spares | Mtce | 14 | 14H | TRANSMITTER:DIFF PRESSURE | TYPE:FOUNDATION FIELDBUS I/P | "Pressure measuring and control Instruments : RANGE:-2500 MBAR TO 2500 | EA | 2 | 1 | 2 | NO | 5253 | 1032214.5 | ROSEMOUNT EMERSON | 3051CD33F22A1AS8B4K5Q4Q8 |  | 02,05 | [7 empty] | 3051CD33F22A1AS8B4K5Q4Q8 |  | 2016-03-28 |  | 2016-01-11
6018 | 29200000TL | 03483 | EG6001030 | P | 58802270 | 58 | EGTL Spares | Mtce | 51 | 51N | MAGNET: ELECTRO | 14IN HT X 18IN OD X 12IN ID | Power Generators : RATING:3PH, 50HZ, 165-175VAC STRENGTH:25 LB FG WILSON PERMANENT MAGNET GENERATOR (PMG) WITH PART NUMBER 954-479 IS TO BE USED FOR EGTL 4016 TESI GAS ENGINE GENERATORS OUTPUT CABLE TO BE AT LEAST 1.5METRES | EA | 5 | 3 | 5 | NO | 2972.996 | 898869.6544 | F G WILSON | 954-479 |  | 00 | [7 empty] | 954-479 |  | 2016-04-04 | 2016-05-26 | 2016-07-07
6019 | 29200000TL | 03483 | EG7006006 | P | 58802273 | 58 | EGTL Spares | Mtce | 72 | 72C | FILTER:AIR TYPE:INTAKE | SIZE:620MM HT X 410MM OD X | Filtration-Media : 400MM ID ELEMENT MATL:CATRIDGE FILTERING RETENTION:NA HOUSING MATL:NA AIR FILTER FOR USE IN EGTL 135KVA DIESEL GENERATORS. PERKINS PART NUMBER 2652C149. | EA | 10 | 7 | 10 | NO | 205 | 57810 | PERKINS | 2652C149 |  | 00 | [9 empty] | 2016-07-18 | 2017-05-05 | 2016-02-21
6020 | 29200000TL | 03483 | EG6001045 | P | 58802277 | 58 | EGTL Spares | Mtce | 87 | 87B | ALTERNATOR TYPE:6008216130 | AMP:40A VOL:24V KOMATSU | Engines - Parts : ALTERNATOR 6008216130 (DFJ 010297) ALTERNATOR - 24V - 40A (DOUBLE PULLEY) | EA | 1 | 0 | 1 | NO | 1350 | 380700 | PERKINS | KOMATSU 6008216130 |  | 00 | [7 empty] | (DFJ 010297) |  | 2016-07-18 |  | 2016-02-21
6021 | 29200000TL | 03483 | EG1042010 | S | 58802282 | 58 | EGTL Spares | Mtce | 66 | 66F | KIT:REBUILD TYPE:PRESSURE | RELIEF VALVE | Valve - Parts & Accessories :APPLICATION:BELLOWS CONTAINS A:SEAT CONTAINS B:WASHER CONTAINS C:O-RING CONTAINS D:RESILIENT KIT CONTAINS E:GASKET CONTAINS F:SPRINGS | EA | 2 | 0 | 0 | NO | 340.48 | 103676.16 | DRESSER CONSOLIDATED |  |  | 07 | [9 empty] | 2017-02-16 |  | 2016-05-11
6022 | 29200000TL | 03483 | EG1051082 | P | 58802309 | 58 | EGTL Spares | Mtce | 66 | 66S | KIT: VALVE SLIP, VITON | TWIN SEAL SIZE:6 IN CLASS:300 | Valve - On/Off, solenoid, actuated :LB DESIGN RATING:300 LB CONN:FLG BODY MATL:ASTM-A395 TRIM:GRADE 60-40-18/VITON OPERATED:ELECTRIC MOTOR TEMP RATING:75 DEG C SOFTGOODS:VITON STYLE:NON-LUBRICATED CONFIG:2-WAY SLIPS FOR TWIN SEAL VALVE ON 4 IN LACT. | PR | 10 | 5 | 10 | NO | 2130.04 | 603866.34 | CAMERON | 5-8206-01RD 216 VGF |  | 00 | [7 empty] | 8821 |  | 2016-07-21 |  | 2016-03-04
6023 | 29300000TL | 03483 | EG3003076 | P | 58802315 | 58 | EGTL Spares | Mtce | 66 | 66Z | VALVE: GLOBE HPT | NPS 3 CLASS:CL900 | CONN:CL900 RTJ FLG BODY MATL:WCC STEEL TRIM:METAL 201A PORT:OPERATED:FISHER 657, 46I ACTUATOR TEMP RATING, SOFTGOODS:SINGLE GRAPHITE STYLE:PLAIN BONNET STEM DESIGN:SLIDING STEM THIS IS A COMPLETE VALVE ASSEMBLY INCLUSIVE OF ACTUATOR,DVC POSITIONER FOR 17 | EA | 1 | 0 | 1 | YES | 30154.75 | 12539398.9529 | FISHER - ROSEMOUNT | HPT-276-86260 |  | 02,07,12 |  |  | 1AAA |  |  |  |  | FISHER/HPT |  | 2019-10-31 |  | 2021-11-12
6024 | 29200000TL | 03483 | EG1051004 | P | 58802324 | 58 | EGTL Spares | Mtce | 66 | 66S | KIT:REBUILD TYPE:SOFTGOOD | APPLICATION:ACTUATOR CONTAINS | Valve - Actuator & Positioner: A:BUSHING (1A) CONTAINS B:BUSHING (3A) CONTAINS C:DIAPHRAGM (11) CONTAINS D:O-RING (44) CONTAINS E:GUIDE ASSEMBLY (48) FISHER ACTUATOR 2052 SIZE 3 REPAIR KIT: GE52968X022. QA Code 01A, 02, 21 | EA | 3 | 1 | 3 | NO | 1850.3333 | 363590.5 | FISHER CONTROLS - PUFFER | GE52968X022 |  | 01A, 02, 21 |  |  | 1BBB |  |  |  |  | FISHER TYPE 2052 SIZE 3 |  | 2016-06-06 | 2024-12-14 | 2016-03-10 |  |  | 0 | 2
6025 | 29200000TL | 03483 | EG1019016 | P | 58802329 | 58 | EGTL Spares | Mtce | 51 | 51M | CAPACITOR TYPE:ELKO | CAPACITANCE:3300UF VOL:420VAC | Adjustable Speed Drives : STYLE:ELECTROLYTIC TOLERANCE:0 SIZE:STANDARD CONN:STANDARD CAPACITOR, ELKO 3300UF 420VAC, FR9 400V CLASS FOR POWERFLEX 700H SERIES A VARIABLE SPEED DRIVE FOR STG CONDENSER FANS | EA | 13 | 5 | 13 | NO | 288.8462 | 56758.2692 | ALLEN BRADLEY | 20-PP01005 |  | 00 | [7 empty] | 20-PP01005 |  | 2016-04-22 |  | 2016-04-14
6026 | 292000TLDE | 03483 | EG5010FLR | P | 58802331 | 58 | EGTL Spares | Mtce | 51 | 51M | DRIVE TYPE:POWERFLEX 700H, | SERIES A SIZE:FRAME 9 | Adjustable Speed Drives : RATING:250HP POWERFLEX 700H, VARIABLE SPEED DRIVE SERIES A, 480V, 3PHASE, OUTPUT FREQUENCY: 47 -63HZ (20CD300A0ANNBNNO) | EA | 1 | 0 | 0 | YES | 0 | 0 | ALLEN-BRADLEY | 20CD300A0ANNBNNO |  | 00 | [7 empty] | 20CD300A0ANNBNNO |  | 2025-10-20 |  |  | 1 | 1
6027 | 29200000TL | 03483 | EG1057011 | P | 58802335 | 58 | EGTL Spares | Mtce | 51 | 51M | MODULE TYPE:480V 96A INVERTER | KIT 480V 96A INVERTER KIT | Adjustable Speed Drives : CONTAINS IGBT, POWER INTERFACE BOARD FOR POWEFLEX 700, SERIES B, FRAME 5 | EA | 1 | 0 | 0 | NO | 2724 | 535266 | ALLEN-BRADLEY | SK-G9-PB1-D096 |  | 00 |  |  | 2BBC |  |  |  |  | SK-G9-PB1-D096 |  | 2016-06-23 |  | 2016-04-14
6028 | 29200000TL | 03483 | EG1017009 | P | 58802345 | 58 | EGTL Spares | Mtce | 66 | 66P | KIT:REBUILD TYPE:PIN,EXPANSION | APPLICATION:PLUG, SHAFT | Valve - Control : ASSEMBLY CONTAINS A:11B6271X012 PIN,EXPANSION CONTAINS B:19A5197X012 GASKET CONTAINS C:19A3749X052 PIN,TAPER KIT CONTAINS OFF: 11B6271X01 (PIN,EXPANSION) 19A5197X012 (GASKET) 19A3749X052 (PIN,TAPER) | KI | 3 | 1 | 3 | NO | 392 | 77028 | FISHER CONTROLS - PUFFER | 11B6271X012 |  | 16 | [7 empty] | VALVE V500 VTC |  | 2016-05-08 |  | 2016-03-03
6029 | 29200000TL | 03483 | EG1013012 | P | 58802357 | 58 | EGTL Spares | Mtce | 14 | 14Z | GASKET: TYPE RETAINER RING | SIZE:36 IN | Instruments - Other & Parts : RATING:CLASS 300 MATL:W/METAL AND PHOENIX III SEALS SHAPE, OLD PART NUMBER V124883X012 | IN | 3 | 2 | 3 | NO | 144.27 | 44018.2197 | FISHER | GE30686X012 |  | 16 | [9 empty] | 2018-06-11 |  | 2018-02-14
6030 | 29200000TL | 03483 | EG1055014 | P | 58802360 | 58 | EGTL Spares | Mtce | 14 | 14I | ELEMENT:TEMPERATURE TYPE:TYPE | K- SKIN TEMPERATURE SIZE:NPS | Temperature and heat measuring instruments : 1/4 DIAMETER, 5 METER LONG RANGE:SEE ATTACHED DATASHEET UNITS:DEGREE CELCIUS RATING:REFER TO ATTACHMENT MATL:INCONEL, UNGROUNDED SKIN THERMOCOUPLE TEMPERATURE ELEMENTS AS USED ON 150-HF-001 150-TE-0136K. | EA | 5 | 2 | 5 | NO | 3120 | 954127.2 | GAYESCO | VN1597/EP, REF:270969 |  | 01,02,07 |  |  | 1ABA | [6 empty] | 2016-11-25 | 2016-11-26 | 2016-12-19
6031 | 29200000TL | 03483 | EG1011005 | P | 58802389 | 58 | EGTL Spares | Mtce | 54 | 54D | PACKING TYPE:SPRING-LOADED | PTFE V-RING SIZE:I IN VALVE | Packing / Glands / Stuffing Boxes : SHAPE:V-RING MATL:SPRING-LOADED PTFE PACKETING KIT (FISHER P/N 24494T001) CONSIST OF SPRING, PACKING SET, WASHER AND SPACER FOR MAINTENANCE OF 150-LV-0046 | KI | 3 | 1 | 3 | NO | 179.03 | 35179.395 | FISHER | 24494T001 |  | 00 | [7 empty] | 24000SVF |  | 2016-07-03 |  | 2016-04-06
6032 | 29200000TL | 03483 | EG1011005 | P | 58802390 | 58 | EGTL Spares | Mtce | 66 | 66G | PLUG:VALVE VALVE STYLE:CONTROL | VALVE SIZE:1 IN MATL:316L SST | Valve-Plug : PLUG AND STEM ASSEMBLY FOR LOW FLOW (P/N 24621-10-101-177) FOR MAINTENANCE OF 150-LV-0046 | EA | 3 | 1 | 2 | NO | 583.83 | 114722.595 | FISHER | 24621-10-101-177 |  | 00 | [7 empty] | 24000SVF |  | 2016-07-03 |  | 2016-04-06
6033 | 29200000TL | 03483 | EG1011005 | P | 58802391 | 58 | EGTL Spares | Mtce | 66 | 66F | RING:SEAT TYPE:SEALING SIZE:1 | IN VALVE MATL:SEAT MATL: 316 | Valve - Parts & Accessories :SST SEAT RING (P/N 24000-345) FOR MAINTENANCE OF 150-LV-0046 | EA | 2 | 1 | 2 | NO | 186.73 | 36692.445 | FISHER | 24000-345 |  | 00 | [7 empty] | 24000SVF |  | 2016-07-03 |  | 2016-04-06
6034 | 29300000TL | 03483 | EG5009020 | P | 58802415 | 58 | EGTL Spares | Mtce | 14 | 14D | TRANSMITTER:DIFF PRESSURE | TYPE:HART I/P | Level Measuring Instruments : RANGE:-6350MMH2O-6350MMH2O O/P RANGE:4-20MA SUPPLY RATING:24VDC WORKING PRESS.:26.1BARG SIZE/CONN:3IN-300LB RF FLG EXTENDED_PART_NUMBER=EGTL1-MGN-PRC-PO-000184(I1311C) | EA | 2 | 1 | 2 | YES | 12267 | 3738368.25 | EMERSON ROSEMOUNT | SEE ITEM NOTES |  | 00 | [7 empty] | 3051CD2A22A1AS8B4K5Q4 |  | 2019-10-31
6035 | 29200000TL | 03483 | EG1013019 | P | 58802416 | 58 | EGTL Spares | Mtce | 14 | 14H | SOLENOID:COIL TYPE:VALVE COIL | VOL:24VDC/145A BOSCH REXROTH | Pressure measuring and control Instruments : SOLENOID COIL, R900019793, CETOP 5, 24V DC, MODEL NUMBER 598-888, PART NUMBER .R900019793 | EA | 2 | 0 | 1 | NO | 322.4684 | 78314.3725 | REXROTH BOSCH | R900019793 |  | 07 | [7 empty] | 598-888 |  | 2016-03-27 |  | 2016-03-24
6036 | 29200000TL | 03483 | EG1017018 | P | 58802417 | 58 | EGTL Spares | Mtce | 66 | 66F | WASHER TYPE:THRUST NOMINAL | SIZE:4 INCH ID:11/4 INCH | Valve - Parts & Accessories :OD:13/4 INCH THCK:.5 MM MATL:CS SPEC:FISHER WASHER, THRUST (P/N: 19A3683X022) FOR FISHER V500 4" ROTARY PLUG VALVE | ST | 10 | 5 | 10 | NO | 44.232 | 13492.644 | FISHER CONTROLS - PUFFER | 19A3683X022 |  | 00 | [7 empty] | FISHER V 500 PLUG VALVE |  | 2016-09-01 |  | 2016-06-23
6037 | 29200000TL | 03483 | EG1017018 | P | 58802420 | 58 | EGTL Spares | Mtce | 66 | 66P | SPRING:VALVE TYPE:PILOT | REDUCING REGULATOR SIZE:41-80 | Valve-Regulators : PSI MATL:SEE ATTACHMENT COLOR:BLUE PILOT SPRING USED FOR TYPE PRX-120 PILOT OPERATED REDUCING REGULATOR AS USED FOR 19G-PCV-0035A AND 19G-PCV-0035B SEE ATTACHMENT FOR SPRING INFORMATION HIGHLIGHTED IN YELLOW | EA | 2 | 2 | 3 | NO | 80.85 | 25023.075 | FISHER | M0255180X12 |  | 02,07,12 |  |  | 1BBB | [6 empty] | 2016-08-14 |  | 2016-04-28
6038 | 29200000TL | 03483 | EG1024014 | P | 58802421 | 58 | EGTL Spares | Mtce | 66 | 66P | REGULATOR:PRESSURE TYPE:PILOT | INLET PRESS.:600 PSI | Valve-Regulators : OUTLET PRESS.:70-140 PSI SIZE/CONN:1/2 IN MNPT BODY MATL:CF8M SPRING RANGE: 70-140 PSI, SEAT;FKM ORIFICE MATERIAL;316 PILOT REGULATOR USED FOR 172-PCV-0012, 120-PCV-0013 AND 120-PCV-0113 | EA | 3 | 2 | 3 | NO | 3105.0367 | 954297.7317 | FISHER | MR98HDP |  | 02,07,12 |  |  | 1BBB | [6 empty] | 2016-08-14 |  | 2016-06-10
6039 | 29200000TL | 03483 | EG1007016 | P | 58802429 | 58 | EGTL Spares | Mtce | 66 | 66P | PLUG:VALVE VALVE STYLE:CONTROL | VALVE SIZE:3 IN MATL:ASTM A582 | Valve - Control : 31B2148X012; PLUG,ANTI-EXTRUSION ; 2 7/8PORT,VSC 1L5000;ASTM A582 S41600, HT FGS 2B8 38 HRC MIN FOR 172-FV-0015, 172-FV-0115 | EA | 2 | 0 | 0 | NO | 2647.2767 | 811492.111 | FISHER | 31B2148X012 |  | 00 | [9 empty] | 2016-08-14 | 2021-04-29 | 2017-07-27
6040 | 29200000TL | 03483 | EG1007019 | P | 58802430 | 58 | EGTL Spares | Mtce | 54 | 54A | SEAL:RING TYPE:SEAL RING ID:2 | 7/8 IN OD:2 7/8 IN WIDTH:2 7/8 | Seals : IN SEAL MATL:SPR GE44060X012; SEAL RING,SPR LOADED;2 7/8 PORT; FOR 172-FV-0015, 172-FV-0115 | EA | 2 | 1 | 2 | NO | 729.9555 | 242044.8 | FISHER | GE44060X012 |  | 00 |  |  | 1BBB | [6 empty] | 2016-08-14 | 2021-04-29 | 2020-07-03
6041 | 29200000TL | 03483 | EG1003011 | P | 58802455 | 58 | EGTL Spares | Mtce | 14 | 14Z | EXTENSION TYPE:CABLE FOR SPEED | SENSOR SIZE:7 METER MATL:PTFE | Instruments - Other & Parts : CABLE CABLE L4T-97002018 WITH INTRINSIC SAFETY ONLY FOR SPEED SENSOR A5S15-97002017FOR BRAUN SPEED AND FREQUENCY SYSTEM, BRAUN GMBH SPEED MONITORING AND PROTECTION SYSTEMS FOR ROTATING EQUIPMENT, SPEED SENSORS SERIES SPEED | EA | 2 | 0 | 0 | NO | 551.27 | 170618.065 | MAN TURBO | L4T-97002018 |  | 16 | [7 empty] | L4T-97002018 |  | 2016-08-16 |  | 2016-06-15
6042 | 29200000TL | 03483 | EG1013016 | P | 58802466 | 58 | EGTL Spares | Mtce | 66 | 66P | STEM:VALVE VALVE STYLE:GLOBE | VALVE SIZE:30 MATL:STEEL 667 | Valve - Control : ACTUATOR STEM, SIZE 30 FOR 110-PV-1395/2395 | EA | 5 | 3 | 5 | NO | 88.2 | 25789.68 | FISHER | 2E8016X0022 |  | 01 | [9 empty] | 2016-07-26 |  | 2016-05-12
6043 | 29300000TL | 03483 | EG5009022 | P | 58802507 | 58 | EGTL Spares | Mtce | 72 | 72Z | FILTER:AIR TYPE:FILTER:AIR | FILTER SIZE:AIR FILTER PART | Filtration - Filters/ Other : NO.26510365 ELEMENT MATL:AIR FILTER PART NO.26510365 FILTERING RETENTION:AIR FILTER PART NO.26510365 HOUSING MATL:AIR FILTER PART NO.26510365 AIR FILTER PART NO.26510365.FOR 135KVA DIESEL PERKINS POWER PART | EA | 20 | 14 | 20 | YES | 14.8675 | 4200 | PERKINS | 26510365 |  | 00 | [7 empty] | 26510365 |  | 2019-10-31
6044 | 29200000TL | 03483 | EG1053011 | P | 58802508 | 58 | EGTL Spares | Mtce | 72 | 72Z | FILTER:FUEL TYPE:FILTER:FUEL | FILTER SIZE:FUEL FILTER | Filtration - Filters/ Other : PRIMARY ELEMENT MATL:FUEL FILTER PRIMARY FILTERING RETENTION:FUEL FILTER PRIMARY HOUSING MATL:FUEL FILTER PRIMARY FUEL FILTER PRIMARY. SAME AS 26560143 OR FS19531 | EA | 50 | 0 | 0 | NO | 18.5841 | 5250 | PERKINS |  |  | 00 | [7 empty] | 901-248 |  | 2016-07-04 |  | 2016-05-31
6045 | 29200000TL | 03483 | EG1041002 | S | 58802512 | 58 | EGTL Spares | Mtce | 72 | 72Z | FILTER:FUEL TYPE:FILTER:FUEL | FILTER SIZE:FUEL FILTER | Filtration - Filters/ Other : PRIMARY 996-453 CH ELEMENT MATL:FUEL FILTER PRIMARY 996-453 CH FILTERING RETENTION:FUEL FILTER PRIMARY 996-453 CH HOUSING MATL:FUEL FILTER PRIMARY 996-453 CH FUEL FILTER PRIMARY 996-453 CH10930. FOR USE ON PERKINS 2300 SERIES | EA | 30 | 15 | 45 | NO | 48.3333 | 14553 | PERKINS |  |  | 00 | [7 empty] | 934-181 |  | 2016-07-04 |  | 2016-05-31
6046 | 29200000TL | 03483 | EG1060005 | P | 58802521 | 58 | EGTL Spares | Mtce | 66 | 66A | BALL:VALVE DIA:10 RH/LH MTG | VALVE SIZE:10 IN MATL:SA351 | Valve-Ball : CG8M 44B8641X342; VEE-BALL,SKIRTED;10 RH/LH MTG V150B,V200B,V300B ;ASME SA351 CG8M FMS20B114/CR PLATE FFS2E3 0.0015-25". THIS A VEE-BALL FOR SIZE 10 FISHER V300 USED IN 171-FV-0501. REFER TO ITEM #9 ON THE ATTACHED QUOTE. | EA | 2 | 1 | 2 | NO | 2867.7 | 874648.5 | FISHER | 44B8641X342 |  | 01,01A |  |  | 2BBC |  |  |  |  | FISHER V300 |  | 2016-10-07 |  | 2016-06-09
6047 | 29200000TL | 03483 | EG1015003 | P | 58802545 | 58 | EGTL Spares | Mtce | 66 | 66S | KIT:REBUILD TYPE:SOFTGOOD | APPLICATION:ACTUATOR CONTAINS | Valve - Actuator & Positioner:QA Code 01A, 02, 21 | EA | 2 | 1 | 2 | NO | 1794.255 | 546350.65 | FISHER CONTROLS - PUFFER | GE52968X012 |  | 01A, 02, 21 |  |  | 1BBB |  |  |  |  | FISHER TYPE 2052 SIZE 2 |  | 2017-02-17 |  | 2016-09-05
6048 | 29200000TL | 03483 | EG1011012 | P | 58802547 | 58 | EGTL Spares | Mtce | 14 | 14Z | SOLENOID:COIL TYPE:PILOT COIL | VOL:24VDC, 11.6WATTS THIS IS A | Instruments - Other & Parts : | EA | 2 | 0 | 0 | NO | 564.94 | 172306.7 | ASCO | 274714-006-D |  | 00,07 | [9 empty] | 2017-02-03 |  | 2016-09-05
6049 | 29200000TL | 03483 | EG1001016 | P | 58802555 | 58 | EGTL Spares | Mtce | 14 | 14Z | VIBRATION | PROBE AND ASSEMBLY | PART NUMBER: 21000-30-10-00-020-03-02, 11MM probe. Cable length : 1.0M | EA | 2 | 0 | 0 | NO | 1344 | 411264 | BENTLY NEVADA | 21000-30-10-00-020-03-02 |  | 16 |  |  | 1AAA |  |  |  |  | 148367-17 |  | 2017-01-31 |  | 2016-08-05
6050 | 29200000TL | 03483 | EG1057004 | P | 58802569 | 58 | EGTL Spares | Mtce | 51 | 51F | BREAKER:MCC BREAKER | TYPE:LXD62B600 VOL:600V POLE:2 | AMP:600A INTERRUPT CAP:- SIEMENS 600A BREAKER, MODEL: LXD62B600, TYPE: LXD6-A EQUIPPED WITH SHUNT TRIP CAT. NUMBER: S13JLD6 (SERIES-A) AND AUXILLIARY SWITCH CAT. NUMBER: A01JLD64 (SERIES-A) FOR 1-DS-1A/B, 2-DS-1A/B, 2-DS-5A/B, 6-DS-1A/B, 6-DS-3. | EA | 1 | 0 | 0 | NO | 2314.97 | 706065.85 | SIEMENS | LXD62B600 |  | 16 | [7 empty] | LXD62B600 |  | 2016-12-18 |  | 2016-08-11
6051 | 29200000TL | 03483 | EG1060006 | P | 58802589 | 58 | EGTL Spares | Mtce | 21 | 21Z | TRANSMITTER TYPE:DISCRETE | WIRELESS HART I/P | RANGE:DISCRETE WIRELESS TRANSMITTER O/P RANGE:DISCRETE WIRELESS TRANSMITTER SUPPLY RATING:DISCRETE WIRELESS TRANSMITTER ROSEMOUNT 702 WIRELESS DISCRETE TRANSMITTER SPARES RECEIVED FROM COMMISSIONING GROUP FOR WAREHOUSE STOCK ITEM- MODEL:702DX32D1I1WA3WK1M | EA | 1 | 1 | 2 | NO | 4253 | 1765292.71 | ROSEMOUNT/EMERSON PROCESS | 702DX32D1I1WA3WK1M5B4G2 |  | 08 |  |  | 1AXX |  |  |  |  | 702DX32D1I1WA3WK1M5B4G2 |  | 2016-08-08 | 2024-08-13 | 2019-07-12 |  |  | -1 | 1
6052 | 29200000TL | 03483 | EG1011001 | P | 58802653 | 58 | EGTL Spares | Mtce | 66 | 66H | KIT | PRESSURE RELIEF VALVE | DRESSER PRESSURE RELIEF VALVE SIZE:2X3IN, 150LB RF MODEL 1905-00JC-2-S4-MS-31-RF-LA ASME SA 351 CF8M SET PRESSURE: 5.0 BARG 5 102 KITS CONTAINS: VALVE NOZZLE, ADJUSTING RING, ADJUSTING RING PIN RING PIN GASKET, DISC, DISC RETAINER, DISC HOLDER, GUIDE, GU | EA | 2 | 0 | 0 | NO | 4997.58 | 1529259.48 | DRESSER CONSOLIDATED | 22407 |  | 7 |  |  | 1BBB |  | EGTL1/APP/PRO/PI/100002D |  |  | 1905-00JC-2-S4-MS-31-RF-L |  | 2016-07-19 |  | 2018-08-22
6053 | 29200000TL | 03483 | EGC027015 | P | 58802663 | 58 | EGTL Spares | Mtce | 66 | 66H | PSV:PSV KITS | PRESSURE RELIEF VALVE | 110-PSV-2250 Bailey Birkett EGTL1-SSU-INS-CA-100018 Relief Valve 4IN X 6IN 150# Flange 150# Flange 150# Flange 7.3 102 EGTL1-APP-PRO-PI-100018 | EA | 2 | 0 | 0 | NO | 726.92 | 221528.87 | IMI BAILEY BIRKETT | S332096 |  | 7 |  |  |  |  | EGTL1-APP-PRO-PI-100018 |  |  | 4N6H411422/DS |  | 2016-07-19 |  | 2016-09-08
6054 | 292000TLDE | 03483 | EG1059001 | P | 58802847 | 58 | EGTL Spares | Mtce | 66 | 66H | KIT: VALVE PRESSURE RELIEF | 2.5IN X 6IN, 900 X 150 LB | 2.5IN X 6IN STYLE HCI-58 CONNECTIONS 900 X 150; SET PRESSURE 69.20/1003.40 PSIG TEMP. 412 69.2 103, SERIAL NUMBER 06-34171, KITS CONTAINS: SET OF GASKETS, NOZZLE, RING:NOZZLE, HOLDER: DISC, GUIDE:SPINDLE, INSERT:DISC, RING: RETAINER, DISC: 1905D, E-2 F, | EA | 5 | 0 | 0 | YES | 0 | 0 | TYCO FLOW CONTRL/ANDERSON | A47-32510 |  | 7 |  |  |  |  | EGTL1-TBW-PRO-DD-720005 |  |  | 2.5 K2 6 |  | 2025-10-20 |  |  | 5 | 1
6055 | 29200000TL | 03483 | EG1059001 | P | 58802855 | 58 | EGTL Spares | Mtce | 66 | 66H | KIT | VALVE PRESSURE RELIEF | TYCO FLOW CONTROL/ANDERSON GREEN CROSBY PRESSURE RELIEF VALVE, 3IN X 6IN STYLE HCI-56 CONNECTIONS 900 X 150; SET PRESSURE 69.20/1131.00 PSIG TEMP. 412 69.2 103, SERIAL NUMBER 06-34176 & 06-34085, KITS CONTAINS: SET OF GASKETS, NOZZLE, RING: NOZZLE, HOLDER | EA | 4 | 0 | 0 | NO | 49092.4 | 14981773.17 | TYCO FLOW CONTRL/ANDERSON |  |  | 7 |  |  | 2CBC |  | EGTL1-TBW-PRO-DS-720007 |  |  | HCI-56 |  | 2016-07-19 |  | 2017-10-24
6056 | 29200000TL | 03483 | EG3003054 | P | 58802929 | 58 | EGTL Spares | Mtce | 72 | 72B | FILTER:AIR TYPE:AIR SIZE:X | ELEMENT MATL:CELLULOSE | FILTERING RETENTION:MICRON HOUSING MATL:MESH FILTERS TO BE USED FOR EGTL DIESEL AND GAS GENERATOR | EA | 25 | 15 | 25 | NO | 150.97 | 45970.365 | PERKINS | SEV122/2 |  | 00 | [9 empty] | 2016-12-07 |  | 2016-08-25
6057 | 29200000TL | 03483 | EGC034012 | P | 58802937 | 58 | EGTL Spares | Mtce | 54 | 54A | GASKET SET TYPE:GSAKET KIT | SIZE:CHECK ATTACHMENT | MATL:CHECK ATTACHMENT NUMBER OF PIECES:CHECK ATTACHMENT | KI | 1 | 0 | 0 | NO | 628.03 | 191392.1425 | DOOSAN | 15895139 |  | 01 | [7 empty] | 7/31E |  | 2017-01-04 |  | 2016-09-21
6058 | 29200000TL | 03483 | EG1059003 | P | 58802977 | 58 | EGTL Spares | Mtce | 14 | 14B | SWITCH TYPE:SPEED TRANSMITTER | ACTION:SPDT VOL:24VDC, 120VAC | AMP:0-1 MA, 4-20MA, 1.0A PHASE:1 FREQ:0-0.1 HZ TO 0-50000 HZ, 60HZ CONTACT ARRANGEMENT:NC MOUNT:PANEL SWITCH: SPEED TRANSMITTER (USED IN ASU) ; P/N: SST2200A ; MANUFACTURER: DYNALCO ; 24VDC, 120VAC ; 0-1 MA, 4-20MA, 1.0A ; 0-0.1 HZ TO 0-50000 HZ, 60HZ ; | EA | 5 | 4 | 6 | NO | 1100 | 335225 | DYNALCO | SST2200A |  | 07 | [9 empty] | 2017-02-28 |  | 2016-11-24
6059 | 29300000TL | 03483 | EG1049008 | P | 58802995 | 58 | EGTL Spares | Mtce | 14 | 14Z | RING:SEAL TYPE:SEAL SIZE:NO | MODIFIER MATL:PTFE / 15% | GLASS SEAL RING; 30 CL150/150; PTFE/15% GLASS WITH MFG'S CERT. FOR PARTS | IN | 2 | 1 | 2 | YES | 9634.54 | 14425700.3966 | FISHER | V113145X022 |  | 01 | [8 empty] | KGISL062 | 2019-11-13 |  | 2025-06-13
6060 | 29200000TL | 03483 | EG1013008 | P | 58803019 | 58 | EGTL Spares | Mtce | 14 | 14B | MODULE:PLC TYPE:JUNCTION BOX | I/P:100 TO 120 V AC O/P:6A PER | PORT POWER SOURCE:100-120 V AC MODULE: PROCESSOR SCS MODULE WITH NO EXPLOSION PROTECTION, 100 - 120 VAC POWER SUPPLY.. | EA | 2 | 2 | 4 | NO | 12573.6 | 3841965.35 | YOKOGAWA | SCP461-51 |  | 07 | [9 empty] | 2018-09-26 |  | 2018-07-11
6061 | 29200000TL | 03483 | EGC029010 | P | 58803025 | 58 | EGTL Spares | Mtce | 14 | 14D | TRANSMITTER: PRESSURE | DIFFERENCIAL ANALOG 1/0 | RANGE:0.03 TO 3 MPA O/P RANGE:4-20MA SUPPLY RATING:10.5 TO 42 VDC WORKING PRESS.:30 BAR ABSOLUTE SIZE/CONN:1/2 INCH NPT M /1/2 INCH NPT M TAG NUMBER: 110-PXT-1302A/B/C AND 110-PXT-2302A/B/C: MODEL: EJA310E- JAS5G-917NB/KU22/D3/M01/N4 | EA | 2 | 2 | 3 | NO | 2403.73 | 734479.1763 | YOKOGAWA | EJA310E- JAS5G-917NB/KU22 |  | 16,21 | [7 empty] | EJA310A |  | 2018-09-26 |  | 2018-07-11
6062 | 29200000TL | 03483 | EGC019021 | P | 58803027 | 58 | EGTL Spares | Mtce | 66 | 66Z | RING:SEAT TYPE:PRESSURE | CONTROL VALVE SIZE:2,3/8 INCH | MATL:316 SS | EA | 2 | 1 | 2 | NO | 187 | 57100.45 | FISHER | 0H082535072 |  | 16,21 | [7 empty] | Y692 |  | 2017-07-05 |  | 2017-02-24
6063 | 29200000TL | 03483 | EGC019021 | P | 58803028 | 58 | EGTL Spares | Mtce | 66 | 66Z | HOLDER TYPE:DISK HOLDER SIZE:1 | 1/2-2 IN MATL:FLUOROCARBON |  | EA | 2 | 1 | 2 | NO | 343 | 104735.05 | FISHER | 1A8431X0072 |  | 16,21 | [7 empty] | Y692 |  | 2017-07-05 |  | 2017-02-24
6064 | 29200000TL | 03483 | EGC019021 | P | 58803029 | 58 | EGTL Spares | Mtce | 66 | 66Z | PLUG TYPE:STEM PLUG SIZE:1 | 1/2-2 IN MATL:316 SS |  | EA | 2 | 1 | 2 | NO | 190 | 58016.5 | FISHER | 1E767635032 |  | 16,21 | [7 empty] | Y692 |  | 2017-07-05 |  | 2017-02-24
6065 | 29200000TL | 03483 | EGC019021 | P | 58803030 | 58 | EGTL Spares | Mtce | 66 | 66Z | GASKET TYPE:GASKET SIZE:2.50 X | 2.88 X .06 MATL:NEOPRENE (CR) | SHAPE:CIRCULAR | EA | 2 | 1 | 2 | NO | 19 | 5801.65 | FISHER | 1N446206992 |  | 16,21 | [7 empty] | Y692 |  | 2017-07-05 |  | 2017-02-24
6066 | 29200000TL | 03483 | EGC027025 | P | 58803031 | 58 | EGTL Spares | Mtce | 66 | 66Z | DIAPHRAGM TYPE:DIAPHRAGM | ASSEMBLY MATL:FLUOROCARBON |  | EA | 2 | 1 | 2 | NO | 1418 | 432986.3 | FISHER | 1N9722X0022 |  | 16,21 | [7 empty] | Y692 |  | 2017-07-05 |  | 2017-02-24
6067 | 29200000TL | 03483 | EG1012018 | P | 58803062 | 58 | EGTL Spares | Mtce | 54 | 54A | KIT TYPE:SEAL REPAIR KIT | APPLICATION:MECHANICAL SEAL | CONTAINS A:O RING-VITON CONTAINS B:SEAL HEAD CONTAINS C:SEAL SEAT UPPER CONTAINS D:SEAT PACKING CONTAINS E:O RING -KALREZ CONTAINS F:SEAL SEAT LOWER 4” T8-1 DOUBLE SEAL REPAIR KIT PART NUMBER 1016/8-1/DB/REP/KIT | EA | 1 | 0 | 1 | NO | 5436.04 | 1664787.25 | JOHN CRANE | 1016/8-1/DB/REP/KIT |  | 01,01A |  |  | 2BBB |  |  |  |  | GPN 89635106 |  | 2017-03-31 |  | 2017-02-07
6068 | 29200000TL | 03483 | EG1006011 | P | 58803115 | 58 | EGTL Spares | Mtce | 14 | 14B | MODULE:CONTROLLER TYPE:DIGITAL | PROCESSOR I/P:100 VAC O/P:120 | VAC POWER SOURCE:100 VAC - 120 VAC, 6A, 60HZ MODULE: CONTROLLER ; YOKOGAWA PROCESSOR MODULE CP461-50 FOR AFV30, AFV40 ; P/N: CP461-50 ; I/P 100-120 VAC O/P ; 6A POWER ; 60HZ ; MANUFACTURER: YOKOGAWA. | EA | 3 | 2 | 4 | NO | 9305.6 | 2838208 | YOKOGAWA | CP461-50. |  | 07 | [9 empty] | 2017-08-19 |  | 2017-04-05
6069 | 29200000TL | 03483 | EGC034027 | P | 58803119 | 58 | EGTL Spares | Mtce | 66 | 66W | VALVE:NEEDLE TYPE:NEEDLE | SIZE:1/4 IN CLASS:6000PSI | DESIGN RATING:6000PSI@100F CONN:FNPT ORIFICE DIA:1/4 IN BODY MATL:316 SS TRIM:316 SS OPERATED:T-HANDLE TEMP RATING:232DEG C SOFTGOODS:PTFE STYLE:ALUM BAR | EA | 3 | 1 | 3 | NO | 197.51 | 60220.799 | SWAGELOK | SS-3NBF4 |  | 00 | [9 empty] | 2017-06-05 |  | 2017-04-26
6070 | 29200000TL | 03483 | EG1005011 | P | 58803138 | 58 | EGTL Spares | Mtce | 50 | 50Z | RETAINER:BEARING SIZE:- | MATL:BRASS BEARING RETAINER, | BRASS | EA | 3 | 1 | 3 | NO | 111.76 | 34177.3256 | FISHER CONTROL | CVS1F658014012 |  | 02 | [7 empty] | CVS SERIES 1008 |  | 2018-02-12 |  | 2017-07-14
6071 | 29200000TL | 03483 | EG1005011 | P | 58803139 | 58 | EGTL Spares | Mtce | 66 | 66Z | SPRING:VALVE TYPE:ACTUATOR. | 1008 SERIES CVS VALVE SIZE:1 | 1/2IN SIZE:1 1/2IN MATL:BRONZE COLOR:- SPRING, BRONZE | EA | 3 | 1 | 3 | NO | 29.21 | 8932.7101 | FISHER CONTROL | CVS 0D005916012 |  | 02 |  |  | 2BBC |  |  |  |  | CVS SERIES 1008 |  | 2018-02-12 |  | 2017-07-14
6072 | 29200000TL | 03483 | EG1025003 | P | 58803147 | 58 | EGTL Spares | Mtce | 66 | 66C | DIAPHRAGM:ACTUATOR SIZE:SIZE 2 | IN DIA ACTUATOR SIZE:2 IN | RATING:-45 TO 80 DEG C MATL:NITRILE AND NYLON (NBR,NYL) DIAPHRAGM FOR UNIT 30 FILTER FISHER VALVES 130-FV-0101, 130-FV-0121, 130-FV-0141, 130-FV-0161. | IN | 2 | 1 | 2 | NO | 219.81 | 67220.0961 | FISHER | GE31917X012 |  | 16,21 | [7 empty] | 2052 |  | 2018-02-12 |  | 2017-07-14
6073 | 29200000TL | 03483 | EG1018007 | P | 58803151 | 58 | EGTL Spares | Mtce | 51 | 51Z | ELEMENT:HEATER TYPE:5000 | WAT:115VAC VOL:0X0 SIZE:43 | AMPS AMP:NICR MATL:CERAMIC TOTAL SULPHUR ANALYZER FURNACE ASSEMBLY CONSIST TUBE, EXTENSION WIRE, ULTRA TORR ELBOW, O-RING AND FURNACE CYLINDER. 120-AT-1126/2126 & 130-AT-1005/2005. | EA | 1 | 0 | 1 | NO | 5767.8 | 1767426.954 | GALVANIC APPLIED SCIENCES | SA0264 |  | 00 | [7 empty] | 902 |  | 2017-07-30 | 2019-07-22 | 2019-08-10
6074 | 29200000TL | 03483 | EG1015004 | P | 58803159 | 58 | EGTL Spares | Mtce | 14 | 14Z | PROBE TYPE:VELOMITOR TIP | DIA:25.4 MM LG:63.2 MM | RATING:100MV/IN/S (4MV/MM/S) ±5% AT 1 CABLE LG:305 METERS MATL:304L SS VELOMITOR FOR 130-VE-1604 AND 130-VE-1605 ON THE BACKFLUSH COMPRESSORS A,B AND C FOR UNIT 30. | IN | 3 | 2 | 3 | NO | 1871.82 | 571466.646 | BENTLY NEVADA | 107770-02-01 |  | 01,16 | [7 empty] | 330500 |  | 2017-05-08 |  | 2017-05-30
6075 | 29200000TL | 03483 | EG1008011 | P | 58803263 | 58 | EGTL Spares | Mtce | 50 | 50Z | BEARING:BALL TYPE:DEEP GROOVE | ROW:SINGLE ID:25MM OD:62MM | WIDTH:17MM SERIES:6305 STYLE:OPEN RADIAL CLEARANCE:C1 CAGE MATL:STL SKF 6305 BALL BEARING. *** FOR EQUIPMENT TAG NUMBER 150-PX-004 **** | EA | 1 | 1 | 2 | NO | 5.2194 | 1881.603 | SKF | SKF-6305 |  | 00 | [7 empty] | 6305 |  | 2017-07-06 | 2025-02-23 | 2017-07-28 | -1 | 1 | 0 | 2
6076 | 29200000TL | 03483 | EG1059005 | P | 58803266 | 58 | EGTL Spares | Mtce | 51 | 51A | BOX:ELECTRICAL TYPE:TERMINAL | BOX GANG:PER OEM SIZE:PER OEM | SHAPE:PER OEM KNOCKOUTS:PER OEM MATL:PER OEM MOTOR TERMINAL BOX AND LID FOR LEROY-SOMER MOTOR TYPE LS315MP-T. 114KW. TO SUIT MOTOR SERIAL NUMBER 645787TH001/002 | EA | 2 | 2 | 3 | NO | 897.55 | 274479.7655 | LEROY SOMER | LS315-70-74 |  | 01,01A | [7 empty] | LS315MP-T |  | 2017-07-10 |  | 2018-01-21
6077 | 29200000TL | 03483 | EGC027016 | P | 58803296 | 58 | EGTL Spares | Mtce | 56 | 56Z | RING:OIL TYPE:OEM SIZE:OEM | MATL:PTFE OIL RING FOR SULZER | PUMP WITH SERIAL NUMBER 207276 | EA | 3 | 2 | 4 | NO | 2736.09 | 835273.5552 | SULZER PUMPS | 644.01 |  | 00 |  |  | 2BAC |  |  |  |  | ZE400-8 728 |  | 2017-07-28 |  | 2017-10-09
6078 | 29200000TL | 03483 | EGC014009 | P | 58803298 | 58 | EGTL Spares | Mtce | 76 | 76Z | SPRING TYPE:SPRING MATL:SPRING | STEEL SPRING IN SET OF 8+8 FOR | SULZER PUMP WITH SERIAL NUMBER 207276 | EA | 3 | 2 | 3 | NO | 78.87 | 24077.4336 | SULZER PUMPS | 950.01 |  | 00 | [7 empty] | ZE400-8 728 |  | 2017-07-28 |  | 2017-10-09
6079 | 29200000TL | 03483 | EG1003017 | P | 58803363 | 58 | EGTL Spares | Mtce | 14 | 14Z | PROXIMITOR TYPE:330780 CABLE | LG:9M |  | EA | 2 | 1 | 2 | NO | 945 | 288990.45 | BENTLY NEVADA | 330780 |  | 00 | [7 empty] | 148367-17 |  | 2017-09-04 |  | 2017-10-19
6080 | 29200000TL | 03483 | EG1057012 | P | 58803366 | 58 | EGTL Spares | Mtce | 51 | 51M | CAPACITOR:ELECTROLYTIC | TYPE:FIXED CAPACITANCE:3300UF | VOL:420VDC STYLE:TUBULAR TOLERANCE:+/-0.1 SIZE:3IN DIA X 6IN LG CONN:RADIAL SCREWS DC LINK CAPACITOR 3300UF 420VDC PN:SPR-ELE14637 THIS PART IS USED ON VACON DRIVES WITH MODEL NUMBER NXI06505A0T0ISFA1A20 00 (VENDOR SHOULD DIRECT FROM VACON DRIVES) | EA | 20 | 10 | 30 | NO | 150.63 | 45987.339 | VACO | SPR-ELE14637 |  | 16 | [9 empty] | 2017-09-07 |  | 2017-10-16
6081 | 29200000TL | 03483 | EG5008007 | P | 58803368 | 58 | EGTL Spares | Mtce | 51 | 51M | FAN TYPE:COOLING SIZE:50MM | ELECT. RATING:48VDC CAP:NEG DC | (VENDOR SHOULD DIRECT FROM VACON DRIVES) FAN RETROFIT KIT MANUFACTURER: VACON PN:SPR-MEC23639 THIS PART IS USED ON VACON DRIVES WITH MODEL NUMBER NXI06505A0T0ISFA1A2000 (VENDOR SHOULD DIRECT FROM VACON DRIVES) | EA | 8 | 4 | 8 | NO | 2566.7626 | 783581.2424 | VACO | SPR-MEC23639 |  | 16 |  |  | 1BBB | [6 empty] | 2017-09-07 | 2018-04-21 | 2018-05-08
6082 | 29200000TL | 03483 | EG1051035 | P | 58803381 | 58 | EGTL Spares | Mtce | 51 | 51C | MOTOR:ELECTRIC AC | POWER:0.55/0.13KW | SPEED:3360/720 RPM VOL:440/480V PHASE:3PH FREQ:60HZ AMP:1.8/0.9A WAT:0.55/0.13KW FRAME:MF07EA104-167P-85004T-IP66 ENCLOSURE:INSUL CLASS F SERVICE FACTOR:- SHAFT SIZE:- BRAKE:- MOUNT:- LG:- MANUF: KONECRANES 3PH MOTOR, ID: 52307706 TYPE: MF07EA104-167P-8 | EA | 1 | 0 | 1 | NO | 1336.3029 | 408000 | KONECRANES | MF07EA104-167P-85004T |  | 16 |  |  | 1AAA |  |  |  |  | MF07EA104-167P-85004T-IP6 |  | 2017-09-13 |  | 2017-10-16
6083 | 29200000TL | 03483 | EG1057008 | P | 58803382 | 58 | EGTL Spares | Mtce | 14 | 14C | INDICATOR:SIGHT FLOW | TYPE:VARABLE | FLOWMETER/ROTAMETER FLOW RATE:0-50 M3/HR N2 RATING:20 DEGREE C, 7 BAR SIZE/CONN:8IN, 226MM LENGTH, 1/2IN NPT-F MATL:ALUMINIUM FLOW INDICATOR FOR SEAL GAS PANEL, 110-FI-1847/2847, 110-FI-1897/2897, 110-FI-0647. | EA | 3 | 0 | 0 | NO | 1304.5733 | 398312.0757 | BROOKS INSTRUMENT | 3809GAD08CABB1A00000 |  | 00 |  |  |  | YES |  |  |  | MT 3809E |  | 2017-09-13 |  | 2018-04-30
6084 | 29200000TL | 03483 | EG1059003 | P | 58803391 | 58 | EGTL Spares | Mtce | 14 | 14Z | SOLENOID:COIL TYPE:WSNF SERIES | VALVE COIL VOL:24VDC SOLENOID | COIL WITH FLAME PROOF ENCLOSURE WITH VALVE ASSEMBLY, PART NUMBER:-WSNFB316A384VMB 24/DC, TYPE 316 , 3/2 , PRESS ASSISTED , ZERO MIN , HI FLOW , FLOATING DIAPHRAGMS, 1/2"NPT, . NORMALLY CLOSED (NC) . | EA | 3 | 2 | 4 | NO | 1551.74 | 473870.3612 | ASCO NUMATICS | WSNF 8316A384V MB 24V/DC |  | 10,14 |  |  | 1ABA |  |  |  |  | WSNF |  | 2017-09-21 |  | 2018-03-01
6085 | 29200000TL | 03483 | EG1012017 | P | 58803399 | 58 | EGTL Spares | Mtce | 50 | 50Z | BEARING:BALL TYPE:RADIAL | ROW:SGL ID:12.7MM OD:34.9MM | WIDTH:11.1MM SERIES:100 STYLE:2 SEAL RADIAL CLEARANCE:C3 CAGE MATL:CHROME STEEL BALL BEARINGS - STANDARD, DOUBLE SEALED | EA | 6 | 2 | 6 | NO | 10 | 3058.1 | SKF | 1621-RS |  | 01,01A | [7 empty] | 1621RS |  | 2017-09-23 |  | 2017-12-06
6086 | 29200000TL | 03483 | EG1017007 | P | 58803416 | 58 | EGTL Spares | Mtce | 51 | 51Z | SOLENOID TYPE:CONTROL COIL | VOL:24V DC CERAM MOTION | .INDUSTRIES MODEL# GS-040032-05656 VALVE CERAM SZ. 4, 5-WAY, 3 POSITION, 24VDC DBL. SOLENOID, OPEN CENTER, INT. PILOT PLEASE REFER TO QUOTE# AL63-585283 IN ATTACHMENT. | EA | 2 | 2 | 6 | NO | 781.9233 | 238724.9302 | AVENTICS | R434006776 |  | 01,01A |  |  | 2BBC |  |  |  |  | GS-040032-05656 |  | 2017-10-06 | 2021-07-27 | 2018-06-12
6087 | 29300000TL | 03483 | EG1002018 | P | 58803420 | 58 | EGTL Spares | Mtce | 76 | 76F | LOCKNUT TYPE:BEARING LOCKNUT | SIZE:KM12 MATL:CARBON STEEL | BEARING LOCKNUT | EA | 3 | 1 | 2 | YES | 34.3733 | 29759.4652 | SKF | KM 12 LOCKNUT |  | 01,01A | [9 empty] | 2019-10-31 |  | 2024-03-12
6088 | 29300000TL | 03483 | EG1002018 | P | 58803421 | 58 | EGTL Spares | Mtce | 56 | 56Z | WASHER:BEARING LOCK | TYPE:BEARING LOCK WASHER | INDUSTRY STD:MB 12 NOMINAL SIZE:M60 ID:60MM OD:86MM THCK:1.5MM MATL:CARBON STEEL SPEC:ANSI 8.2 BEARING LOCK WASHER | EA | 3 | 1 | 2 | YES | 44.6965 | 36153.5858 | SKF | MB 12 |  | 01A | [9 empty] | 2019-10-31 |  | 2024-02-07
6089 | 29200000TL | 03483 | EG1050012 | P | 58803424 | 58 | EGTL Spares | Mtce | 71 | 71H | HOSE TYPE:AFTERCOOLER OUT | SIZE:PER OEM CONN:NPT | RATING:PER OEM MATL:PER OEM HOSE - AFTERCOOLER OUT FOR INGERSOLL RAND SIERRA H50A OIL FREE AIR SCREW COMPRESSOR. SERIAL TS5685U17039. EQUIPMENT TAG 171-CS-042A. IR PART NUMBER(CCN): 23138613 Old part number 39586607. | EA | 4 | 0 | 0 | NO | 1150 | 351026 | INGERSOLL RAND | 23138613 |  | 16 |  |  | 2CAC |  |  |  |  | H50A |  | 2017-10-11 | 2018-03-08 | 2018-03-26
6090 | 29200000TL | 03483 | EG1009009 | P | 58803430 | 58 | EGTL Spares | Mtce | 66 | 66S | KIT:REBUILD TYPE:SOLENOID | APPLICATION:SOLENOID CONTAINS | A:PER OEM CONTAINS B:PER OEM CONTAINS C:PER OEM CONTAINS D:PER OEM CONTAINS E:PER OEM CONTAINS F:PER OEM SOLENOID VALVE REPAIR KIT FOR INGERSOLL RAND SIERRA H50A OIL FREE AIR SCREW COMPRESSOR. SERIAL TS5685U17039. EQUIPMENT TAG 171-CS-042A. IR PART NU | EA | 2 | 1 | 2 | NO | 415 | 126911.15 | INGERSOLL RAND | 22124085 |  | 16 | [7 empty] | H50A |  | 2017-10-11 |  | 2017-12-07
6091 | 29200000TL | 03483 | EG1009009 | P | 58803431 | 58 | EGTL Spares | Mtce | 71 | 71H | BREATHER TYPE:GEARCASE | BREATHER DEMISTER | SIZE/CONN:PER OEM MATL:STEEL MESH GEARCASE BREATHER DEMISTER FOR INGERSOLL RAND SIERRA H50A OIL FREE AIR SCREW COMPRESSOR. SERIAL TS5685U17039. EQUIPMENT TAG 171-CS-042A. IR PART NUMBER(CCN):40068389. | EA | 2 | 1 | 2 | NO | 43.485 | 13303.18 | INGERSOLL RAND | 40068389 |  | 16 | [7 empty] | H50A |  | 2017-10-11 |  | 2018-09-24
6092 | 29200000TL | 03483 | EG1013019 | P | 58803432 | 58 | EGTL Spares | Mtce | 66 | 66O | KIT:REBUILD TYPE:SERVICE KIT | APPLICATION:CHECK VALVE | CONTAINS A:PER OEM CONTAINS B:PER OEM CONTAINS C:PER OEM CONTAINS D:PER OEM CONTAINS E:PER OEM CONTAINS F:PER OEM CHECK VALVE SERVICE KIT FOR INGERSOLL RAND SIERRA H50A OIL FREE AIR SCREW COMPRESSOR. SERIAL TS5685U17039. EQUIPMENT TAG 171-CS-042A. IR PART | EA | 1 | 0 | 1 | NO | 795.92 | 243368.4584 | INGERSOLL RAND | 22383046 |  | 16 | [7 empty] | H50A |  | 2017-10-11 |  | 2018-10-08
6093 | 29200000TL | 03483 | EG1008020 | P | 58803433 | 58 | EGTL Spares | Mtce | 66 | 66F | KIT:REBUILD TYPE:SERVICE KIT | APPLICATION:BLOWDOWN VALVE | CONTAINS A:PER OEM CONTAINS B:PER OEM CONTAINS C:PER OEM CONTAINS D:PER OEM CONTAINS E:PER OEM CONTAINS F:PER OEM BLOWDOWN VALVE SERVICE KIT FOR INGERSOLL RAND SIERRA H50A OIL FREE AIR SCREW COMPRESSOR. SERIAL TS5685U17039. EQUIPMENT TAG 171-CS-042A. I | EA | 1 | 0 | 1 | NO | 850.16 | 259503.6015 | INGERSOLL RAND | 54386560 |  | 16 | [7 empty] | H50A |  | 2017-10-11 |  | 2018-02-14
6094 | 29200000TL | 03483 | EG1008020 | P | 58803436 | 58 | EGTL Spares | Mtce | 54 | 54A | GASKET:VALVE TYPE:CHECK VALVE | GASKET STYLE:FULL FACE | MATL:PER OEM ID:2INCH OD:6INCH THCK:1/8INCH CHECK VALVE GASKET FOR INGERSOLL RAND SIERRA H50A OIL FREE AIR SCREW COMPRESSOR. SERIAL TS5685U17039. EQUIPMENT TAG 171-CS-042A. IR PART NUMBER(CCN):39331061. | EA | 2 | 0 | 0 | NO | 19.8 | 6043.752 | INGERSOLL RAND | 39331061 |  | 16 | [7 empty] | H50A |  | 2017-10-11 |  | 2018-02-14
6095 | 29200000TL | 03483 | EG1014016 | P | 58803437 | 58 | EGTL Spares | Mtce | 66 | 66S | VALVE:SOLENOID TYPE:LOAD | SOLENOID VALVE PIPE SIZE:PER | OEM ORIFICE DIA:PER OEM ELECT. RATING:120V/60HZ BODY MATL:BRASS CONFIG:PER OEM PRESS RATING:125PSI CONN:NPT OPERATION:PER OEM COIL:PER OEM ENCLOSURE:NEMA 4 LOAD SOLENOID VALVE FOR INGERSOLL RAND SIERRA H50A OIL FREE AIR SCREW COMPRESSOR. SERIAL TS5685U17 | EA | 1 | 0 | 1 | NO | 1822.26 | 557265.3306 | INGERSOLL RAND | 22407357 |  | 16 |  |  | 2CAC |  |  |  |  | H50A |  | 2017-10-11 |  | 2017-11-15
6096 | 29200000TL | 03483 | EG1009009 | P | 58803438 | 58 | EGTL Spares | Mtce | 71 | 71H | HOSE TYPE:SOLENOID TO CYLINDER | SIZE:PER OEM CONN:NPT | RATING:PER OEM MATL:PER OEM HOSE - SOLENOID TO CYLINDER FOR INGERSOLL RAND SIERRA H50A OIL FREE AIR SCREW COMPRESSOR. SERIAL TS5685U17039. EQUIPMENT TAG 171-CS-042A. IR PART NUMBER(CCN):39161005. | EA | 1 | 0 | 1 | NO | 138 | 42201.78 | INGERSOLL RAND | 39161005 |  | 16 | [7 empty] | H50A |  | 2017-10-11 |  | 2017-12-07
6097 | 29200000TL | 03483 | EG1009009 | P | 58803439 | 58 | EGTL Spares | Mtce | 71 | 71H | HOSE TYPE:MANIFOLD TO CASE | SIZE:PER OEM CONN:NPT | RATING:PER OEM MATL:PER OEM HOSE - MANIFOLD TO CASE FOR INGERSOLL RAND SIERRA H50A OIL FREE AIR SCREW COMPRESSOR. SERIAL TS5685U17039. EQUIPMENT TAG 171-CS-042A. IR PART NUMBER(CCN):39572649. | EA | 1 | 0 | 1 | NO | 64 | 19571.84 | INGERSOLL RAND | 39572649 |  | 16 | [7 empty] | H50A |  | 2017-10-11 |  | 2017-12-07
6098 | 29200000TL | 03483 | EG1008020 | P | 58803440 | 58 | EGTL Spares | Mtce | 14 | 14Z | GAUGE:VACUUM RANGE:DUAL IN/MM | H20 DIAL SIZE:2INCH | SIZE/CONN:1/4NPT CASE MATL:SS TUBE MATL:PER OEM CONN MATL:PER OEM CONN LOCATION:PER OEM MOUNT:REAR FILLED:NO VACUUM GAUGE FOR INGERSOLL RAND SIERRA H50A OIL FREE AIR SCREW COMPRESSOR. SERIAL TS5685U17039. EQUIPMENT TAG 171-CS-042A. IR PART NUMBER(CCN): | EA | 1 | 0 | 1 | NO | 601.43 | 183578.967 | INGERSOLL RAND | 39325279 |  | 16 | [7 empty] | H50A |  | 2017-10-11 |  | 2018-02-14
6099 | 29200000TL | 03483 | EG1055027 | P | 58803441 | 58 | EGTL Spares | Mtce | 72 | 72Z | FILTER:AIR TYPE:AIR FILTER | MAIN ELEMENT SIZE:INGERSOLL | STD ELEMENT MATL:INGERSOLL POLYSTER FILTERING RETENTION:INGERSOLL STD HOUSING MATL:INGERSOLL RAND INGERSOLL RAND COMPRESSOR MODEL: SIERRA - H50A SERIAL: TS5685U17039, 50HP, AIR COOLED, 186CFM, 3600RPM, 125PSI, HIGH DUST AIR FILTER (MAIN ELEMENT) IR PART | EA | 2 | 1 | 3 | NO | 57.06 | 17449.5186 | INGERSOLL RAND | 39322201 |  | 07 | [7 empty] | SIERRA H50A/TS5685U17039 |  | 2017-10-15 |  | 2017-11-19
6100 | 29200000TL | 03483 | EG1055027 | P | 58803442 | 58 | EGTL Spares | Mtce | 72 | 72Z | FILTER:AIR TYPE:AIR FILTER | SAFETY ELEMENT SIZE:STD | ELEMENT MATL:INGERSOLL BRAND FILTERING RETENTION:INGERSOLL BRAND HOUSING MATL:STL/POLYCARBONATE INGERSOLL RAND MODEL: SIERRA - H50A, SERIAL: TS5685U17039, 50HP, AIR COOLED, 186CFM, 3600RPM, 125PSI, HIGH DUST AIR FILTER (SAFETY ELEMENT) IR PART NUMBER (C | EA | 2 | 1 | 2 | NO | 355.55 | 108730.7455 | INGRESOLL-RAND | 35123520 |  | 07 | [7 empty] | SIERRA H50A/TS5685U17039 |  | 2017-10-15 |  | 2017-11-19
6101 | 29200000TL | 03483 | EG1019010 | P | 58803447 | 58 | EGTL Spares | Mtce | 50 | 50Z | BEARING:BALL TYPE:SELF | ALIGNING THRUST ROW:MULTIPLE | ID:7.80 IN OD:9.80 IN WIDTH:1.00 IN SERIES:300 STYLE:2 SHIELD RADIAL CLEARANCE:C1 CAGE MATL:BRASS | EA | 1 | 1 | 2 | NO | 654.39 | 200119.0059 | SKF | 61840MA/C3 |  | 01 | [9 empty] | 2017-11-10 | 2020-12-18 | 2017-12-11
6102 | 29200000TL | 03483 | EG1015002 | P | 58803448 | 58 | EGTL Spares | Mtce | 50 | 50Z | BEARING:ROLLER | TYPE:CYLINDRICAL ROW:MULTIPLE | ID:4.5 IN OD:6.70 IN WIDTH:3.25 IN RADIAL CLEARANCE:C2 CAGE MATL:CS AND BRZ | EA | 1 | 1 | 2 | NO | 1335.05 | 408271.6405 | NSK | 219E |  | 01 |  |  | 2CBC | [6 empty] | 2017-11-10 | 2020-12-16 | 2017-12-11
6103 | 29300000TL | 03483 | EG1005003 | P | 58803450 | 58 | EGTL Spares | Mtce | 76 | 76A | SEAL:MECHANICAL SEAL | SEAL:MECHANICAL SEAL | COMPLETE SEAL CONTAINS A:O RINGS CONTAINS B:SPRINGS CONTAINS C:INNER MATING RING CONTAINS D:OUTER MATING RING CONTAINS E:INBOARD PRIMARY RING CONTAINS F:OUTBOARD PRIMARY RING MECHANICAL SEAL REPAIR KIT. | KI | 5 | 3 | 5 | YES | 523.07 | 198505.065 | JOHN CRANE | GPN 81763977BR1S1/N |  | 01,01A |  |  | 2BBB |  |  |  |  | 28MM TYPE 21 |  | 2019-10-31 |  | 2020-11-27
6104 | 29200000TL | 03483 | EG1058010 | P | 58803452 | 58 | EGTL Spares | Mtce | 86 | 86Z | COOLANT:ENGINE TYPE:HEAT | EXCHANGER CONT:1 LITRE/ 0.26 | US GAL | EA | 3 | 1 | 3 | NO | 75 | 22896 | INGERSOLL-RAND | 2016284434 |  | 01,01A | [9 empty] | 2017-11-25 |  | 2018-01-26
6105 | 29200000TL | 03483 | EG1019004 | P | 58803453 | 58 | EGTL Spares | Mtce | 50 | 50Z | BEARING:BALL TYPE:THRUST | ROW:MULTIPLE ID:2.0 IN OD:4.30 | WIDTH:1.01 IN SERIES:300 STYLE:2 SHIELD RADIAL CLEARANCE:C1 CAGE MATL:BRZ | EA | 1 | 1 | 2 | NO | 119.51 | 36484.0128 | SKF | QJ 310 MA |  | 01,16,21 | [7 empty] | QJ310MA |  | 2017-11-25 | 2020-05-07 | 2018-01-08
6106 | 29200000TL | 03483 | EG1005004 | P | 58803493 | 58 | EGTL Spares | Mtce | 51 | 51Z | TRANSDUCER TYPE:3300XL | BEARING VIBRATION MONITOR, 6 | INCHES THREADED LENGTH, P/N: 330102-00-60-05-02-00 | EA | 2 | 1 | 2 | NO | 482.61 | 147616.3984 | BENTLY NEVADA | 330102-00-60-05-02-00 |  | 07 | [9 empty] | 2018-01-13 |  | 2018-09-25
6107 | 29200000TL | 03483 | EG3001004 | P | 58803495 | 58 | EGTL Spares | Mtce | 02 | 02A | COMPRESSOR:REFRIGERATION | TYPE:STD CAP:R404A, R13A, | R407C, R22 EMERSON/COPELAND COMPRESSOR D3DC5 100X 3 PHASE AWM/D SEMI HERMETIC COMPRESSOR | EA | 2 | 1 | 2 | NO | 3673.07 | 1214289.3995 | COPELAND | 3DC5-100X-AWM /D |  | 07 | [7 empty] | D3DC5 100X |  | 2018-01-14 | 2019-10-14 | 2020-01-13
6108 | 29200000TL | 03483 | EGC028018 | P | 58803501 | 58 | EGTL Spares | Mtce | 66 | 66S | FITTING TYPE:ACTUATOR MOUNTING | PARTS MATL:DIFFERENT ITEMS | MOUNTING UNIT FOR TYPE 3730 CONSISTING OF:; MOUNTING PARTS FOR LINEAR ACTUATORS ACC. TO IEC 60534-6 TO TYPE 3271 UP TO 700 CM² (1400-7454); PRESSURE GAUGE MOUNTING BLOCK G 1/4 (1400-7458); TWO PRESSURE GAUGES (1402-0938); METRIC STAINLESS STEEL PIPING; ER | EA | 2 | 1 | 3 | NO | 341.1 | 104171.94 | SAMSON | FOR VALVE TYPE 3241 |  | 00 |  |  | 1BBB |  |  |  |  | MOUNTING UNIT TYPE 3730 |  | 2018-01-15 |  | 2018-02-08
6109 | 29200000TL | 03483 | EGC028018 | P | 58803502 | 58 | EGTL Spares | Mtce | 66 | 66Z | KIT:REBUILD TYPE:REPAIR | APPLICATION:VALVE CONTAINS | A:PLUG ASSEMBLY, CONTAINS B:SEAT CONTAINS C:PACKING CONTAINS D:GRAPHITE GASKET CONTAINS E:DIAPHRAGM 1.PLUG ASSEMBLY, KVS 25, %, 1.4404 DN 65 SEAT BORE 38 1890-7984 2.SEAT, SEAT BORE 38 DN 65-80 1.4404 0110-7740 3.PACKING FORM STANDARD DN 65-80 1120-2402 | EA | 2 | 1 | 3 | NO | 1452 | 443440.8 | SAMSON | TYPE 3241 |  | 01 |  |  | 1BBB | [6 empty] | 2018-01-15 |  | 2018-02-08
6110 | 29200000TL | 03483 | EG1053002 | P | 58803507 | 58 | EGTL Spares | Mtce | 54 | 54A | GASKET:HEAT EXCHANGER | TYPE:GRAPHITE | STYLE:FLEXITALLIC UK MATL:WITH GRAPHITE LAYERS BOTH SIDE APPLICATION:HEAT EXCHANGER 150-ES-122 GASKET,DIAGASKET,DIA 960 / 920 / 908 - 0.5+3+0.5 THK, KAMPROFILE GROOVED GASKET TP 316L WITH GRAPHITE LAYERS BOTH SIDES+ INT. CENTER.RING. SUPPLIER REF: G1, SEE | EA | 5 | 2 | 3 | NO | 349.6583 | 107057.6415 | FLEXITALLIC GASKET |  |  | 07 | [7 empty] | N/A |  | 2018-01-16 | 2019-10-15 | 2019-02-22
6111 | 29200000TL | 03483 | EG1053002 | P | 58803508 | 58 | EGTL Spares | Mtce | 54 | 54A | GASKET:HEAT EXCHANGER | TYPE:GRAPHITE STYLE:GRAPHITE | LAYERS BOTH SIDES+INT MATL:SEE EXT. DESC ID:SEE EXT. DESC OD:SEE EXT. DESC THCK:SEE EXT. DESC RIB WIDTH:SEE EXT. DESC RADII:SEE EXT. DESC APPLICATION:HEAT EXCHANGER GASKET, DIA 885 / 845 / 833 - 0.5+3+0.5 THK, KAMPROFILE GROOVED GASKET TP 316L WITH GRAPHI | EA | 6 | 2 | 3 | NO | 430.1968 | 151669.0067 | FLEXITALLIC GASKET | SEE EXT DESC |  | 07 | [7 empty] | SEE EXT DESC |  | 2018-01-16 | 2019-10-15 | 2018-03-11
6112 | 29200000TL | 03483 | EG1053002 | P | 58803509 | 58 | EGTL Spares | Mtce | 54 | 54A | GASKET:HEAT EXCHANGER | TYPE:REINF. GRAPH. TP.316L | INSERT STYLE:SEE DESCR MATL:SEE DESCR ID:SEE DESCR OD:SEE DESCR THCK:SEE DESCR RIB WIDTH:SEE DESCR RADII:SEE DESCR APPLICATION:HEAT EXCHANGER GASKET FOR PAS. PARTITION, 1.6 THK , REINF. GRAPH. WITH TP.316L INSERT, SEE SUPL REF. DRAW G5, PARENT EQUPT: 1 | EA | 3 | 1 | 2 | NO | 86.5 | 26403.26 | FLEXITALLIC GASKET | SUPL. REF. G5 |  | 07 | [9 empty] | 2018-01-16 | 2019-10-15 | 2018-03-11
6113 | 29200000TL | 03483 | EG1053002 | P | 58803510 | 58 | EGTL Spares | Mtce | 54 | 54A | GASKET:HEAT EXCHANGER | TYPE:REINF. GRAPH. TP.316L | INSERT STYLE:REF SUPL. DRAW G6 MATL:REF SUPL. DRAW G6 ID:REF SUPL. DRAW G6 OD:REF SUPL. DRAW G6 THCK:REF SUPL. DRAW G6 RIB WIDTH:REF SUPL. DRAW G6 RADII:REF SUPL. DRAW G6 APPLICATION:HEAT EXCHANGER GASKET FOR PAS. PARTITION, 1.6 THK , REINF. GRAPH. WITH | EA | 3 | 2 | 6 | NO | 121 | 36934.04 | FLEXITALLIC GASKET | REF. DRAW G6 |  | 07 | [9 empty] | 2018-01-16 | 2019-10-15 | 2018-03-11
6114 | 29200000TL | 03483 | EG1057015 | P | 58803513 | 58 | EGTL Spares | Mtce | 66 | 66F | REPAIR KIT:VALVE | TYPE:THROTTLE, O-RING SET, | SPRING RATING:300 LB SIZE/CONN:14 IN MATL:SS MODEL: SSV46-14" MANUF.-NO: 32628-1/2 THROTTLE P/N; 40,78.5 O-RING SET P/N: 78.1, 78.2, 78.3, 78.4 DOUBLE COIL SPRING P/N: 95.1, 95.2 TO BE STORED IN A TEMP CONTROLLED ENVIRONMENT | KI | 1 | 0 | 1 | NO | 18538.25 | 5661210.785 | SCHROEDER | SSV46 |  | 01 | [7 empty] | SSV46 |  | 2018-01-22 |  | 2018-02-27
6115 | 29200000TL | 03483 | EG1015010 | P | 58803538 | 58 | EGTL Spares | Mtce | 14 | 14B | METER:ELECTRICAL SERVICE | TYPE:DIGEM 96 X 24 GMW DIGEM | RANGE DIGITAL PANEL METERS 96X24 | EA | 2 | 1 | 2 | NO | 395.56 | 120796.1128 | GMW DIGEM | DIGEM 96 X 24 |  | 00 | [9 empty] | 2018-02-03 |  | 2018-03-07
6116 | 29300000TL | 03483 | EG1017015 | P | 58803550 | 58 | EGTL Spares | Mtce | 76 | 76A | SEAL TYPE:MECHANICAL SEAL KIT | MATL:SS MECHANICAL SEAL | KIT. GPN CODE: 89780276 SEAL DWG NO: HSP-38058-1 MANUFACTURER: JOHN CRANE (SOUTH AFRICA) EQUIPMENT: 171-PC-055 A/B 173-PC-005 A/B 173-PC-006 A/B 173-PC-007 A/B | KI | 1 | 0 | 1 | YES | 2623.09 | 4002494.3383 | JOHN CRANE | 89780276 |  | 01 | [7 empty] | 89780276 |  | 2019-10-31 | 2019-12-19 | 2025-02-11
6117 | 29200000TL | 03483 | EG1017015 | P | 58803551 | 58 | EGTL Spares | Mtce | 76 | 76A | SEAL TYPE:MECHANICA SEAL KIT | MATL:SS MECHANICAL SEAL | KIT. GPN CODE: 90285239 SEAL DWG NO: HSP-1028725-1 MANUFACTURER: JOHN CRANE (SOUTH AFRICA) EQUIPMENT: 172-PC-013 172-PC-014 | KI | 2 | 1 | 2 | NO | 1677.075 | 512044.6917 | JOHN CRANE | 90285239 |  | 01 | [7 empty] | 90285239 |  | 2018-02-04 |  | 2018-03-15
6118 | 29200000TL | 03483 | EG1017015 | P | 58803552 | 58 | EGTL Spares | Mtce | 76 | 76A | SEAL TYPE:MECHANICAL SEAL KIT | MATL:SS MECHANICAL SEAL | KIT. GPN CODE: 90285222. SEAL DWG NO: G/C3898 MANUFACTURER: JOHN CRANE (SOUTH AFRICA) EQUIPMENT:171-PC-010 | KI | 2 | 1 | 2 | NO | 2950.62 | 900883.909 | JOHN CRANE | 90285222 |  | 01 | [7 empty] | 90285222 |  | 2018-02-04 |  | 2018-03-15
6119 | 29200000TL | 03483 | EG1017015 | P | 58803553 | 58 | EGTL Spares | Mtce | 76 | 76A | SEAL TYPE:MECHANICAL SEAL KIT | MATL:SS MECHANICAL SEAL | KIT. GPN CODE: 90285229 SEAL DWG NO: G/C3888 MANUFACTURER: JOHN CRANE (SOUTH AFRICA) EQUIPMENT:171-PC-001 A/B 171-PC-020 A/B | KI | 2 | 1 | 2 | NO | 2718.02 | 829865.7137 | JOHN CRANE | 90285229 |  | 01 | [7 empty] | 90285229 |  | 2018-02-04 |  | 2018-03-15
6120 | 29200000TL | 03483 | EG1017015 | P | 58803555 | 58 | EGTL Spares | Mtce | 76 | 76A | SEAL TYPE:MECHANICAL SEAL KIT | MATL:SS MECHANICAL SEAL | KIT. GPN CODE: 90285234 SEAL DWG NO: HSP-1033314-1 MANUFACTURER: JOHN CRANE (SOUTH AFRICA) EQUIPMENT:183-PC-020 A/B | KI | 1 | 0 | 1 | NO | 5243.27 | 1600874.4331 | JOHN CRANE | 90285234 |  | 01 | [7 empty] | 90285234 |  | 2018-02-04 |  | 2018-03-15
6121 | 29200000TL | 03483 | EGC024016 | P | 58803565 | 58 | EGTL Spares | Mtce | 54 | 54A | O-RING TYPE:3 INCH O-RING ID:3 | INCH OD:. WIDTH:. SEC DIA:. | MATL:. INDUSTRY STD:PER OEM 3 INCH O RING FOR INGERSOLL RAND SIERRA H50A OIL FREE AIR SCREW COMPRESSOR. SERIAL TS5685U17039. EQUIPMENT TAG 171-CS-042A. IR PART NUMBER(CCN):54624796. | EA | 1 | 0 | 1 | NO | 24 | 7349.04 | INGERSOLL RAND | 54624796 |  | 16 |  |  | 1BBB |  |  |  |  | H50A |  | 2018-03-24 |  | 2018-10-21
6122 | 29200000TL | 03483 | EG1005007 | P | 60990106 | 60 | Pipeline Equipment & Supplies | Const | 61 | 61A | COUPLING TYPE:PUMP SIZE:60MM X | 190MM MATL:POLYURETHANE AND |  | EA | 3 | 2 | 3 | NO | 295.9 | 90675.596 | REXNORD | 698210854904 |  | 01,07,15 |  |  | 2BAB | [6 empty] | 2019-03-18 |  | 2019-04-17
6123 | 29300000TL | 03483 | EG7FLR700 | P | 62990093 | 62 | Plumbing Supplies | SCM | 63 | 63Z | JOINT:EXPANSION TYPE:M2000-FC | SIZE:177.5 IN H X 135.5 IN W | FLEXTECH EXPANSION JOINT 135.5" W X 177.5 H X 12" F/F, BELT TYPE FC643 FLEXTECH DRAWING NUMBER 97-11627-11D, LG:12 IN F/F CONN:FLANGE MATL:FABRIC MOVEMENT:2 IN DESIGN RATING:1900 F, 1037 C FABRIC EXPANSION JOINT | EA | 2 | 1 | 2 | YES | 54850 | 19773425 | FLEXTECH EXPANSION JOINT | 97-11627-11D | 2101 | 15,22,27 | [7 empty] | FT11627 |  | 2019-11-13 |  | 2019-08-09
6124 | 29200000TL | 03483 | EG1006013 | P | 65001027 | 65 | Solar Pumping Spares | Mtce | 14 | 14B | MODULE | I/O PROXIMITOR/VELOM | *OBS*GS&P-Other : 3500 SERIES FOR VIBRATION MONITORING EQUIPMENT USED ON MEREN WIP AND MEREN 1 PLATFORMS. ON TURBINEGENERATORS AND PUMPS. MFG: BENTLY NEVADA.. REPLACED AGBAMI-SB SYMBOL # 97802509 | EA | 11 | 4 | 8 | NO | 507.4145 | 78796.4 | BENTLY NEVADA | 140471-01 |  | 01 |  |  | 2CBC | [6 empty] | 2012-10-27 | 2018-02-15
6125 | 29200000TL | 03483 | EG1006018 | P | 65001028 | 65 | Solar Pumping Spares | Mtce | 11 | 11Z | MODULE: I/O PROXIMITOR/SIESMIC | MFG: BENTLY NEVADA | Computer Hardware - Peripherals : MODULE: I/O PROXIMITOR/SIESMIC MODULE P/N. 128229-01 3500 SERIES FOR VIBRATION MONITORING EQUIPMENT USED ON MEREN WIP AND MEREN 1 PLATFORMS. ON TURBINEGENERATORS AND PUMPS. MFG: BENTLY NEVADA.. REPLACED AGBAMI-SB SYMB | EA | 1 | 0 | 0 | NO | 359 | 55734.75 | BENTLY NEVADA | 128229-01 |  | 01 |  |  | 2BBB | [6 empty] | 2012-06-26
6126 | 29200000TL | 03483 | EG1006018 | P | 65001045 | 65 | Solar Pumping Spares | Mtce | 11 | 11Z | GATEWAY: COMMS I/O MODBUS | MFG: BENTLY NEVADA | Computer Hardware - Peripherals : GATEWAY: COMMS O/O MODBUS RS485 P/N. 133323-01 3500 SERIES FOR VIBRATION MONITORING EQUIPMENT USED ON MEREN WIP AND MEREN 1 PLATFORMS. ON TURBINEGENERATORS AND PUMPS. MFG: BENTLY NEVADA.. REPLACED AGBAMI-SB SYMBOL # 9 | EA | 1 | 0 | 0 | NO | 905 | 140501.25 | BENTLY NEVADA | 133323-01 |  | 12,01 |  |  | 2BBB | [6 empty] | 2012-06-26
6127 | 29200000TL | 03483 | EGC029004 | P | 65519524 | 65 | Solar Pumping Spares | Mtce | 51 | 51A | SYNCHROSCOPE | 106-452-AAAA | Electric Motors - Complete Units Only : SYNCHROSCOPE: PN 106-452-AAAA FOR SWITCHGEAR | EA | 1 | 0 | 0 | NO | 300.6011 | 46671.32 | POINT EIGHT | 106-452-AAAA |  | 12,01 |  |  | 2BBC | [6 empty] | 2012-06-26
6128 | 29200000TL | 03483 | EG1058010 | P | 68300459 | 68 | Centrifugal & Rotary Pumps | Mtce | 76 | 76F | SEAL TYPE:MECHANICAL SEAL KIT | MATL:MULTIPLE MECHANICAL SEAL | KIT. GPN CODE: 90286044 SEAL DWG NO: G/C1170 MANUFACTURER: JOHN CRANE (SOUTH AFRICA) EQUIPMENT:150-PC-011 A/B | KI | 2 | 1 | 2 | NO | 11633.96 | 3564064.0136 | JOHN CRANE | 90286044 |  | 01 | [9 empty] | 2018-07-07 |  | 2018-09-24
6129 | 29200000TL | 03483 | EG1058010 | P | 68300460 | 68 | Centrifugal & Rotary Pumps | Mtce | 76 | 76F | SEAL TYPE:MECHANICAL SEAL KIT | MATL:MULTIPLE MECHANICAL SEAL | KIT. GPN CODE: 89641511 SEAL DWG NO: G/C3180 MANUFACTURER: JOHN CRANE (SOUTH AFRICA) EQUIPMENT:150-PC-040 | KI | 2 | 1 | 2 | NO | 4064.14 | 1245049.3809 | JOHN CRANE | 89641511 |  | 01 | [9 empty] | 2018-07-07 |  | 2018-09-24
6130 | 29300000TL | 03483 | EG1058010 | P | 68300462 | 68 | Centrifugal & Rotary Pumps | Mtce | 76 | 76F | SEAL TYPE:MECHANICAL SEAL KIT | MATL:MULTIPLE MECHANICAL SEAL | KIT. GPN CODE: 89614549 SEAL DWG NO: G/C1105 MANUFACTURER: JOHN CRANE (SOUTH AFRICA) EQUIPMENT: 150-PC-007 A/B | KI | 2 | 1 | 2 | YES | 13736.06 | 5642947.0463 | JOHN CRANE | 89614549 |  | 01 | [9 empty] | 2019-10-31 |  | 2021-06-26
6131 | 29300000TL | 03483 | EG1058010 | P | 68300463 | 68 | Centrifugal & Rotary Pumps | Mtce | 76 | 76F | SEAL TYPE:MECHANICAL SEAL KIT | MATL:MULTIPLE MECHANICAL SEAL | KIT. GPN CODE: 90286198 SEAL DWG NO: G/C2947 MANUFACTURER: JOHN CRANE (SOUTH AFRICA) EQUIPMENT: 172-PC-002 | KI | 2 | 1 | 2 | YES | 13934.7 | 21644072.775 | JOHN CRANE | 90286198 |  | 01 | [9 empty] | 2019-10-31 |  | 2024-10-10
6132 | 29200000TL | 03483 | EG1058010 | P | 68300464 | 68 | Centrifugal & Rotary Pumps | Mtce | 76 | 76F | SEAL TYPE:MECHANICAL SEAL KIT | MATL:MULTIPLE MECHANICAL SEAL | KIT. GPN CODE: MECHANICAL SEAL KI SEAL DWG NO: G/C0798 MANUFACTURER: JOHN CRANE (SOUTH AFRICA) EQUIPMENT: 172-PC-011 | KI | 2 | 1 | 2 | NO | 8836.62 | 2707099.211 | JOHN CRANE | 90286203 |  | 01 | [9 empty] | 2018-07-07 |  | 2018-09-24
6133 | 29200000TL | 03483 | EG1058010 | P | 68300465 | 68 | Centrifugal & Rotary Pumps | Mtce | 76 | 76F | SEAL TYPE:MECHANICAL SEAL KI | MATL:MULTIPLE MECHANICAL SEAL | KIT. GPN CODE: 89459943 SEAL DWG NO: G/C2939 MANUFACTURER: JOHN CRANE (SOUTH AFRICA) EQUIPMENT: 183-PC-014 | KI | 2 | 1 | 2 | NO | 25126.945 | 7697639.662 | JOHN CRANE |  |  | 01 | [9 empty] | 2018-07-07 |  | 2018-09-24
6134 | 29200000TL | 03483 | EG1050018 | P | 68300479 | 68 | Centrifugal & Rotary Pumps | Mtce | 76 | 76A | PUMP: COMPLETE SAND FILTER | 5OHZ,400V,5,5KW,2900 RPM,IP55 | SAND FILTER PUMP FEED PUMP-CODE-101390930. MOTOR-CODE-53013VE00. MODEL-PLM132RB5/355. 5OHZ, 400V, 5, 5KW, 2900 RPM, IP55. WWW.ENGINEERINGPOWERSOLUTIONS.CO.UK | EA | 2 | 2 | 3 | NO | 5437.435 | 1666238.5928 | LOWARA CORP | FHS50-160/55/P |  | 07 |  |  | 2BBB |  |  |  |  | PLM132RB5/355 |  | 2018-10-18 |  | 2018-11-12
6135 | 29200000TL | 03483 | EG1051024 | P | 68300484 | 68 | Centrifugal & Rotary Pumps | Mtce | 76 | 76C | PUMP:POSITIVE DISPLACEMENT | TYPE:METERING INLET SIZE:1/2IN | OUTLET SIZE:1/2IN DRIVER:MOTOR IMPELLER MATL:DIAPHRAGM ITEM: COMPLETE PUMP (WITHOUT MOTOR) MODEL NUMBER: RB12253XSESEALNB SERIAL NUMBER: 02778747-1 MANUFACTURER: MILTON ROY PUMP TAG: 174-PX-005A/B/C | AS | 1 | 0 | 1 | NO | 5595.97 | 2123669.3247 | MILTON ROY | RB12253XSESEALNB |  | 00 | [7 empty] | RB12253XSESEALNB |  | 2019-03-04 |  | 2019-12-03
6136 | 29200000TL | 03483 | EG1059005 | P | 69200435 | 69 | Power Pumps / Units | Mtce | 76 | 76Z | PUMP:POSITIVE DISPLACEMENT | TYPE:SCREW INLET SIZE:1 INCH | OUTLET SIZE:1 INCH DRIVER:ENGINE DRIVEN CASING MATL:CS ITEM: COMPETE PUMP SET MODEL NUMBER: ACE 025L3 NVBP SERIAL NUMBER: 573141 MANUFACTURER: IMO PUMP PARENT EQUIPT: WAX FEED PUMP A/B PARENT EQUIPMENT TAG: 150-PC-002A/B | AS | 2 | 1 | 2 | NO | 1987.7 | 609071.034 | IMO PUMP | ACE 025L3 NVBP |  | 00 | [7 empty] | ACE 025L3 NVBP |  | 2018-07-11 |  | 2018-09-11
6137 | 29200000TL | 03483 | EG1038014 | S | 69200454 | 69 | Power Pumps / Units | Mtce | 76 | 76Z | TOOL TYPE:ADAPTER PIONEER | POWER:PNEUMATIC SIZE:AS | SPECIFIED 4-TOOL ADAPTER PIONEER | PC | 3 | 2 | 3 | NO | 2113.32 | 647626.914 | HYTORC | 10490019 |  | 07 | [9 empty] | 2019-03-03 |  | 2019-04-05
6138 | 29200000TL | 03483 | EG9OUTFLR | P | 69200457 | 69 | Power Pumps / Units | Mtce | 76 | 76A | PUMP:CENTRIFUGAL TYPE:OVERHUNG | PUMP INLET SIZE:6 IN OUTLET | SIZE:4 IN IMPELLER SIZE:445 STAGE:SINGLE CAP:169.93 TOTAL HEAD:109.49 NPSH:1.81 SHAFT SPEED:1780 DRIVER:1800 CASING MATL:DUCTILE IRON IMPELLER MATL:316 SS JOHN CRANE MECHANICAL SEAL: HSP-102-6549-1. | EA | 1 | 0 | 0 | NO | 132651.41 | 50341210.095 | GOULD PUMP INC. | S/N: E257C-366-5 |  | 01,07,22 |  |  | 3CAC |  |  |  |  | 3180 | TNL218 | 2019-03-15 |  | 2019-06-17
6139 | 29200000TL | 03483 | EG3001080 | P | 73450887 | 73 | Refrigeration & A/C Equipment | Mtce | 02 | 02A | COMPRESSOR:REFRIGERATION | TYPE:SEMI SEALED | (RECIPROCATING) CAP:25 TON DWM COPELAND, P/N: D4DH1-2500-EWM. FREEZER UNIT COMPRESSOROLD P/N:D4DH1-2500-EWM | EA | 2 | 1 | 2 | NO | 6875 | 2106775.75 | COPELAND REFRIGERATION | 4DH5-2500-EWM/D |  | 00 | [7 empty] | D4DH1-2500-EWM |  | 2018-03-12 | 2019-08-24 | 2019-09-10
6140 | 29200000TL | 03483 | EGC036009 | P | 74002403 | 74 | Meters & Gauging | Mtce | 66 | 66F | BUSHING | SEAL | Valve - Parts & Accessories :REPLACED AGBAMI-SB SYMBOL # 97802591 | EA | 8 | 0 | 0 | NO | 46.43 | 7208.2575 | FISHER CONTROLS | 1E682814012 |  | 01 |  | 2BBB | 2BBB | [6 empty] | 2012-06-26
6141 | 29200000TL | 03483 | EGC020018 | P | 74002634 | 74 | Meters & Gauging | Mtce | 54 | 54D | PACKING: FISHER | P/N 12A8951X022 | Packing / Glands / Stuffing Boxes : PACKING: FISHER P/N 12A8951X022 | EA | 1 | 0 | 0 | NO | 302.6635 | 47030.88 | FISHER CONTROLS | 12A8951X022 |  | 01,22 |  |  | 2BBC | [6 empty] | 2012-06-26
6142 | 29200000TL | 03483 | EGC036009 | P | 74006227 | 74 | Meters & Gauging | Mtce | 76 | 76F | CAGE: QO FISHER | P/N. 2U223433272 | Pump - Centrifugal - Parts : CAGE: QO FISHER P/N. 2U223433272 MANUFACTURER FISHER | EA | 1 | 0 | 0 | NO | 359.25 | 55773.5625 | FISHER CONTROLS | 2U223433272 |  | 02,21,22 |  | 1AXX | 2BBC | [6 empty] | 2012-06-26
6143 | 29200000TL | 03483 | EG1022012 | P | 74006429 | 74 | Meters & Gauging | Mtce | 66 | 66F | CAGE; CAVIII FISHER | PN.38A1023X012 FOR VALVE BODY | Valve - Parts & Accessories :CAGE; CAVIII P/N.38A1023X012 FOR VALVE BODY MFG: FISHER. | EA | 1 | 0 | 0 | NO | 3142.67 | 487874.93 | FISHER CONTROLS | 38A1023X012 |  | 00 |  |  | 2BBB | [6 empty] | 2012-06-26
6144 | 29200000TL | 03483 | EGC023025 | P | 74006442 | 74 | Meters & Gauging | Mtce | 76 | 76F | CAGE; LINEAR FISHER | PN.2U224033272 FOR VALVE BODY | Pump - Centrifugal - Parts : CAGE; LINEAR; P/N. 2U224033272; FOR VALVE BODY; MFG: FISHER. | EA | 1 | 0 | 0 | NO | 347.25 | 53910.5625 | FISHER CONTROLS | 2U224033272 |  | 00 |  |  | 2BBC | [6 empty] | 2012-06-26
6145 | 29200000TL | 03483 | EGC045022 | P | 74006559 | 74 | Meters & Gauging | Mtce | 66 | 66G | PLUG AND STEM; ASSY; | P/N. 24A5259X092; | Valve-Plug : PLUG AND STEM; ASSY; P/N. 24A5259X092; FOR VALVE BODY; MFG: FISHER. | EA | 1 | 0 | 1 | NO | 6437.09 | 1964856.9853 | FISHER CONTROLS | 24A5259X092 |  | 00 | [9 empty] | 2012-06-26 | 2017-12-15 | 2018-01-07
6146 | 29200000TL | 03483 | EGC043032 | P | 74006576 | 74 | Meters & Gauging | Mtce | 66 | 66F | GASKET SET | VALVE BODY | Valve - Parts & Accessories :########DO NOT REORDER DUPLICATE SEE SYMBOL:74450918############# | EA | 10 | 1 | 2 | NO | 102.757 | 15951.9965 | FISHER CONTROLS | 12B7100X032 |  | 01 | 1 |  | 2CBC | [6 empty] | 2012-01-07 | 2025-06-14 |  | -2 | 2
6147 | 29200000TL | 03483 | EGC038016 | P | 74018474 | 74 | Meters & Gauging | Mtce | 76 | 76Z | RING: SCARF BACK-UP | P/N 1K786806992 | Pumps-Other : RING: SCARF BACK-UP P/N 1K786806992. | EA | 10 | 5 | 10 | NO | 56.3 | 8740.58 | FISHER CONTROLS | 1K786806992 |  | 01 | [9 empty] | 2012-01-07
6148 | 29200000TL | 03483 | EGC038016 | P | 74031574 | 74 | Meters & Gauging | Mtce | 14 | 14Z | FILTER: ELEMENT VENDOR | TYPE 99H P/N. 1E312606992 | Instruments - Other & Parts : FILTER: ELEMENT VENDOR TYPE 99H P/N. 1E312606992 NG-12153 MANUFACTURER FISHER | EA | 5 | 0 | 0 | NO | 11.2442 | 1746.56 | FISHER CONTROLS | 1E312606992 |  | 01 | [9 empty] | 2012-01-07
6149 | 29200000TL | 03483 | EGC038016 | P | 74031575 | 74 | Meters & Gauging | Mtce | 54 | 54A | GASKET | TO 302F/150C COMP/17A5 | Gaskets : OLD P/N. IF826804022 | EA | 5 | 2 | 5 | NO | 3.7481 | 582.19 | FISHER CONTROLS | 1F826804022 |  | 01 |  |  | 2CBC | [6 empty] | 2012-01-07
6150 | 29200000TL | 03483 | EGC034018 | P | 74060526 | 74 | Meters & Gauging | Mtce | 66 | 66F | BUSHING: | P/N 1E92235132 | Valve - Parts & Accessories :BUSHING: P/N 1E392235132. | EA | 4 | 1 | 2 | NO | 12.5056 | 3497.3474 | FISHER CONTROLS | 1E392235132 |  | 01 |  |  | 1BAA | [6 empty] | 2012-06-26 | 2026-01-04 | 2019-09-22 | -1 | 1
6151 | 29200000TL | 03483 | EG1019008 | P | 74351309 | 74 | Meters & Gauging | Mtce | 14 | 14Z | MODULE: ANALOG OUTPUT | CURRENT/VOLTAGE | Instruments - Other & Parts : CONTROL LOGIX, 8-POINT NON-ISOLATED. NOTE: THIS ITEM IS THE SAME AS SYMBOL 97800985 FOR AGBAMI-SB. REPLACED AGBAMI-SB SYMBOL # 97800985 AND 97809559 | EA | 2 | 0 | 0 | NO | 2186.07 | 429409.7301 | ROCKWELL AUTOMATION | 1756-OF8 |  | 01 | 1 |  |  |  |  | 37988 |  |  | PPC016 | 2015-05-23 |  | 2015-06-04
6152 | 29200000TL | 03483 | EGC043029 | P | 74420248 | 74 | Meters & Gauging | Mtce | 66 | 66F | KIT:REPAIR,FOR 667 ACTUATOR, | CONTAINS 3 X O-RING,1X GASKET | Valve - Parts & Accessories :, | EA | 3 | 3 | 9 | NO | 4.3442 | 674.39 | FISHER CONTROLS | R667X000502 |  | 01 | 1 | 1AXX | [7 empty] | 2013-02-20 | 2025-12-01 |  | -5 | 4
6153 | 29200000TL | 03483 | EGC038016 | P | 74420258 | 74 | Meters & Gauging | Mtce | 14 | 14Z | RING: SEAT, | P/N 0B042035032 | Instruments - Other & Parts : RING: SEAT P/N 0B042035032 | EA | 5 | 2 | 5 | NO | 31.4838 | 4890.38 | FISHER CONTROLS | 0B042035032 |  | 01 | [9 empty] | 2012-01-07
6154 | 29200000TL | 03483 | EGC036004 | P | 74420494 | 74 | Meters & Gauging | Mtce | 66 | 66G | PLUG VALVE | FISHER PN-24A6772X012 | Valve-Plug : PLUG, VALVE, FISHER P#24A6772X012 F/VALVE BODY ASSY NG20759 EQUIPMENT USE: PRESSURE CONTROL VALVES | EA | 4 | 0 | 0 | NO | 282.1271 | 43800.24 | FISHER CONTROLS | 24A6772X012 |  | 01,12 |  |  | 2BBC |  | PCV - 8311 |  |  | PCV - 8311 |  | 2012-06-26
6155 | 29200000TL | 03483 | EGC043010 | P | 74450627 | 74 | Meters & Gauging | Mtce | 60 | 60B | TUBING: ASSY CONTROL | P/N 1H3011000A2 | Tubing :TUBING: ASSEMBLY CONTROL P/N 1H3011000A2. | EA | 1 | 0 | 0 | NO | 66.3845 | 10305.5331 | FISHER CONTROLS | 1H3011000A2 |  | 00 |  |  | 1BBB | [6 empty] | 2012-06-26
6156 | 29200000TL | 03483 | EG1006001 | P | 74450777 | 74 | Meters & Gauging | Mtce | 14 | 14Z | POWER: SUPPLY ESD 100-240VAC, | OUT AT 20A FOR PLC & I/O, | Instruments - Other & Parts : ESD PSU 100-240VAC IN. 24VDC OUT @20A FOR DSWIP YOKOGAWA DCS.. REPLACED AGBAMI-SB SYMBOL # 97802753 | EA | 8 | 4 | 8 | NO | 1017.6208 | 169405.4819 | PHOENIX | 2904602 |  | 01,10,22 |  |  | 1BBB |  |  | 5743 |  |  |  | 2013-04-04 |  | 2014-10-31
6157 | 29200000TL | 03483 | EGC043010 | P | 74450860 | 74 | Meters & Gauging | Mtce | 14 | 14Z | TUBE: BOURDON, 100 LB | 4150/4160 | Instruments - Other & Parts : FISHER BOURDON TUBE USED ON 4150/4160 PRESSURE CONTROLLERS. 100 LBS | EA | 1 | 0 | 0 | NO | 118.138 | 18339.7504 | FISHER CONTROLS | 32B1243X032 |  | 01 | 2 |  | 2BBC |  |  | 6416 |  |  |  | 2012-06-26
6158 | 29200000TL | 03483 | EGC032015 | P | 74450978 | 74 | Meters & Gauging | Mtce | 51 | 51Z | CHASSIS: CONTROLLOGIX, | 17 SLOT, | Electric-Other : ALLEN BRADLEY SERIES A | EA | 1 | 0 | 1 | NO | 764.5017 | 118772.962 | ALLEN BRADLEY | 1756-A17 |  | 01,12 | 1 |  | 2CBC |  |  | 15016 |  | 1756-A17 |  | 2012-06-26 | 2013-07-29
6159 | 29200000TL | 03483 | EG1060014 | P | 74452157 | 74 | Meters & Gauging | Mtce | 14 | 14D | TRANSMITTER:LIQUID LEVEL | TYPE:DIFFERENTIAL PRESSURE I/P | RANGE:-250 TO 250 INH2O O/P RANGE:0-4000 MMH2O SUPPLY RATING:10-30VDC SIZE/CONN:3 IN/I50 LB FLG 130-LT-1025/2025 PART NO---3051L2FA0FD21AAA01N1M5Q4 | EA | 2 | 1 | 2 | NO | 3900.988 | 1194603.727 | ROSEMOUNT | 3051L2FA0FD21AAA01N1M5Q4 |  | 00 | [7 empty] | 3051L2FA0FD21AAA01N1M5Q4D |  | 2018-05-06 | 2023-03-06 | 2019-01-07 |  |  |  |  | -2 | 2
6160 | 29200000TL | 03483 | EG1058003 | P | 74452186 | 74 | Meters & Gauging | Mtce | 14 | 14H | TRANSMITTER:PRESSURE TYPE:STD | I/P RANGE:STD O/P RANGE:STD | SUPPLY RATING:STD SIZE/CONN:STD ROSEMOUNT 3051S PRESSURE TRANSMITTER MODEL/PART NUMBER 3051 S2 TG4 A2 E11 BB 4D 1 Q4Q8 | EA | 2 | 1 | 2 | NO | 1568.36 | 480467.086 | EMERSON PROCESS-ROSEMOUNT | 3051S2TG4A2E11BB 4D1Q4Q8 |  | 07 |  |  | 2BBB |  |  |  |  | 3051S2TG |  | 2018-07-11 |  | 2018-09-25
6161 | 29200000TL | 03483 | EG1013006 | P | 74452192 | 74 | Meters & Gauging | Mtce | 66 | 66F | VALVE:SOLENOID TYPE:AIR | OPERATED SMC | EVEX1500-04F SOLENOID VALVE - 1/2 IN PORT, FEMALE, BSPP, THREADED | EA | 2 | 1 | 2 | NO | 398.33 | 121797.3641 | SMC | EVEX1500-04F |  | 07 | [7 empty] | VEX 1500-04F |  | 2018-08-03 |  | 2018-09-12
6162 | 29200000TL | 03483 | EG1006006 | P | 74452194 | 74 | Meters & Gauging | Mtce | 14 | 14Z | MODULE:PLC TYPE:ADAPT ESD 4 | CH RELAY OUTPUT MO I/P:24VDC | O/P:0-12VDC POWER SOURCE:24VDC ADAPT ESD 4 CH RELAY OUTPUT MODULE: THE RELAY MODULES (PART NUMBER 323073-01) HAS FIVE RELAY CONTACTS. | EA | 2 | 0 | 0 | NO | 2242.7129 | 932598.5 | BENTLY NEVADA | 323073-01 |  | 07 |  |  | 2BBB |  |  |  |  | 3701/55 RELAY OUPUT |  | 2018-08-13 | 2022-04-04 | 2018-09-13
6163 | 29200000TL | 03483 | EG1059012 | P | 74452212 | 74 | Meters & Gauging | Mtce | 14 | 14H | TRANSMITTER:PRESSURE | TYPE:WIRED I/P RANGE:-2000 TO | 2000PSI O/P RANGE:4-20MA SUPPLY RATING:12 TO 42VDC SIZE/CONN:ASSEMBLE TO ROSEMOUNT 305 INTE ROSEMOUNT 3051S, SIS PRESSURE TRANSMITTER, MODEL:3051S2CG5A2A11A1AE5L1L2M5Q4Q8P1; ASSEMBLE TO ROSEMOUNT 305 INTEGRAL MANIFOLD, INTEGRAL MANIFOLD MODEL#:0305RC22B11 | EA | 1 | 1 | 2 | NO | 1450 | 444207.5 | ROSEMOUNT | 3051S2CG5A2A11A1AE5L1L2M5 |  | 08 | [7 empty] | 3051S2CG5A2A11A1AE5L1L2M5 |  | 2018-11-09 | 2025-03-12 | 2018-12-07 | -1 | 1
6164 | 29200000TL | 03483 | EG1059006 | P | 74452213 | 74 | Meters & Gauging | Mtce | 14 | 14H | TRANSMITTER:DIFF PRESSURE | TYPE:WIRED I/P | 1000 INH2O O/P RANGE:4-20MA SUPPLY RATING:12 TO 42 VDC WORKING PRESS.:2BAR SIZE/CONN:INTEGRAL MANIFOLD MOUNTED ROSEMOUNT 3051S, SIS, DIFFERENTIAL PRESSURE TRANSMITTER; MODEL:3051S2CD3A2A11A1AE5L1L2M5Q4Q8P1, SN:0718737; ASSEMBLED WITH INTEGRAL MANIFOLD; IN | EA | 2 | 1 | 2 | NO | 1450 | 444207.5 | ROSEMOUNT | 3051S2CD3A2A11A1AE5L1L2M5 |  | 08 | [7 empty] | 0305RC32B11B4 |  | 2018-11-09 |  | 2018-12-07
6165 | 29200000TL | 03483 | EG1058009 | P | 74452243 | 74 | Meters & Gauging | Mtce | 14 | 14H | TRANSMITTER:DIFF PRESSURE | TYPE:DIFFERENTIAL PRESSURE I/P | RANGE:-250 TO 250 INH2O O/P RANGE:4–20 MA SUPPLY RATING:STD WORKING PRESS.:STD SIZE/CONN:STD DIFFERENTIAL PRESSURE TRANSMITTER, MODEL:3051CD2A02A1A H2 K5 L4 M5 Q4 Q8 PRESSURE RANGE: -250 TO 250 INH2O OUTPUT: 4–20 MA WITH DIGITAL SIGNAL BASED ON HART PROTO | EA | 1 | 1 | 2 | NO | 1875 | 675937.5 | ROSEMOUNT/EMERSON | 3051CD2A02A1AH2K5L4M5Q4-8 |  | 07 | [7 empty] | 3051CD |  | 2019-02-27 | 2020-09-29 | 2019-05-09
6166 | 29200000TL | 03483 | EG1052012 | P | 74452284 | 74 | Meters & Gauging | Mtce | 51 | 51Z | MOTOR:ELECTRIC AC SPEED:1430 | VOL:415 PHASE:3 FREQ:50 | AMP:11.5 WAT:3.0 ENCLOSURE:NEMA MOUNT:FOOT WEG MOTOR ,3.0KW 14372670 FOR SKM AIR CONDITIONER | EA | 2 | 1 | 3 | NO | 334.1 | 126807.6062 | WEG | 14372670 |  | 00 | [7 empty] | 14372670 |  | 2019-06-29 |  | 2020-04-30
6167 | 29200000TL | 03483 | EG1014018 | P | 74452293 | 74 | Meters & Gauging | Mtce | 66 | 66P | BALL:VALVE DIA:STD VALVE | SIZE:2 IN MATL:STD BALL: | V-NOTCH; FOR 2” X 300 # BALL VALVE; TYPE - V300; SERIAL NUMBER - BU03473882 | EA | 1 | 1 | 2 | NO | 1176.496 | 424126.8 | FISHER | V300BALL |  | 01A |  |  | 2BBB | [6 empty] | 2019-08-03
6168 | 29200000TL | 03483 | EG1003003 | P | 82295431 | 82 | Laboratory Equipment/Supplies | Process | 34 | 34Z | SENSOR TYPE:IR SENSOR RANGE:0- | 500 RATING:500 DEG C | 190-DL-040A, 190-DL-040B, 190-DL-040C, 190-DL-040D, 190-DL-040E, 190-DL-040F,190-DL-040G, | EA | 1 | 1 | 2 | NO | 1775.99 | 544198.8558 | CEM CORPORATION | 560 900 |  | 00 |  |  | 0CBB |  |  |  |  | SP-1528 | BCIL024 | 2019-07-04 | 2019-12-09 | 2019-08-06
6169 | 29200000TL | 03483 | EG1016007 | P | 84023032 | 84 | Hand Tools | Non-Specific | 65 | 65A | WRENCH:PIPE,HEAVY DUTY | STRAIGHT,8 IN LG | Tools - Hand / Power : | EA | 4 | 2 | 4 | NO | 32.0599 | 7319.895 | RIDGID | 31005 |  | 01 | 1 | 2BBB | 2BBB | [5 empty] | BENL698 | 2012-06-26 | 2016-04-21 | 2016-05-13
6170 | 29200000TL | 03483 | EG1001007 | P | 84023034 | 84 | Hand Tools | Non-Specific | 65 | 65A | WRENCH:PIPE,STRAIGHT,1-1/2 IN | CAPACITY,10 IN LG,CI HOUSING, | Tools - Hand / Power :I-BEAM HANDLE | EA | 2 | 1 | 2 | NO | 31.665 | 6221.976 | RIDGID | 31010 |  | 01 | 1 |  | 2BBB | [6 empty] | 2012-06-26 | 2015-05-01 | 2015-05-17
6171 | 29200000TL | 03483 | EG1025013 | P | 84130380 | 84 | Hand Tools | Non-Specific | 75 | 75A | PIN:DOWEL DIA:3/16 IN LG:3/4 | IN MATL:SS |  | EA | 6 | 3 | 6 | NO | 14 | 4290.3 | NLB CORP | 3/16X3/4PDSS |  | 16 | [9 empty] | 2019-01-21 |  | 2019-02-23
6172 | 29200000TL | 03483 | EG1025013 | P | 84130381 | 84 | Hand Tools | Non-Specific | 75 | 75A | PIN:DOWEL DIA:1/8 IN LG:1/2 IN | MATL:18-8 SS PIN, DOWEL, 1/8IN | DIA X 1/2', 18-8 SS | EA | 6 | 3 | 6 | NO | 14 | 4290.3 | NLB CORP | 1/8X1/2PDSS |  | 16 | [9 empty] | 2019-01-21 |  | 2019-02-23
6173 | 29200000TL | 03483 | EG1025013 | P | 84130382 | 84 | Hand Tools | Non-Specific | 86 | 86Z | BELT:TIMING PITCH LG:16MM | BELT, ENDLESS TIMING, 16MM |  | EA | 4 | 2 | 4 | NO | 63 | 19306.35 | NLB CORP | PM8635 |  | 16 | [9 empty] | 2019-01-21 |  | 2019-02-23
6174 | 29200000TL | 03483 | EG1025013 | P | 84130383 | 84 | Hand Tools | Non-Specific | 65 | 65D | DRILL:POWER TYPE:PNEUMATIC | SPEED:8400 DRILL, PNEUMATIC, | 8400 | EA | 2 | 1 | 2 | NO | 2280 | 698706 | NLB CORP | BA8406 |  | 16 | [9 empty] | 2019-01-21 |  | 2019-02-23
6175 | 29200000TL | 03483 | EG1025013 | P | 84130384 | 84 | Hand Tools | Non-Specific | 75 | 75A | PIN:DOWEL DIA:5/16 IN LG:3/4 | IN MATL:SS PIN, DOWEL 5/16IN X | 3/4"LG SS | EA | 6 | 3 | 6 | NO | 19 | 5822.55 | NLB CORP | 5/16X3/4PDSS |  | 16 | [9 empty] | 2019-01-21 |  | 2019-02-23
6176 | 29200000TL | 03483 | EG1011002 | P | 97802510 | 97 | Agbami-SB FPSO | Mtce | 51 | 51Z | MONITOR | PROXIMITOR/SEISMIC | Electric-Other : 3500/42M | EA | 3 | 2 | 4 | NO | 6265.8125 | 972770.9893 | GE ENERGY | 140734-02 | 140734-02 | 00 |  |  | 2CBC | [6 empty] | 2013-08-19 | 2025-03-21 | 2014-01-07 | -1 | 1
6177 | 29200000TL | 03483 | EG1017016 | P | 97810444 | 97 | Agbami-SB FPSO | Mtce | 14 | 14I | MODULE | TEMPERATURE,MONITOR | Temperature and heat measuring instruments : TEMPERATURE MONITOR MODULE, 3500/60 | EA | 3 | 2 | 4 | NO | 2167.46 | 425754.1678 | BENTLY NEVADA | 163179-01 |  | 01,02,22 | 1 |  | 2CBC |  |  | 45514 |  | 3500/60 |  | 2015-05-23 | 2025-09-15 | 2015-06-11 | -1 | 1
18th May, 2026 Report
6178 | 29200000TL | 03483 | EGC046021 | P | 58022125 | 58 | EGTL Spares | EGTL | 51 | 51Z | SWITCH:DUMP | MOBILE CRANES | Electric-Other : | EA | 1 | 0 | 0 | NO | 72.06 | 72.06 | GROVE | 1901967 |  |  |  | 3XAC
6179 | 29200000TL | 03483 | EGC046021 | P | 58022128 | 58 | EGTL Spares | EGTL | 72 | 72A | FILTER: OIL | MOBILE CRANES | *OBS*Filtration-Elem : | EA | 4 | 0 | 0 | NO | 18.72 | 74.88 | GROVE | 1903949 |  |  |  | 3XAC
6180 | 29200000TL | 03483 | EGC046021 | P | 58022140 | 58 | EGTL Spares | EGTL | 75 | 75F | STRIP:INDICATOR | MOBILE CRANES | Material Handling - Lifting Equipment and Accessories : | EA | 1 | 0 | 0 | NO | 66.43 | 66.43 | GROVE | 1006417 |  |  |  | 3XAC
6181 | 29200000TL | 03483 | EGC046021 | P | 58022144 | 58 | EGTL Spares | EGTL | 86 | 86Z | HORN:ALARM,24VDC | MOBILE CRANES | Automotive - Parts and Accessories: | EA | 1 | 0 | 0 | NO | 52.32 | 52.32 | GROVE | 60128M1 |  |  |  | 3XAC
6182 | 29200000TL | 03483 | EGC046021 | P | 58022146 | 58 | EGTL Spares | EGTL | 86 | 86Z | ALARM:TRAVEL | MOBILE CRANES | Automotive - Parts and Accessories: | EA | 1 | 0 | 0 | NO | 110.87 | 110.87 | GROVE | 604325 |  |  |  | 3XAC
6183 | 29200000TL | 03483 | EGC046021 | P | 58022153 | 58 | EGTL Spares | EGTL | 72 | 72A | FILTER: OIL, STEEL HSG | HIGH PRESSURE | *OBS*Filtration-Elem : | EA | 1 | 0 | 0 | NO | 27.77 | 27.77 | GROVE | 1003203 |  |  |  | 3XAC
6184 | 29200000TL | 03483 | EGC046022 | P | 58022017 | 58 | EGTL Spares | EGTL | 75 | 75F | KIT:RUBBER, BOOT AND PAD | FOR VALVE ASSEMBLY - TREADLE | Material Handling - Lifting Equipment and Accessories : (TELESCOPE),CONTAINS RBR BOOT,PAD | EA | 1 | 0 | 0 | NO | 72.83 | 72.83 | GROVE | 9926112970 |  |  |  | 3XAC
6185 | 29200000TL | 03483 | EGC046022 | P | 58022039 | 58 | EGTL Spares | EGTL | 51 | 51Z | SWITCH:PROXIMITY | FOR MOBILE CRANES | Electric-Other : | EA | 1 | 0 | 0 | NO | 237.04 | 237.04 | GROVE | 1004234 |  |  |  | 3XAC
6186 | 29200000TL | 03483 | EGC046022 | P | 58022057 | 58 | EGTL Spares | EGTL | 54 | 54Z | KIT:SEAL,MOBILE CRANE | FOR MOBILE CRANES | *OBS*GS&P-Other : | EA | 2 | 0 | 0 | NO | 162.79 | 325.58 | GROVE | 9926113062 |  |  |  | 3XAC
6187 | 29200000TL | 03483 | EGC046022 | P | 58022080 | 58 | EGTL Spares | EGTL | 75 | 75F | CABLE:THROTTLE | MOBILE CRANES | Material Handling - Lifting Equipment and Accessories : | EA | 1 | 0 | 0 | NO | 145.69 | 145.69 | GROVE | 1001192 |  |  |  | 3XAC
6188 | 29200000TL | 03483 | EGC046022 | P | 58022084 | 58 | EGTL Spares | EGTL | 75 | 75F | CONTROL:TRANSMISSION | WITH HORN LEVER, FWD/REV | Material Handling - Lifting Equipment and Accessories : | EA | 1 | 0 | 0 | NO | 995.98 | 995.98 | GROVE | 1006412 |  |  |  | 3XAC
6189 | 29200000TL | 03483 | EGC046022 | P | 58022088 | 58 | EGTL Spares | EGTL | 75 | 75F | SWITCH:TURN SIGNAL | MOBILE CRANES | Material Handling - Lifting Equipment and Accessories : | EA | 1 | 0 | 0 | NO | 155.63 | 155.63 | GROVE | S515141 |  |  |  | 3XAC
6190 | 29200000TL | 03483 | EGC046023 | P | 42400848 | 42 | Hoisting Equip/Cranes & Parts | EGTL | 64 | 64D | KIT: SEAL PUMP ASSEMBLY | ROUND GEAR SECTION | Cranes & Parts / Accessories : SN: 222803, 222804 AND 224852. (OLD PN:9722105251) | EA | 1 | 0 | 0 | NO | 24.345 | 24.345 | GROVE | 9722105282 | [9 empty] | RT-650E
6191 | 29200000TL | 03483 | EGC046023 | P | 42401305 | 42 | Hoisting Equip/Cranes & Parts | EGTL | 14 | 14Z | KIT | SEAL | Instruments - Other & Parts : RT-890ENGINE MODEL : QSB 6.7ENGINE CPL NUMBER : 8611EQUIPMENT SERIAL NUMBER : 230580ENGINE MANUFACTURE : CUMMINS EQUIPMENT PART LIST (EPL) FOR ESCRAVOS ROLLING STOCK GROVE CRANE EQUIPMENT NUMBER 86 | EA | 1 | 0 | 0 | NO | 0 | 0 | GROVE CRANE | 9722105353 | [9 empty] | RT-890
6192 | 29200000TL | 03483 | EGC046023 | P | 42401309 | 42 | Hoisting Equip/Cranes & Parts | EGTL | 14 | 14Z | KIT | SEAL | Instruments - Other & Parts : RT-890ENGINE MODEL : QSB 6.7ENGINE CPL NUMBER : 8611EQUIPMENT SERIAL NUMBER : 230580ENGINE MANUFACTURE : CUMMINS EQUIPMENT PART LIST (EPL) FOR ESCRAVOS ROLLING STOCK GROVE CRANE EQUIPMENT NUMBER 86 | EA | 1 | 0 | 0 | NO | 15.9988 | 15.9988 | GROVE, MANITOWOC | 9632103291 | [9 empty] | RT-890
6193 | 29200000TL | 03483 | EGC046023 | P | 58014924 | 58 | EGTL Spares | EGTL | 53 | 53C | ADAPTER: TUBE TO PIPE,1/2 IN | TUBE,SWAGELOK TUBE FITTING | Fittings - Tube :1/2 IN PIPE,MNPT,MONEL ASTM B164 (INSTRUMENTATION BULK MATL) | EA | 7 | 0 | 0 | NO | 39.6483 | 277.5381 | SWAGELOK | M-810-1-8 |  |  |  | 3CBC
6194 | 29200000TL | 03483 | EGC046023 | P | 58015387 | 58 | EGTL Spares | EGTL | 87 | 87B | O-RING: SET 4 PIECE | ANALYZER | *OBS*GS&P-O-Rings : SERIAL #7MB2521-1AW00-0AD1; SERIAL #7MB2521-1AW00-0AD1; SIEMENS CALOMAT 6F CONTINUOUS GAS ANALYZER | ST | 4 | 2 | 4 | NO | 305.0589 | 1220.2356 | SIEMENS | 1900234-002 |  |  |  | 1BCB
6195 | 29200000TL | 03483 | EGC046023 | P | 58015392 | 58 | EGTL Spares | EGTL | 66 | 66O | VALVE | CHECK | FOR SG900 SARASOTA SPECIFIC GRAVITY ANALYZER TAG: 150-AT-0005 | EA | 1 | 0 | 0 | NO | 788.1523 | 788.1523 | THERMO ELECTRON CORPORATI | ZC80-0005/B |  |  |  | 1BCB
6196 | 29200000TL | 03483 | EGC046023 | P | 58015393 | 58 | EGTL Spares | EGTL | 72 | 72A | ELEMENT: FILTER | COALESCING | FOR THE SG900 SARASOTA SPECIFIC GRAVITY ANALYZER TAG: 150-AT-0005 | PK | 1 | 0 | 0 | NO | 1062.2052 | 1062.2052 | THERMO ELECTRON CORPORATI | ZF10-0030/B |  |  |  | 1BCB
6197 | 29200000TL | 03483 | EGC046023 | P | 58015396 | 58 | EGTL Spares | EGTL | 53 | 53A | PLUG | TEST POINT | TEST POINT PLUG FOR THE SG900 SARASOTA SPECIFIC GRAVITY ANALYZER TAG: 150-AT-0005 MANUFACTURER: THERMO ELECTRON CORPORATION, 1410 GILLINGHAM LANE, SUGAR LAND, TX 77478, USA | EA | 1 | 0 | 0 | NO | 80.0155 | 80.0155 | THERMO ELECTRON CORPORATI | ZC27-0010/B |  |  |  | 1BCB
6198 | 29200000TL | 03483 | EGC046023 | P | 58015400 | 58 | EGTL Spares | EGTL | 87 | 87B | O-RING | VITON | 1.5" BSP END CAPS PKG10 FOR THE SG900 SARASOTA SPECIFIC GRAVITY ANALYZER TAG: 150-AT-0005 | EA | 1 | 0 | 1 | NO | 296.0572 | 296.0572 | THERMO ELECTRON CORPORATI | ZR20-0220/B |  |  |  | 1BCB
6199 | 29200000TL | 03483 | EGC046023 | P | 58022020 | 58 | EGTL Spares | EGTL | 66 | 66H | VALVE | CHECK, PILOT | Valve-Safety Relief : | EA | 3 | 0 | 0 | NO | 87.82 | 263.46 | GROVE | 1006378 |  |  |  | 3XAC
6200 | 29200000TL | 03483 | EGC046023 | P | 58022025 | 58 | EGTL Spares | EGTL | 54 | 54B | GASKET:GEAR ASSY | SWING 3340B-3339, OVAL | Seals : | EA | 2 | 1 | 2 | NO | 3.21 | 6.42 | GROVE | 1003186 |  |  |  | 3XAC
6201 | 29200000TL | 03483 | EGC046023 | P | 58022034 | 58 | EGTL Spares | EGTL | 75 | 75F | MOUNT:SHOCK | FOR MOBILE CRANES | Material Handling - Lifting Equipment and Accessories : | EA | 1 | 0 | 0 | NO | 30.81 | 30.81 | GROVE | 1006414 |  |  |  | 3XAC
6202 | 29200000TL | 03483 | EGC046023 | P | 58022050 | 58 | EGTL Spares | EGTL | 51 | 51Z | RELAY:MOBILE CRANE | FOR MOBILE CRANES | Electric-Other : | EA | 2 | 1 | 2 | NO | 4.35 | 8.7 | GROVE | 1006893 |  |  |  | 3XAC
6203 | 29200000TL | 03483 | EGC046023 | P | 58022060 | 58 | EGTL Spares | EGTL | 75 | 75F | KIT:LINING | FOR BRAKE ASSEMBLY - PARKING | Material Handling - Lifting Equipment and Accessories : CONTAINS (2) LINING,(2) FLAT HEAD SCREW,(2) BUSHING,(2) PAN HEAD SCREW | EA | 1 | 0 | 0 | NO | 108.16 | 108.16 | GROVE | 1901048 |  |  |  | 3XAC
6204 | 29200000TL | 03483 | EGC046023 | P | 58022062 | 58 | EGTL Spares | EGTL | 75 | 75F | COIL:MOBILE CRANE | MOBILE CRANES | Material Handling - Lifting Equipment and Accessories : | EA | 1 | 0 | 0 | NO | 27.07 | 27.07 | GROVE | 9926106475 |  |  |  | 3XAC
6205 | 29200000TL | 03483 | EGC046023 | P | 58022065 | 58 | EGTL Spares | EGTL | 87 | 87B | FILTER:TRANSMISSION | MOBILE CRANES | *OBS*Filtration-Elem : | EA | 1 | 0 | 1 | NO | 5.64 | 5.64 | GROVE | 9974102684 |  |  |  | 3XAC
6206 | 29200000TL | 03483 | EGC046023 | P | 58022067 | 58 | EGTL Spares | EGTL | 75 | 75F | COIL: ELECTRICAL | TRANSMISSION SOLENOID | Material Handling - Lifting Equipment and Accessories : | EA | 2 | 1 | 2 | NO | 184.92 | 369.84 | GROVE | 1904365 |  |  |  | 3XAC
6207 | 29200000TL | 03483 | EGC046023 | P | 58022078 | 58 | EGTL Spares | EGTL | 75 | 75F | COVER:UNDER FLOW | MOBILE CRANES | Material Handling - Lifting Equipment and Accessories : | EA | 1 | 0 | 0 | NO | 5.36 | 5.36 | GROVE | 1001190 |  |  |  | 3XAC
6208 | 29200000TL | 03483 | EGC046023 | P | 58022087 | 58 | EGTL Spares | EGTL | 75 | 75F | ARM:WIPER,ASSY | MOBILE CRANES | Material Handling - Lifting Equipment and Accessories : | EA | 1 | 0 | 0 | NO | 25.72 | 25.72 | GROVE | F42721 |  |  |  | 3XAC
6209 | 29200000TL | 03483 | EGC046023 | P | 58022098 | 58 | EGTL Spares | EGTL | 51 | 51Z | SWITCH:ANTI 2 BLOCK | MOBILE CRANES | Electric-Other : | EA | 1 | 0 | 0 | NO | 479.91 | 479.91 | GROVE | 1101901 |  |  |  | 3XAC
6210 | 29200000TL | 03483 | EGC046024 | P | 58010819 | 58 | EGTL Spares | EGTL | 54 | 54A | GASKET: PTFE,ROUND, 150LB | 6.43 IN X 5.70 IN X 0.03IN THK | Gaskets : &quot;FEP, 110-PV-1261/2261 FLOWSERVE SPRINGVILLE - 001943.931.000&quot; | EA | 2 | 0 | 0 | NO | 3841.2474 | 7682.4948 | FLOWSERVE SPRINGVILLE | 001943.931.000
6211 | 29200000TL | 03483 | EGC046024 | P | 58010822 | 58 | EGTL Spares | EGTL | 66 | 66N | SEAL | 6 IN,PTFE | Valve - Actuator & Positioner: 110-PV-1261/2261, FLOWSERVE SPRINGVILLE - 008741.925.000 | EA | 2 | 0 | 0 | NO | 3841.2474 | 7682.4948 | FLOWSERVE SPRINGVILLE | 008741.999.000
6212 | 29200000TL | 03483 | EGC046024 | P | 58010823 | 58 | EGTL Spares | EGTL | 66 | 66L | KIT:ACTUATOR REPAIR | FOR STEM BELLOWS | Valve-Regulators : CONTAINS BUNA O-RING #325, BUNA O-RING#450, BUNA O-RING #024, ELASTOMER GASKET, STICKERS,MAINTENANCE BLTN, BUNA SOFT GOODS, 110-PV-1261/2261, FLOWSERVE SPRINGVILLE - 037860.999.000, BUNA SOFT GOODS | EA | 2 | 0 | 0 | NO | 3841.2474 | 7682.4948 | FLOWSERVE SPRINGVILLE | 037860.999.000
6213 | 29200000TL | 03483 | EGC046024 | P | 58022054 | 58 | EGTL Spares | EGTL | 75 | 75F | CARTRIDGE:COUNTERBALANCE VALVE | INCLUDES KIT SEAL 9926107803 | Material Handling - Lifting Equipment and Accessories : | EA | 1 | 0 | 0 | NO | 353.55 | 353.55 | GROVE | 1001935 |  |  |  | 3XAC
6214 | 29200000TL | 03483 | EGC046024 | P | 58022059 | 58 | EGTL Spares | EGTL | 75 | 75F | NUT:COIL RETAINING | FOR MOBILE CRANES | Material Handling - Lifting Equipment and Accessories : | EA | 1 | 0 | 0 | NO | 29.23 | 29.23 | GROVE | 1900925 |  |  |  | 3XAC
6215 | 29200000TL | 03483 | EGC046024 | P | 58022061 | 58 | EGTL Spares | EGTL | 66 | 66V | VALVE: SOLENOID | MOBILE CRANES | Process Control System : | EA | 1 | 0 | 0 | NO | 113.12 | 113.12 | GROVE | 1901062 |  |  |  | 3XAC
6216 | 29200000TL | 03483 | EGC046024 | P | 58022063 | 58 | EGTL Spares | EGTL | 66 | 66H | VALVE: RELIEF,MAIN AND PORT | MOBILE CRANES | Valve-Safety Relief : | EA | 1 | 0 | 0 | NO | 114.06 | 114.06 | GROVE | 1901134 |  |  |  | 3XAC
6217 | 29200000TL | 03483 | EGC046024 | P | 58022064 | 58 | EGTL Spares | EGTL | 54 | 54Z | KIT:SEAL,SWIVEL ASSEMBLY | HYDRAULIC (7 CIRCUIT) | *OBS*GS&P-Other : CONTAINS (1) THRUST WASHER,(2) O-RING | EA | 2 | 0 | 0 | NO | 540 | 1080 | GROVE | 1901882 |  |  |  | 3XAC
6218 | 29200000TL | 03483 | EGC046024 | P | 58022070 | 58 | EGTL Spares | EGTL | 87 | 87B | KIT:SEAL | MOBILE CRANES | *OBS*GS&P-Other : | EA | 1 | 0 | 1 | NO | 47.32 | 47.32 | GROVE | 1904455 |  |  |  | 3XAC
6219 | 29200000TL | 03483 | EGC046024 | P | 58022073 | 58 | EGTL Spares | EGTL | 87 | 87B | KIT:SEAL | MOBILE CRANES | *OBS*GS&P-Other : | EA | 1 | 0 | 1 | NO | 2.11 | 2.11 | GROVE | 1904546 |  |  |  | 3XAC
6220 | 29200000TL | 03483 | EGC046024 | P | 58022074 | 58 | EGTL Spares | EGTL | 54 | 54Z | KIT:SEAL,FOR MOBILE CRANE | MOBILE CRANES | *OBS*GS&P-Other : | EA | 1 | 0 | 0 | NO | 10.96 | 10.96 | GROVE | 1904547 |  |  |  | 3XAC
6221 | 29200000TL | 03483 | EGC046024 | P | 58802560 | 58 | EGTL Spares | EGTL | 66 | 66S | KIT: REBUILD SEAL | PNEUMATIC ACTUATOR | Valve - On/Off, solenoid, actuated : | KI | 2 | 0 | 1 | NO | 425 | 850 | ROTORK CONTROLS | WCPB035130 | [9 empty] | CP/S-035-130-A/CA
6222 | 29200000TL | 03483 | EGC046025 | P | 42400844 | 42 | Hoisting Equip/Cranes & Parts | EGTL | 14 | 14A | KIT: SEAL, SWING ASSEMBLY, | ROUND RUBBER, | Analyzers & Monitors : CRANE MODEL RT-650E, SERIAL NOS. 222803, 222804 AND 224852. | EA | 1 | 0 | 0 | NO | 103.3296 | 103.3296 | GROVE | 9576101096
6223 | 29200000TL | 03483 | EGC046025 | P | 42400918 | 42 | Hoisting Equip/Cranes & Parts | EGTL | 64 | 64D | KIT: PARTS, VALVE ASSEMBLY, | MATERIAL RUBBER, | Cranes & Parts / Accessories : CRANE MODEL: RT-650E, SERIAL NOS. 222803, 222804 AND 224852 | EA | 1 | 0 | 0 | NO | 38.6008 | 38.6008 | GROVE | 9926110039
6224 | 29200000TL | 03483 | EGC046025 | P | 42401247 | 42 | Hoisting Equip/Cranes & Parts | EGTL | 64 | 64D | KIT: SEAL | FOR GROVE CRANE RT-890 | Cranes & Parts / Accessories : MODEL : QSB 6.7ENGINE CPL NUMBER : 8611EQUIPMENT SERIAL NUMBER : 230580ENGINE MANUFACTURE : CUMMINS EQUIPMENT PART LIST (EPL) FOR ESCRAVOS ROLLING STOCK GROVE CRANE EQUIPMENT NUMBER 86 | EA | 1 | 0 | 0 | NO | 58.4098 | 58.4098 | MANITOWOC | 9372103523 | [9 empty] | RT-890
6225 | 29200000TL | 03483 | EGC046025 | P | 58010818 | 58 | EGTL Spares | EGTL | 66 | 66G | PLUG | 6 IN VALVE, 316 SS | Valve-Plug : &quot;110-PV-1261/2261 PLUG ASSEMBLY, THERE ARE 2 PARTS THAT MAKE ONE PLUG, 150 LB TYPE: MK 6, SIZE: 6 IN TN 4.0 FLOWSERVE SPRINGVILLE - 165221.931.000&quot; | EA | 2 | 0 | 0 | NO | 3841.2474 | 7682.4948 | FLOWSERVE SPRINGVILLE | 165221.931.000
6226 | 29200000TL | 03483 | EGC046025 | P | 58010820 | 58 | EGTL Spares | EGTL | 54 | 54A | GASKET:PTFE,ROUND 6 IN 150LB | 7.56 IN X 7.06 IN X 0.15IN THK | Gaskets : &quot;FEP, 110-PV-1261/2261 FLOWSERVE SPRINGVILLE - 008741.925.000&quot; | EA | 2 | 1 | 2 | NO | 3841.2474 | 7682.4948 | FLOWSERVE SPRINGVILLE | 008741.925.000
6227 | 29200000TL | 03483 | EGC046025 | P | 58022011 | 58 | EGTL Spares | EGTL | 54 | 54Z | KIT:SEAL | FOR MOBILE CRANES | *OBS*GS&P-Other : | EA | 1 | 0 | 0 | NO | 8.41 | 8.41 | GROVE | 9926109671 |  |  |  | 3XAC
6228 | 29200000TL | 03483 | EGC046025 | P | 58022026 | 58 | EGTL Spares | EGTL | 51 | 51Z | SPACER | MOBILE CRANE | Electric-Other : | EA | 2 | 0 | 0 | NO | 52.9434 | 105.8868 | GROVE | 1003367 |  |  |  | 3XAC
6229 | 29200000TL | 03483 | EGC046025 | P | 58022038 | 58 | EGTL Spares | EGTL | 72 | 72A | FILTER: FUEL, SECONDARY | FOR MOBILE CRANES | *OBS*Filtration-Elem : | EA | 1 | 0 | 0 | NO | 12.17 | 12.17 | GROVE | 1904686 |  |  |  | 3XAC
6230 | 29200000TL | 03483 | EGC046025 | P | 58022046 | 58 | EGTL Spares | EGTL | 51 | 51B | LENS:MOBILE CRANE | FOR MOBILE CRANES | Electric Components - Lighting : | EA | 2 | 1 | 2 | NO | 14.6 | 29.2 | GROVE | 1004041 |  |  |  | 3XAC
6231 | 29200000TL | 03483 | EGC046025 | P | 58022048 | 58 | EGTL Spares | EGTL | 51 | 51Z | FUSE:TIER 3 DIESEL,5A | FOR MOBILE CRANES | Electric-Other : | EA | 3 | 0 | 0 | NO | 1.39 | 4.17 | GROVE | 1006154-15 |  |  |  | 3XAC
6232 | 29200000TL | 03483 | EGC046025 | P | 58022056 | 58 | EGTL Spares | EGTL | 54 | 54Z | KIT:SEAL,MOBILE CRANE | FOR MOBILE CRANES | *OBS*GS&P-Other : | EA | 1 | 0 | 0 | NO | 112.02 | 112.02 | GROVE | 1001889 |  |  |  | 3XAC
6233 | 29200000TL | 03483 | EGC046025 | P | 58022075 | 58 | EGTL Spares | EGTL | 75 | 75F | COIL: ELECTRICAL | REPAIR KIT SOLENOID VALVE,12V | Material Handling - Lifting Equipment and Accessories : | EA | 1 | 0 | 0 | NO | 41.11 | 41.11 | GROVE | 9926105811 |  |  |  | 3XAC
6234 | 29200000TL | 03483 | EGC046026 | P | 58022023 | 58 | EGTL Spares | EGTL | 51 | 51Z | SPACER | MOBILE CRANE | Electric-Other : | EA | 5 | 0 | 0 | NO | 6.69 | 33.45 | GROVE | 1002356 |  |  |  | 3XAC
6235 | 29200000TL | 03483 | EGC046026 | P | 58022052 | 58 | EGTL Spares | EGTL | 51 | 51B | KIT:LIGHT,OPERATOR COMPARTMENT | FOR MOBILE CRANES | Electric Components - Lighting : | EA | 1 | 0 | 0 | NO | 29.29 | 29.29 | GROVE | S28822 |  |  |  | 3XAC
6236 | 29200000TL | 03483 | EGC046026 | P | 58022058 | 58 | EGTL Spares | EGTL | 14 | 14Z | SOLENOID:COIL | FOR MOBILE CRANES | Instruments - Other & Parts : | EA | 1 | 0 | 0 | NO | 256.33 | 256.33 | GROVE | 1900924 |  |  |  | 3XAC
6237 | 29200000TL | 03483 | EGC046026 | P | 58022068 | 58 | EGTL Spares | EGTL | 28 | 28B | HARNESS:MOBILE CRANE | MOBILE CRANES | Safety-Personal : | EA | 1 | 0 | 0 | NO | 83.27 | 83.27 | GROVE | 1904830 |  |  |  | 3XAC
6238 | 29200000TL | 03483 | EGC046026 | P | 58022072 | 58 | EGTL Spares | EGTL | 54 | 54Z | KIT:SEAL | FOR VALVE ASSEMBLY - CONTROL | *OBS*GS&P-Other : CONTAINS (1) O-RING,(1) WIPER SEAL,(1) SEAL PLATE,(1) SPRING SEAT,(1) SPRING,(1) CAP,(1) SPOOL END,(2) CAP SCREW | EA | 1 | 0 | 0 | NO | 3.7 | 3.7 | GROVE | 1904544 |  |  |  | 3XAC
6239 | 29200000TL | 03483 | EGC046026 | P | 58022079 | 58 | EGTL Spares | EGTL | 75 | 75F | COVER:UNDER FLOW | MOBILE CRANES | Material Handling - Lifting Equipment and Accessories : | EA | 1 | 0 | 0 | NO | 4.65 | 4.65 | GROVE | 1001191 |  |  |  | 3XAC
6240 | 29200000TL | 03483 | EGC046026 | P | 58022091 | 58 | EGTL Spares | EGTL | 75 | 75F | RING:SLIP, TURN SIGNAL | MOBILE CRANES | Material Handling - Lifting Equipment and Accessories : | EA | 1 | 0 | 0 | NO | 119.86 | 119.86 | GROVE | 1004368 |  |  |  | 3XAC
6241 | 29200000TL | 03483 | EGC046027 | P | 42401315 | 42 | Hoisting Equip/Cranes & Parts | EGTL | 64 | 64D | KIT | SEAL PLANETARY | Cranes & Parts / Accessories : RT-890ENGINE MODEL : QSB 6.7ENGINE CPL NUMBER : 8611EQUIPMENT SERIAL NUMBER : 230580ENGINE MANUFACTURE : CUMMINS EQUIPMENT PART LIST (EPL) FOR ESCRAVOS ROLLING STOCK GROVE CRANE EQUIPMENT NUMBER 86 | EA | 1 | 0 | 0 | NO | 56.4001 | 56.4001 | GROVE CRANE | 9576101228 | [9 empty] | RT-890
6242 | 29200000TL | 03483 | EGC046027 | P | 58022019 | 58 | EGTL Spares | EGTL | 65 | 65A | LEVEL | MOBILE CRANE BUBBLE | Tools - Hand / Power : | EA | 1 | 0 | 0 | NO | 7 | 7 | GROVE | 1001674 |  |  |  | 3XAC
6243 | 29200000TL | 03483 | EGC046027 | P | 58022033 | 58 | EGTL Spares | EGTL | 87 | 87B | FILTER: OIL | FOR MOBILE CRANES | *OBS*Filtration-Elem : | EA | 1 | 0 | 1 | NO | 11.76 | 11.76 | GROVE | 1003269 |  |  |  | 3XAC
6244 | 29200000TL | 03483 | EGC046027 | P | 58022037 | 58 | EGTL Spares | EGTL | 64 | 64B | BELT: V | MOBILE CRANES | Power Transmission Equipment & Replacement Parts : GROVE CRANE 15 TON, MODEL NUMBER YB5515 SERIAL NUMBER 320820REFERENCE: PLE20-CRANE-034 (PLE20-SROL) | EA | 1 | 0 | 0 | NO | 24.96 | 24.96 | GROVE | 1904677 |  |  |  | 3XAC
6245 | 29200000TL | 03483 | EGC046027 | P | 58022041 | 58 | EGTL Spares | EGTL | 53 | 53A | CAP | FILLER | Fittings - Pipe - Carbon Steel : | EA | 1 | 0 | 0 | NO | 55.05 | 55.05 | GROVE | 702329 |  |  |  | 3XAC
6246 | 29200000TL | 03483 | EGC046027 | P | 58022045 | 58 | EGTL Spares | EGTL | 51 | 51Z | SWITCH:MOBILE CRANE | FOR MOBILE CRANES | Electric-Other : | EA | 1 | 0 | 0 | NO | 48.52 | 48.52 | GROVE | 1001193 |  |  |  | 3XAC
6247 | 29200000TL | 03483 | EGC046027 | P | 58022053 | 58 | EGTL Spares | EGTL | 66 | 66Z | KIT:SEAL,SOLENOID VALVE | FOR MOBILE CRANES | Valve-Other : | EA | 1 | 0 | 0 | NO | 19.38 | 19.38 | GROVE | 1001653 |  |  |  | 3XAC
6248 | 29200000TL | 03483 | EGC046027 | P | 58022055 | 58 | EGTL Spares | EGTL | 66 | 66Z | VALVE:COUNTERBALANCE | FOR MOBILE CRANES | Valve-Other : | EA | 1 | 0 | 0 | NO | 208.64 | 208.64 | GROVE | 1004347 |  |  |  | 3XAC
6249 | 29200000TL | 03483 | EGC046027 | P | 58022082 | 58 | EGTL Spares | EGTL | 86 | 86Z | JOINT: BALL | MALE THREAD,STEEL | Automotive - Parts and Accessories: | EA | 1 | 0 | 0 | NO | 5.11 | 5.11 | GROVE | 1001233 |  |  |  | 3XAC
6250 | 29200000TL | 03483 | EGC046027 | P | 58022092 | 58 | EGTL Spares | EGTL | 66 | 66Z | VALVE:COUNTERBALANCE | MOBILE CRANES | Valve-Other : | EA | 1 | 0 | 0 | NO | 125.3 | 125.3 | GROVE | 1005258 |  |  |  | 3XAC
6251 | 29200000TL | 03483 | EGC046028 | P | 42400241 | 42 | Hoisting Equip/Cranes & Parts | EGTL | 14 | 14A | KIT | REPAIR GROVE RT760E | Analyzers & Monitors : , | EA | 1 | 0 | 0 | NO | 487.4487 | 487.4487 | GROVE | 9926110877 | [9 empty] | RT-760E
6252 | 29200000TL | 03483 | EGC046028 | P | 58022027 | 58 | EGTL Spares | EGTL | 56 | 56Z | LATCH:SAFETY | SPACER NYLATRON | Fasteners / Hardware : | EA | 1 | 0 | 0 | NO | 52.94 | 52.94 | GROVE | 9086800639 |  |  |  | 3XAC
6253 | 29200000TL | 03483 | EGC046028 | P | 58022030 | 58 | EGTL Spares | EGTL | 75 | 75F | MOUNT:RUBBER | FOR MOBILE CRANES | Material Handling - Lifting Equipment and Accessories : | EA | 2 | 0 | 0 | NO | 11.89 | 23.78 | GROVE | 1000001 |  |  |  | 3XAC
6254 | 29200000TL | 03483 | EGC046028 | P | 58022044 | 58 | EGTL Spares | EGTL | 75 | 75F | KEY:MOBILE CRANE | FOR MOBILE CRANES | Material Handling - Lifting Equipment and Accessories : | EA | 1 | 0 | 0 | NO | 1.52 | 1.52 | GROVE | 1000378 |  |  |  | 3XAC
6255 | 29200000TL | 03483 | EGC046028 | P | 58022129 | 58 | EGTL Spares | EGTL | 72 | 72A | FILTER: FUEL, STEEL HSG | MOBILE CRANES | *OBS*Filtration-Elem : | EA | 4 | 0 | 0 | NO | 37.45 | 149.8 | GROVE | 9414101542 |  |  |  | 3XAC
6256 | 29200000TL | 03483 | EGC046028 | P | 58022178 | 58 | EGTL Spares | EGTL | 72 | 72A | FILTER: AIR VENTILATION | GMK 5220 CYLINDER SHAPE | *OBS*Filtration-Elem : | EA | 4 | 0 | 0 | NO | 46.79 | 187.16 | GROVE | 03319602 |  |  |  | 3XAC
6257 | 29200000TL | 03483 | EGC046029 | P | 42401134 | 42 | Hoisting Equip/Cranes & Parts | EGTL | 64 | 64D | KIT:GASKET, CHARGE PUMP | GROVE CRANE RT-890 | Cranes & Parts / Accessories : MODEL : QSB 6.7, ENGINE CPL NUMBER : 8611, EQUIPMENT S/N : 230580, FOR ESCRAVOS CRANE 86 | EA | 1 | 0 | 0 | NO | 58.5976 | 58.5976 | GROVE CRANE | 7576100755 | [9 empty] | RT-890
6258 | 29200000TL | 03483 | EGC046029 | P | 58021936 | 58 | EGTL Spares | EGTL | 86 | 86Z | BELT:DRIVE | FOR CUMMINS AC COMPRESSOR 12V | Automotive - Parts and Accessories: | EA | 1 | 0 | 0 | NO | 39.64 | 39.64 | GROVE | 9576101424 |  |  |  | 3XAC
6259 | 29200000TL | 03483 | EGC046029 | P | 58021968 | 58 | EGTL Spares | EGTL | 54 | 54Z | KIT:SEAL,FOR CYLINDER ASSEMBLY | 5 1/2 IN OUTRIGGER JACK | *OBS*GS&P-Other : CONTAINS (1) WIPER 4 IN RING,(2) 4 IN SEAL,(2) WEAR 4 IN RING,(2) LOW TEMP O-RING,(3) BACK-UP RING,(2) SEAL | EA | 1 | 0 | 0 | NO | 127.43 | 127.43 | GROVE | 7373000002 |  |  |  | 3XAC
6260 | 29200000TL | 03483 | EGC046029 | P | 58021979 | 58 | EGTL Spares | EGTL | 75 | 75F | PAD:WEAR | 7671100122 | Material Handling - Lifting Equipment and Accessories : | EA | 1 | 0 | 0 | NO | 52.54 | 52.54 | GROVE | 7671100122 |  |  |  | 3XAC
6261 | 29200000TL | 03483 | EGC046030 | P | 42400243 | 42 | Hoisting Equip/Cranes & Parts | EGTL | 60 | 60C | KIT | SEAL GROVE RT760E | Tubing : | EA | 2 | 1 | 2 | NO | 44.397 | 88.794 | GROVE | 9188101078 | [9 empty] | RT-760E
6262 | 29200000TL | 03483 | EGC046030 | P | 42400856 | 42 | Hoisting Equip/Cranes & Parts | EGTL | 56 | 56Z | CLAMP: FRONT CONSOLE, | SHAPE ROUND, | *OBS*Gage&Parts-Othe : CRANE MODEL RT-650E, SERIAL NOS. 222803, 222804 AND 224852. | EA | 1 | 0 | 0 | NO | 19.6137 | 19.6137 | GROVE | 7300000429
6263 | 29200000TL | 03483 | EGC046030 | P | 42400897 | 42 | Hoisting Equip/Cranes & Parts | EGTL | 14 | 14Z | RECEPTICAL: WIRE HARNESS, | MATERIAL PLASTIC, | Instruments - Other & Parts : CRANE MODEL: RT-650E, SERIAL NOS. 222803, 222804 AND 224852 | EA | 2 | 0 | 0 | NO | 7.2952 | 14.5904 | GROVE | 7892001051
6264 | 29200000TL | 03483 | EGC046030 | P | 42400922 | 42 | Hoisting Equip/Cranes & Parts | EGTL | 64 | 64D | PLUG: SWIVEL, | STYLE HYDRAULIC, | Cranes & Parts / Accessories : CRANE MODEL: RT-650E, SERIAL NOS. 222803, 222804 AND 224852 | EA | 1 | 0 | 0 | NO | 62.6119 | 62.6119 | GROVE | 7709000820
6265 | 29200000TL | 03483 | EGC046030 | P | 42400929 | 42 | Hoisting Equip/Cranes & Parts | EGTL | 14 | 14Z | PLUG; WIRE HARNESS, | MATERIAL PLASTIC, | Instruments - Other & Parts : CRANE MODEL: RT-650E, SERIAL NOS. 222803, 222804 AND 224852 | EA | 1 | 0 | 0 | NO | 7.0391 | 7.0391 | GROVE | 7709000814
6266 | 29200000TL | 03483 | EGC046030 | P | 42400931 | 42 | Hoisting Equip/Cranes & Parts | EGTL | 14 | 14Z | RECEPTICAL: WIRE HARNESS, | MATERIAL PLASTIC, | Instruments - Other & Parts : CRANE MODEL: RT-650E, SERIAL NOS. 222803, 222804 AND 224852 | EA | 2 | 1 | 2 | NO | 25.8679 | 51.7358 | GROVE | 7892001036
6267 | 29200000TL | 03483 | EGC046030 | P | 42400935 | 42 | Hoisting Equip/Cranes & Parts | EGTL | 14 | 14Z | PLUG: WIRE HARNESS, | MATERIAL PLASTIC, | Instruments - Other & Parts : CRANE MODEL, RT-650E, SERIAL NOS. 222803, 222804 AND 224852. | EA | 1 | 0 | 0 | NO | 5.5354 | 5.5354 | GROVE | 7709000839
6268 | 29200000TL | 03483 | EGC046030 | P | 42400951 | 42 | Hoisting Equip/Cranes & Parts | EGTL | 14 | 14Z | KIT: SEAL, FILTER, | STYLE HYDRAULIC RETURN, | Instruments - Other & Parts : CRANE MODEL RT-650E, SERIAL NOS. 222803, 222804 AND 224852. | EA | 1 | 0 | 0 | NO | 10.3498 | 10.3498 | GROVE | 9437100452
6269 | 29200000TL | 03483 | EGC046030 | P | 42401132 | 42 | Hoisting Equip/Cranes & Parts | EGTL | 64 | 64D | INDICATOR:LAMP | GROVE CRANE RT-890 | Cranes & Parts / Accessories : MODEL : QSB 6.7, ENGINE CPL NUMBER : 8611, EQUIPMENT S/N : 230580, FOR ESCRAVOS CRANE 86 | EA | 1 | 0 | 0 | NO | 22.5487 | 22.5487 | GROVE CRANE | 7581000984 | [9 empty] | RT-890
6270 | 29300000TL | 03483 | EGC046030 | P | 42401242 | 42 | Hoisting Equip/Cranes & Parts | EGTL | 64 | 64D | KIT: SEAL | FOR GROVE CRANE RT-890 | Cranes & Parts / Accessories : MODEL : QSB 6.7ENGINE CPL NUMBER : 8611EQUIPMENT SERIAL NUMBER : 230580ENGINE MANUFACTURE : CUMMINS EQUIPMENT PART LIST (EPL) FOR ESCRAVOS ROLLING STOCK GROVE CRANE EQUIPMENT NUMBER 86 | EA | 2 | 1 | 2 | NO | 190.46 | 380.92 | MANITOWOC | 9372103587 | [9 empty] | RT-890
6271 | 29200000TL | 03483 | EGC046030 | P | 58005383 | 58 | EGTL Spares | EGTL | 66 | 66Z | LINER:GUIDE,1.12 STEM | 25% GLASSFILLED PTFE | Valve-Other : 110-PV-1261/2261, FLOWSERVE SPRINGVILLE - 057360.927.000 | EA | 4 | 1 | 3 | NO | 16.7811 | 67.1244 | FLOWSERVE SPRINGVILLE | 057360.927.000
6272 | 29200000TL | 03483 | EGC046030 | P | 58005385 | 58 | EGTL Spares | EGTL | 54 | 54A | GASKET:ELASTOMER,6 IN-150 | 1.62 IN X 0.94 IN X .06 IN THK | Gaskets : ROUND, XX655, 110-PV-1261/2261, FLOWSERVE SPRINGVILLE - 001435.655.000 | EA | 2 | 0 | 0 | NO | 1.4001 | 2.8002 | FLOWSERVE SPRINGVILLE | 001435.655.000
6273 | 29200000TL | 03483 | EGC046030 | P | 58010815 | 58 | EGTL Spares | EGTL | 66 | 66F | RING | SOFT SEAT, 17-4 PH SS | Valve - Parts & Accessories :&quot;6 TN 4.00, 110-PV-1261/2261 FLOWSERVE SPRINGVILLE - 130073.931.000&quot; | EA | 2 | 0 | 0 | NO | 3841.2474 | 7682.4948 | FLOWSERVE SPRINGVILLE | 130073.931.000
6274 | 29200000TL | 03483 | EGC046030 | P | 58010821 | 58 | EGTL Spares | EGTL | 66 | 66Z | PACKING:VALVE STEM 1.12 IN | PLASTIC PTFE,RING | Valve-Other : PACKING SET VEE, 110-PV-1261/2261, FLOWSERVE SPRINGVILLE - 020752.925.000 | EA | 2 | 0 | 0 | NO | 3841.2474 | 7682.4948 | FLOWSERVE SPRINGVILLE | 020752.925.000
6275 | 29200000TL | 03483 | EGC046030 | P | 58021953 | 58 | EGTL Spares | EGTL | 51 | 51Z | TERMINAL:MOBILE CRANE | 745001446 | Electric-Other : | EA | 1 | 0 | 0 | NO | 0.26 | 0.26 | GROVE | 745001446 |  |  |  | 3XAC
6276 | 29200000TL | 03483 | EGC046030 | P | 58021954 | 58 | EGTL Spares | EGTL | 51 | 51Z | TERMINAL:MOBILE CRANE | 745001746 | Electric-Other : | EA | 1 | 0 | 0 | NO | 1.46 | 1.46 | GROVE | 745001746 |  |  |  | 3XAC
6277 | 29200000TL | 03483 | EGC046030 | P | 58021971 | 58 | EGTL Spares | EGTL | 51 | 51Z | FUSE | SUPERSTRUCTURE CAB,15A | Electric-Other : | EA | 1 | 0 | 0 | NO | 2.52 | 2.52 | GROVE | 7182000032 |  |  |  | 3XAC
6278 | 29200000TL | 03483 | EGC046030 | P | 58021985 | 58 | EGTL Spares | EGTL | 51 | 51Z | PLUG:RECTANGULAR, PLASTIC | BLACK | Electric-Other : &quot;DRC18-40SA, PART NUMBER: DRC18-40SA, SERIES: | EA | 1 | 0 | 0 | NO | 57.15 | 57.15 | GROVE | 7709100882 |  |  |  | 3XAC
6279 | 29200000TL | 03483 | EGC046031 | P | 42400924 | 42 | Hoisting Equip/Cranes & Parts | EGTL | 14 | 14Z | CONNECTOR: HOIST ASSEMBLY, | TYPE HI-SPEED, | Instruments - Other & Parts : CRANE MODEL: RT-650E, SERIAL NOS. 222803, 222804 AND 224852 | EA | 1 | 0 | 0 | NO | 8.4106 | 8.4106 | GROVE | 7364001775
6280 | 29200000TL | 03483 | EGC046031 | P | 42401131 | 42 | Hoisting Equip/Cranes & Parts | EGTL | 64 | 64D | INDICATOR:LAMP | GROVE CRANE RT-890 | Cranes & Parts / Accessories : MODEL : QSB 6.7, ENGINE CPL NUMBER : 8611, EQUIPMENT S/N : 230580, FOR ESCRAVOS CRANE 86 | EA | 1 | 0 | 0 | NO | 23.3863 | 23.3863 | GROVE CRANE | 7581000985 | [9 empty] | RT-890
6281 | 29200000TL | 03483 | EGC046031 | P | 42401276 | 42 | Hoisting Equip/Cranes & Parts | EGTL | 64 | 64D | SEAL: | FOR GROVE CRANE RT-890 | Cranes & Parts / Accessories : MODEL:QSB 6.7, ENGINE CPL NUMBER:8611, EQUIPMENT SERIAL NUMBER:230580, ENGINE MANUFACTURE:CUMMINS, CRANE EQUIPMENT NUMBER 86 OLD PN:9049112683##########DUPLICATE SYMBOL SAME AS SYMBOL:42401272############ | EA | 1 | 0 | 0 | NO | 0 | 0 | MANITOWOC | 9049112781 | [9 empty] | RT-890
6282 | 29200000TL | 03483 | EGC046031 | P | 58015579 | 58 | EGTL Spares | EGTL | 67 | 67B | ELECTRODE: PH COMBINATION | ORBISINT CPS11 | Welding - Supplies : FOR CHLORINE ANALYZER. | EA | 1 | 0 | 0 | NO | 481.0929 | 481.0929 | ENDRESS & HAUSER | CPS11-2BA2ESA |  |  |  | 1BCB
6283 | 29200000TL | 03483 | EGC046031 | P | 58021904 | 58 | EGTL Spares | EGTL | 75 | 75F | CONNECTOR:JACK COMMUNICATION | 9 PIN POSITION,GRAY | Material Handling - Lifting Equipment and Accessories : | EA | 2 | 0 | 0 | NO | 38.85 | 77.7 | GROVE | 7892001053 |  |  |  | 3XAC
6284 | 29200000TL | 03483 | EGC046031 | P | 58021934 | 58 | EGTL Spares | EGTL | 54 | 54Z | KIT:SEAL | CONTAINS OIL SEAL,O-RING | *OBS*GS&P-Other : | EA | 1 | 0 | 0 | NO | 16.67 | 16.67 | GROVE | 9576101337 |  |  |  | 3XAC
6285 | 29200000TL | 03483 | EGC046031 | P | 58021938 | 58 | EGTL Spares | EGTL | 54 | 54Z | KIT:SEAL,PUMP ASSY | MOBILE CRANES | *OBS*GS&P-Other : GEAR,CONTAINS SEAL,SECTION SEAL,SHAFT SEAL | EA | 1 | 0 | 0 | NO | 57.76 | 57.76 | GROVE | 9722105445 |  |  |  | 3XAC
6286 | 29200000TL | 03483 | EGC046031 | P | 58021946 | 58 | EGTL Spares | EGTL | 51 | 51Z | PLUG:CONNECTION | MOBILE CRANES | Electric-Other : | EA | 1 | 0 | 0 | NO | 135.64 | 135.64 | GROVE | 03011025 |  |  |  | 3XAC
6287 | 29200000TL | 03483 | EGC046031 | P | 58021959 | 58 | EGTL Spares | EGTL | 51 | 51Z | TERMINAL:MOBILE CRANE | 7345231901 | Electric-Other : | EA | 1 | 0 | 0 | NO | 0.9 | 0.9 | GROVE | 7345231901 |  |  |  | 3XAC
6288 | 29200000TL | 03483 | EGC046031 | P | 58021960 | 58 | EGTL Spares | EGTL | 51 | 51Z | TERMINAL:MOBILE CRANE | 7345232001 | Electric-Other : | EA | 1 | 0 | 0 | NO | 1.34 | 1.34 | GROVE | 7345232001 |  |  |  | 3XAC
6289 | 29200000TL | 03483 | EGC046031 | P | 58021990 | 58 | EGTL Spares | EGTL | 51 | 51Z | RECEPTACLE:MOBILE CRANE | 7892100013 | Electric-Other : | EA | 1 | 0 | 0 | NO | 27.46 | 27.46 | GROVE | 7892100013 |  |  |  | 3XAC
6290 | 29200000TL | 03483 | EGC046031 | P | 58065368 | 58 | EGTL Spares | EGTL | 53 | 53A | SOCKOLET: MSS SP-97 | 36 IN - 6 IN X 1-1/2 IN | CLASS 6000, CARBON STEEL ASTM A105 (UNS K03504) POSSESVZZZAAAZ | EA | 2 | 3 | 6 | NO | 16.9461 | 33.8922 | USA INDUSTRIES INC
6291 | 29200000TL | 03483 | EGC046032 | P | 42400890 | 42 | Hoisting Equip/Cranes & Parts | EGTL | 14 | 14Z | RECEPTACLE: WIRE HARNESS, | MATERIAL PLASTIC, | Instruments - Other & Parts : CRANE MODEL RT-650E, SERIAL NOS. 222803, 222804 AND 224852 | EA | 1 | 0 | 0 | NO | 18.5892 | 18.5892 | GROVE | 7892100012
6292 | 29200000TL | 03483 | EGC046032 | P | 42400916 | 42 | Hoisting Equip/Cranes & Parts | EGTL | 14 | 14Z | RECEPTICAL: WIRE HARNESS, | STYLE CUMMINS, | Instruments - Other & Parts : CRANE MODEL: RT-650E, SERIAL NOS. 222803, 222804 AND 224852 | EA | 3 | 0 | 0 | NO | 7.1933 | 21.5799 | GROVE | 7892000835
6293 | 29200000TL | 03483 | EGC046032 | P | 42401130 | 42 | Hoisting Equip/Cranes & Parts | EGTL | 64 | 64D | INDICATOR:LAMP | GROVE CRANE RT-890 | Cranes & Parts / Accessories : MODEL : QSB 6.7, ENGINE CPL NUMBER : 8611, EQUIPMENT S/N : 230580, FOR ESCRAVOS CRANE 86 | EA | 1 | 0 | 0 | NO | 16.4148 | 16.4148 | GROVE CRANE | 7581000986 | [9 empty] | RT-890
6294 | 29200000TL | 03483 | EGC046032 | P | 58015058 | 58 | EGTL Spares | EGTL | 72 | 72A | FILTER HOUSING GENIE SUPREME | GENIE SUPREME MODEL 225 FILTER | *OBS*Filtration-Elem : FOR SAMPLE SYSTEM OF THE FP AND CFPP ANALYZERS PART NUMBER 225-003-SS MANUFACTURER: A+ CORPORATION, 41041 BLACK BAYON RD, GONZALES, LA, 70737 TAG: 150 AT 0010 & 150 AT 0011 | EA | 8 | 0 | 0 | NO | 1004.5822 | 8036.6576 | A+ CORPORATION | 225-003-SS |  |  |  | 1BCB
6295 | 29200000TL | 03483 | EGC046032 | P | 58021908 | 58 | EGTL Spares | EGTL | 51 | 51Z | RECEPTACLE:MOBILE CRANE | 7892100036 | Electric-Other : | EA | 2 | 0 | 0 | NO | 30.62 | 61.24 | GROVE | 7892100036 |  |  |  | 3XAC
6296 | 29200000TL | 03483 | EGC046032 | P | 58021911 | 58 | EGTL Spares | EGTL | 51 | 51Z | RECEPTACLE:MOBILE CRANE | 7892100087 | Electric-Other : | EA | 1 | 0 | 0 | NO | 17.05 | 17.05 | GROVE | 7892100087 |  |  |  | 3XAC
6297 | 29200000TL | 03483 | EGC046032 | P | 58021942 | 58 | EGTL Spares | EGTL | 51 | 51Z | PLUG:MOBILE CRANE | 9904106063 | Electric-Other : | EA | 1 | 0 | 0 | NO | 3.43 | 3.43 | GROVE | 9904106063 |  |  |  | 3XAC
6298 | 29200000TL | 03483 | EGC046032 | P | 58021957 | 58 | EGTL Spares | EGTL | 51 | 51Z | TERMINAL:MOBILE CRANE | 7345001952 | Electric-Other : | EA | 1 | 0 | 0 | NO | 2.44 | 2.44 | GROVE | 7345001952 |  |  |  | 3XAC
6299 | 29200000TL | 03483 | EGC046032 | P | 58021966 | 58 | EGTL Spares | EGTL | 53 | 53C | COUPLER:QUICK CONNECT,MALE | MALE COUPLER AND D | Fittings - Tube : | EA | 1 | 0 | 0 | NO | 93.64 | 93.64 | GROVE | 7364002662 |  |  |  | 3XAC
6300 | 29200000TL | 03483 | EGC046032 | P | 58021999 | 58 | EGTL Spares | EGTL | 54 | 54Z | KIT:SEAL,FOR CYLINDER ASSEMBLY | 3IN HOIST PIN REMOVAL | *OBS*GS&P-Other : CONTAINS (2) WIPER RING,(11) O-RINGS,(2) BACK-UP RING,(4) SEAL,(6) WEAR RING | EA | 1 | 0 | 0 | NO | 128.87 | 128.87 | GROVE | 9372103228 |  |  |  | 3XAC
6301 | 29200000TL | 03483 | EGC046033 | P | 42019190 | 42 | Hoisting Equip/Cranes & Parts | EGTL | 88 | 88Z | SEAL: | FOR GROVE CRANE MODEL RT 630 B | Heavy Equipment-All : SN: 76681. | EA | 1 | 0 | 0 | NO | 91.9667 | 91.9667 | GROVE | 9049112685
6302 | 29200000TL | 03483 | EGC046033 | P | 42401402 | 42 | Hoisting Equip/Cranes & Parts | EGTL | 64 | 64D | BELT: RIBBED | 2230 MM IN LENGTH | Cranes & Parts / Accessories : FOR GROVE CRANE #35 / Model RT-540E (40 TON CRANE) S/N No â€“ 228264.CUMMINS ENGINE #3973181. | EA | 1 | 0 | 0 | NO | 168.3856 | 168.3856 | MANITOWOC | 9414101764 | [9 empty] | RT-890
6303 | 29200000TL | 03483 | EGC046033 | P | 42401500 | 42 | Hoisting Equip/Cranes & Parts | EGTL | 51 | 51Z | FUSE | VELOCITY | Electric-Other : Model - RT-540E (40 TON CRANE)Crane serial number - 228264Manufacturer - Cummins Engine Company Model - QSB 6.7Engine CPL (Control Parts Listing)- 0426Engine Serial Number - 46956578 | EA | 1 | 0 | 0 | NO | 215.3698 | 215.3698 | GROVE | 7926003526
6304 | 29200000TL | 03483 | EGC046033 | P | 58015594 | 58 | EGTL Spares | EGTL | 53 | 53C | ADAPTER | ANALYZER SULFUR | Fittings - Tube :120-AX-2122/3/4/5/6, 130-AX-1005, 130-AX-2005 | EA | 4 | 0 | 0 | NO | 820.1584 | 3280.6336 | KIN-TEK | 71-040-SS |  |  |  | 1BCB
6305 | 29200000TL | 03483 | EGC046033 | P | 58021909 | 58 | EGTL Spares | EGTL | 51 | 51Z | RECEPTACLE:MOBILE CRANE | 7892100039 | Electric-Other : | EA | 1 | 0 | 0 | NO | 6.7 | 6.7 | GROVE | 7892100039 |  |  |  | 3XAC
6306 | 29200000TL | 03483 | EGC046033 | P | 58021955 | 58 | EGTL Spares | EGTL | 51 | 51Z | TERMINAL:MOBILE CRANE | 7345001852 | Electric-Other : | EA | 1 | 0 | 0 | NO | 0.53 | 0.53 | GROVE | 7345001852 |  |  |  | 3XAC
6307 | 29200000TL | 03483 | EGC046033 | P | 58021958 | 58 | EGTL Spares | EGTL | 51 | 51Z | TERMINAL:MOBILE CRANE | 7345191701 | Electric-Other : | EA | 1 | 0 | 0 | NO | 0.39 | 0.39 | GROVE | 7345191701 |  |  |  | 3XAC
6308 | 29200000TL | 03483 | EGC046033 | P | 58021961 | 58 | EGTL Spares | EGTL | 53 | 53C | COUPLER:FEMALE AND DUST PLUG | MOBILE CRANES | Fittings - Tube : | EA | 1 | 0 | 0 | NO | 59.34 | 59.34 | GROVE | 7364001601 |  |  |  | 3XAC
6309 | 29200000TL | 03483 | EGC046033 | P | 58021962 | 58 | EGTL Spares | EGTL | 53 | 53C | COUPLER:MALE AND DUST CAP | MOBILE CRANES | Fittings - Tube : | EA | 1 | 0 | 0 | NO | 31.94 | 31.94 | GROVE | 7364001602 |  |  |  | 3XAC
6310 | 29200000TL | 03483 | EGC046033 | P | 58021967 | 58 | EGTL Spares | EGTL | 51 | 51Z | CONNECTOR:STRAIN RELIEF,GREEN | 1/4 IN NPT STRAIGHT GREASE | Electric-Other : FITTING, INCLUDES 1/4 IN NPT STRAIGHT GREASE FITTING | EA | 1 | 0 | 0 | NO | 6.76 | 6.76 | GROVE | 7364100006 |  |  |  | 3XAC
6311 | 29200000TL | 03483 | EGC046033 | P | 58021969 | 58 | EGTL Spares | EGTL | 51 | 51Z | FUSE | SUPERSTRUCTURE CAB,25A | Electric-Other : | EA | 1 | 0 | 0 | NO | 3.25 | 3.25 | GROVE | 7482000030 |  |  |  | 3XAC
6312 | 29200000TL | 03483 | EGC046033 | P | 58021970 | 58 | EGTL Spares | EGTL | 64 | 64D | FUSE: 20 AMP | FOR GROVE CRANE | Cranes & Parts / Accessories : POF001-H&E-EQUIPMENT-SERVICES. | EA | 4 | 0 | 0 | NO | 32.8425 | 131.37 | GROVE | 7482000031
6313 | 29200000TL | 03483 | EGC046034 | P | 42400925 | 42 | Hoisting Equip/Cranes & Parts | EGTL | 64 | 64D | FERRULE: ELECTRICAL, | TYPE SINGLE WIRE, | Cranes & Parts / Accessories : CRANE MODEL: RT-650E, SERIAL NOS. 222803, 222804 AND 224852 | EA | 2 | 1 | 2 | NO | 0.6801 | 1.3602 | GROVE | 7892001002
6314 | 29200000TL | 03483 | EGC046034 | P | 42400944 | 42 | Hoisting Equip/Cranes & Parts | EGTL | 14 | 14Z | PLUG: WIRE HARNESS,Q | MATERIAL PLASTIC, | Instruments - Other & Parts : CRANE MODEL RT-650E, SERIAL NOS. 222803, 222804 AND 224852. | EA | 1 | 0 | 0 | NO | 6.5682 | 6.5682 | GROVE | 7709000809
6315 | 29200000TL | 03483 | EGC046034 | P | 58015399 | 58 | EGTL Spares | EGTL | 65 | 65A | KIT: TOOL | CONTAIN PRE-SET TORQUE SPANNER | PRE-SET TORQUE SPANNER KIT (SPECIAL TOOL) FOR THE SG900 SARASOTA SPECIFIC GRAVITY ANALYZER TAG: 150-AT-0005 | KI | 1 | 0 | 0 | NO | 1126.2176 | 1126.2176 | THERMO ELECTRON CORPORATI | H90-0030/A |  |  |  | 1BCB
6316 | 29200000TL | 03483 | EGC046034 | P | 58021901 | 58 | EGTL Spares | EGTL | 51 | 51Z | RECEPTACLE:MOBILE CRANE | 7892001012 | Electric-Other : | EA | 2 | 0 | 0 | NO | 28.07 | 56.14 | GROVE | 7892001012 |  |  |  | 3XAC
6317 | 29200000TL | 03483 | EGC046034 | P | 58021907 | 58 | EGTL Spares | EGTL | 51 | 51Z | RECEPTACLE:MOBILE CRANE | 7892100026 | Electric-Other : | EA | 2 | 0 | 0 | NO | 43.42 | 86.84 | GROVE | 7892100026 |  |  |  | 3XAC
6318 | 29200000TL | 03483 | EGC046034 | P | 58021932 | 58 | EGTL Spares | EGTL | 54 | 54Z | KIT:SEAL,MOTOR ASSEMBLY | SWING DRIVE | *OBS*GS&P-Other : CONTAINS O-RING (7755245000), O-RING (7755152000), O-RING (7755251000), O-RING (7755260000), O-RING (7755170000), O-RING (7755265000) | EA | 1 | 0 | 0 | NO | 93.14 | 93.14 | GROVE | 9576101101 |  |  |  | 3XAC
6319 | 29200000TL | 03483 | EGC046034 | P | 58021939 | 58 | EGTL Spares | EGTL | 54 | 54Z | KIT:SEAL,PUMP ASSY | PISTON,CONTAINS SEALS | *OBS*GS&P-Other : | EA | 1 | 0 | 0 | NO | 252.05 | 252.05 | GROVE | 9722105566 |  |  |  | 3XAC
6320 | 29200000TL | 03483 | EGC046034 | P | 58021941 | 58 | EGTL Spares | EGTL | 51 | 51Z | PLUG:MOBILE CRANE | 9904101047 | Electric-Other : | EA | 1 | 0 | 0 | NO | 11.77 | 11.77 | GROVE | 9904101047 |  |  |  | 3XAC
6321 | 29200000TL | 03483 | EGC046034 | P | 58021991 | 58 | EGTL Spares | EGTL | 51 | 51Z | RECEPTACLE:MOBILE CRANE | 7892100024 | Electric-Other : | EA | 1 | 0 | 0 | NO | 41.01 | 41.01 | GROVE | 7892100024 |  |  |  | 3XAC
6322 | 29200000TL | 03483 | EGC046034 | P | 58021997 | 58 | EGTL Spares | EGTL | 51 | 51Z | FUSE:GRAPH,CONSOLE | (VER.) - IFLEX5,2A | Electric-Other : | EA | 1 | 0 | 0 | NO | 2.81 | 2.81 | GROVE | 9333103894 |  |  |  | 3XAC
6323 | 29200000TL | 03483 | EGC046035 | P | 42400859 | 42 | Hoisting Equip/Cranes & Parts | EGTL | 66 | 66Z | CONNECTOR: CABLE REEL, | MATERIAL METAL | Valve-Other : CRANE MODEL RT-650E, SERIAL NOS. 222803, 222804 AND 224852. | EA | 2 | 0 | 0 | NO | 78.7133 | 157.4266 | GROVE | 9333103906
6324 | 29200000TL | 03483 | EGC046035 | P | 42400873 | 42 | Hoisting Equip/Cranes & Parts | EGTL | 66 | 66S | TERMINAL: ELECTRICAL, | MATERIAL METAL, | Valve - On/Off, solenoid, actuated :CRANE MODEL RT-650E, SERIAL NOS. 222803, 222804 AND 224852 | EA | 1 | 0 | 0 | NO | 1.6524 | 1.6524 | GROVE | 7364001847
6325 | 29200000TL | 03483 | EGC046035 | P | 42400921 | 42 | Hoisting Equip/Cranes & Parts | EGTL | 64 | 64D | SEAL: CABLE, | COLOR DARK RED, | Cranes & Parts / Accessories : CRANE MODEL: RT-650E, SERIAL NOS. 222803, 222804 AND 224852 | EA | 2 | 0 | 0 | NO | 1.1302 | 2.2604 | GROVE | 7892100003
6326 | 29200000TL | 03483 | EGC046035 | P | 42400936 | 42 | Hoisting Equip/Cranes & Parts | EGTL | 14 | 14Z | RECEPTACLE: WIRE HARNESS, | STYLE CUMMINS, | Instruments - Other & Parts : | EA | 2 | 0 | 0 | NO | 20.3738 | 40.7476 | GROVE | 7892100025
6327 | 29200000TL | 03483 | EGC046035 | P | 42401285 | 42 | Hoisting Equip/Cranes & Parts | EGTL | 64 | 64D | KIT: SEAL | FOR GROVE CRANE RT-890 | Cranes & Parts / Accessories : ENGINE MODEL : QSB 6, CPL NUMBER : 8611, EQUIPMENT S/N : 230580 FOR ESCRAVOS ROLLING STOCK CRANE 86 | EA | 2 | 0 | 0 | NO | 280.8012 | 561.6024 | MANITOWOC | 9049111761 | [9 empty] | RT-890
6328 | 29200000TL | 03483 | EGC046035 | P | 58021910 | 58 | EGTL Spares | EGTL | 51 | 51Z | RECEPTACLE:MOBILE CRANE | 7892100086 | Electric-Other : | EA | 1 | 0 | 0 | NO | 17.9 | 17.9 | GROVE | 7892100086 |  |  |  | 3XAC
6329 | 29200000TL | 03483 | EGC046035 | P | 58021913 | 58 | EGTL Spares | EGTL | 54 | 54Z | KIT:SEAL | FOR MOBILE CRANES | *OBS*GS&P-Other : | EA | 1 | 0 | 0 | NO | 26.05 | 26.05 | GROVE | 90000927 |  |  |  | 3XAC
6330 | 29200000TL | 03483 | EGC046035 | P | 58021943 | 58 | EGTL Spares | EGTL | 87 | 87B | KIT:SEAL,VALVE ASSEMBLY | DIRECTIONAL CONTROL 4 SECTION | *OBS*GS&P-Other : CONTAINS O-RINGS,SEALS | EA | 1 | 0 | 1 | NO | 193.11 | 193.11 | GROVE | 9326113031 |  |  |  | 3XAC
6331 | 29200000TL | 03483 | EGC046035 | P | 58021956 | 58 | EGTL Spares | EGTL | 51 | 51Z | TERMINAL:MOBILE CRANE | 7345001946 | Electric-Other : | EA | 1 | 0 | 0 | NO | 3.33 | 3.33 | GROVE | 7345001946 |  |  |  | 3XAC
6332 | 29200000TL | 03483 | EGC046035 | P | 58021972 | 58 | EGTL Spares | EGTL | 51 | 51Z | FUSE | SUPERSTRUCTURE CAB,7-1/2A | Electric-Other : | EA | 1 | 0 | 0 | NO | 2.43 | 2.43 | GROVE | 7482000034 |  |  |  | 3XAC
6333 | 29200000TL | 03483 | EGC046035 | P | 58021998 | 58 | EGTL Spares | EGTL | 54 | 54Z | KIT:SEAL | FOR MOBILE CRANES | *OBS*GS&P-Other : | EA | 1 | 0 | 0 | NO | 58.12 | 58.12 | GROVE | 9372103153 |  |  |  | 3XAC
6334 | 29200000TL | 03483 | EGC046036 | P | 58022035 | 58 | EGTL Spares | EGTL | 87 | 87B | HOSE: RADIATOR | LOWER,RUBBER,CURVED | *OBS*Hoses&Parts-Oth : | EA | 1 | 0 | 1 | NO | 155.94 | 155.94 | GROVE | 1007953 |  |  |  | 3XAC
6335 | 29200000TL | 03483 | EGC046036 | P | 58022036 | 58 | EGTL Spares | EGTL | 57 | 57Z | HOSE: RADIATOR | UPPER,RUBBER,CURVED | *OBS*Hoses&Parts-Oth : | EA | 1 | 0 | 0 | NO | 93.26 | 93.26 | GROVE | 1103709 |  |  |  | 3XAC
6336 | 29200000TL | 03483 | EGC046036 | P | 58022096 | 58 | EGTL Spares | EGTL | 75 | 75F | BRACKET:UPPER, ANTI 2 BLOCK | ASSEMBLY 3340, MOBILE CRANES | Material Handling - Lifting Equipment and Accessories : | EA | 1 | 0 | 0 | NO | 128.64 | 128.64 | GROVE | 1101450 |  |  |  | 3XAC
6337 | 29200000TL | 03483 | EGC046036 | P | 58022112 | 58 | EGTL Spares | EGTL | 87 | 87Z | HOSE: RADIATOR,RBR,CURVED | MOBILE CRANES | *OBS*Engines - Other : | EA | 1 | 0 | 0 | NO | 30.19 | 30.19 | GROVE | 1000182 |  |  |  | 3XAC
6338 | 29200000TL | 03483 | EGC046036 | P | 58022117 | 58 | EGTL Spares | EGTL | 87 | 87Z | HOSE: RADIATOR,RBR,CURVED | MOBILE CRANES | *OBS*Engines - Other : | EA | 1 | 0 | 0 | NO | 122.98 | 122.98 | GROVE | 1005457 |  |  |  | 3XAC
6339 | 29200000TL | 03483 | EGC046036 | P | 58022118 | 58 | EGTL Spares | EGTL | 87 | 87Z | HOSE: RADIATOR,RBR,CURVED | MOBILE CRANES | *OBS*Engines - Other : | EA | 1 | 0 | 0 | NO | 106.18 | 106.18 | GROVE | 1006662 |  |  |  | 3XAC
6340 | 29200000TL | 03483 | EGC046037 | P | 42401507 | 42 | Hoisting Equip/Cranes & Parts | EGTL | 51 | 51Z | BULB | 12 VOLT | Electric-Other : Model - RT-540E (40 TON CRANE)Crane serial number - 228264Manufacturer - Cummins Engine Company Model - QSB 6.7Engine CPL (Control Parts Listing)- 0426Engine Serial Number - 46956578 | EA | 1 | 0 | 0 | NO | 78.3333 | 78.3333 | GROVE | 9581100406
6341 | 29200000TL | 03483 | EGC046037 | P | 58018576 | 58 | EGTL Spares | EGTL | 87 | 87Z | HOSE: RADIATOR, LOWER | 1-1/4 IN DIA,RBR,CURVED | *OBS*Engines - Other : | EA | 2 | 0 | 0 | NO | 95.08 | 190.16 | FREIGHTLINER | 05-23058-000 |  |  |  | 3XAC
6342 | 29200000TL | 03483 | EGC046037 | P | 58018577 | 58 | EGTL Spares | EGTL | 87 | 87Z | BELT:TIPPER TRUCK 8-14 TON | 1975 MM,PLASTIC POLYESTER | *OBS*Engines - Other : | EA | 2 | 0 | 0 | NO | 128.86 | 257.72 | FREIGHTLINER | 01-23415-058 |  |  |  | 3XAC
6343 | 29200000TL | 03483 | EGC046037 | P | 58018578 | 58 | EGTL Spares | EGTL | 51 | 51B | LIGHT:LOW BEAM,12 V,55W,CLEAR | TIPPER TRUCK 8-14 TON | Electric Components - Lighting : | EA | 4 | 0 | 0 | NO | 21.84 | 87.36 | FREIGHTLINER | SYL/9006XSLL |  |  |  | 3XAC
6344 | 29200000TL | 03483 | EGC046037 | P | 58018579 | 58 | EGTL Spares | EGTL | 51 | 51B | LIGHT:HIGH BEAM,12 V,55W,CLEAR | TIPPER TRUCK 8-14 TON | Electric Components - Lighting : | EA | 4 | 0 | 0 | NO | 21.84 | 87.36 | FREIGHTLINER | SYL/9005XSLL |  |  |  | 3XAC
6345 | 29200000TL | 03483 | EGC046037 | P | 58018588 | 58 | EGTL Spares | EGTL | 51 | 51Z | THERMOSTAT: AUTOMOTIVE | CATERPILLER ENGINE,6 CYL, | Electric-Other : ENGINE MODEL C7 | EA | 1 | 0 | 0 | NO | 24.23 | 24.23 | FREIGHTLINER | 1154223 |  |  |  | 3XAC
6346 | 29200000TL | 03483 | EGC046037 | P | 58018589 | 58 | EGTL Spares | EGTL | 51 | 51C | FUSE:ASSORTMENT,150 A | 32 VDC,2000A@32VDC IR,2 BOLTS | Electric Components - Motor / Generator :PLASTIC,.75 IN X 2.70 IN X .42 IN | EA | 1 | 0 | 0 | NO | 22.28 | 22.28 | FREIGHTLINER | LF/298150 |  |  |  | 3XAC
6347 | 29200000TL | 03483 | EGC046037 | P | 58021671 | 58 | EGTL Spares | EGTL | 51 | 51Z | SWITCH: PRESSURE | 12VDC,1/8 IN MNPT,BOTTOM | Electric-Other : 0-150 PSI RANGE,DPDT,BLACK ENCLOSURE, VDD2, DPDT-2PS-SLT, LIGHTED | EA | 4 | 0 | 0 | NO | 21.1 | 84.4 | WES GARDE COMPONENTS | VDD2COTB-A8COO-OOO |  |  |  | 3XAC
6348 | 29200000TL | 03483 | EGC046037 | P | 58021678 | 58 | EGTL Spares | EGTL | 87 | 87B | VANE: 24 IN LONG | NONMETALLIC, AC4 | *OBS*Machinery-Misc- : | EA | 3 | 2 | 3 | NO | 157.66 | 472.98 | MORO | 657500542 |  |  |  | 3XAC
6349 | 29200000TL | 03483 | EGC046037 | P | 58800176 | 58 | EGTL Spares | EGTL | 53 | 53C | TUBE: FITTING ELBOW MALE | 1/16 IN TUBE OD X 1/16 IN | Fittings - Tube :NPT, STAINLESS STEEL | EA | 5 | 2 | 5 | NO | 37.3 | 186.5 | SWAGELOK | SS-100-2-1
6350 | 29200000TL | 03483 | EGC046037 | P | 58800190 | 58 | EGTL Spares | EGTL | 53 | 53C | TUBE: FITTING REDUCER | 1/16 IN X 1/8 IN | Fittings - Tube :Tube OD, SS | EA | 10 | 5 | 10 | NO | 20.24 | 202.4 | SWAGELOK | SS-100-R-2
6351 | 29200000TL | 03483 | EGC046037 | P | 58800192 | 58 | EGTL Spares | EGTL | 53 | 53C | TUBE: FITTING CONNECTOR FEMALE | 1/8 IN | Fittings - Tube :SS Tube OD x 1/8 in. Female NPT | EA | 5 | 2 | 5 | NO | 14.21 | 71.05 | SWAGELOK | SS-200-7-2
6352 | 29200000TL | 03483 | EGC046038 | P | 58014941 | 58 | EGTL Spares | EGTL | 61 | 61A | CONNECTION:1/4IN X 1/4 | 316 SS, ASTM A-276 | SWAGELOK, SS-400-1-4 | EA | 7 | 0 | 0 | NO | 5.1404 | 35.9828
6353 | 29200000TL | 03483 | EGC046038 | P | 58018110 | 58 | EGTL Spares | EGTL | 53 | 53C | PLUG: PIPE 1/4 IN | THREAD, HEX HEAD | Fittings - Tube :MONEL, ASTM B164, VENTABLE MINI BLEED | EA | 20 | 0 | 0 | NO | 93.504 | 1870.08 | SWAGELOK | A7-525-K1 |  |  |  | 3CBC
6354 | 29200000TL | 03483 | EGC046038 | P | 58021658 | 58 | EGTL Spares | EGTL | 14 | 14Z | GLASS: SIGHT | 5 IN, CLEAR | Instruments - Other & Parts : | EA | 2 | 0 | 0 | NO | 10.64 | 21.28 | MORO | 965034000 |  |  |  | 3XAC
6355 | 29200000TL | 03483 | EGC046038 | P | 58021659 | 58 | EGTL Spares | EGTL | 54 | 54B | GASKET:SIGHT GLASS | 5 IN,BUNA-N,CIRCULAR | Seals : | EA | 2 | 0 | 0 | NO | 1.89 | 3.78 | LAUREL RUBBER & GASKET | 1083 |  |  |  | 3XAC
6356 | 29200000TL | 03483 | EGC046038 | P | 58021663 | 58 | EGTL Spares | EGTL | 87 | 87Z | TACHOMETER:VACUUM TRUCK | 0-3000 RPM RANGE,12VDC | *OBS*Engines - Other : | EA | 1 | 0 | 0 | NO | 214.06 | 214.06 | AMETEK | 00049361 |  |  |  | 3XAC
6357 | 29200000TL | 03483 | EGC046038 | P | 58021665 | 58 | EGTL Spares | EGTL | 56 | 56Z | LOCK:CABINET DOOR | 6 IN X 6 IN,SS,HAND OPERATED | Fasteners / Hardware : | EA | 2 | 0 | 0 | NO | 57.06 | 114.12 | AUSTIN HARDWARE | 430321028 |  |  |  | 3XAC
6358 | 29200000TL | 03483 | EGC046038 | P | 58021666 | 58 | EGTL Spares | EGTL | 14 | 14Z | GLASS: SIGHT | 5 IN,145 LB,GLASS,CLEAR | Instruments - Other & Parts : MAXOS | EA | 1 | 0 | 0 | NO | 90.09 | 90.09 | T.G. RANKIN CO., INC. | GLMX-125X15 |  |  |  | 3XAC
6359 | 29200000TL | 03483 | EGC046038 | P | 58021672 | 58 | EGTL Spares | EGTL | 51 | 51Z | SWITCH: PRESSURE | 12VDC,3/4 IN X 1.25 IN | Electric-Other : SPADE CONNECTORS,BACK,SPDT,GENERAL PURPOSE ENCLOSURE, V81A | EA | 2 | 0 | 0 | NO | 19.68 | 39.36 | WES GARDE COMPONENTS | V81AS00B-AZC00-000 |  |  |  | 3XAC
6360 | 29200000TL | 03483 | EGC046038 | P | 58021673 | 58 | EGTL Spares | EGTL | 51 | 51Z | SWITCH:VACUUM TRUCK,SPDT | 12VDC,5-15A,NO-NC | Electric-Other : PANEL MOUNT, P-POS, P-POS | EA | 2 | 0 | 0 | NO | 25.2 | 50.4 | WES GARDE COMPONENTS | VA1AAT0B-ARC00-000 |  |  |  | 3XAC
6361 | 29200000TL | 03483 | EGC046038 | P | 58021674 | 58 | EGTL Spares | EGTL | 14 | 14Z | SWITCH: PRESSURE | 12VDC,1/8 IN MNPT,BOTTOM | Instruments - Other & Parts : 35 PSI RANGE,N.O.,GENERAL PURPOSE ENCLOSURE, NO SET AT 35 PSI, HONEYWELL, MIN QTY=150 PCS, NO | EA | 2 | 0 | 0 | NO | 24.37 | 48.74 | ARROW ADVANTAGE | 76053 |  |  |  | 3XAC
6362 | 29200000TL | 03483 | EGC046038 | P | 58021677 | 58 | EGTL Spares | EGTL | 74 | 74Z | COUPLER:VACUUM TRUCK,6 IN | ELASTIC, AC4 | *OBS*Machinery-Misc- : | EA | 1 | 0 | 0 | NO | 76.43 | 76.43 | MORO | 923000000 |  |  |  | 3XAC
6363 | 29200000TL | 03483 | EGC046038 | P | 58021679 | 58 | EGTL Spares | EGTL | 54 | 54B | KIT:GASKET | FOR 3 TON VACUUM TRUCK | Seals : CONTAINS SEALS,GASKETS, AC4 WITHOUT BEAR | EA | 1 | 0 | 0 | NO | 205.27 | 205.27 | MORO | 889900850 |  |  |  | 3XAC
6364 | 29200000TL | 03483 | EGC046038 | P | 58800175 | 58 | EGTL Spares | EGTL | 53 | 53C | TUBE: FITTING ELBOW MALE | 1/16 IN TUBE OD x 1/8 IN | Fittings - Tube :NPT, STAINLESS STEEL | EA | 5 | 2 | 5 | NO | 33.24 | 166.2 | SWAGELOK | SS-100-2-2
6365 | 29200000TL | 03483 | EGC046038 | P | 58800177 | 58 | EGTL Spares | EGTL | 51 | 51C | SCREEN: BUG 3/8 IN NPT | 3/8 IN VENT PROTECTOR | Electric Components - Motor / Generator :STAINLESS STEEL | EA | 29 | 20 | 40 | NO | 39.14 | 1135.06 | SWAGELOK | SS-MD-6
6366 | 29200000TL | 03483 | EGC046038 | P | 58800188 | 58 | EGTL Spares | EGTL | 53 | 53C | TUBE: FITTING REDUCER | 1/8 IN X 1/16 IN TUBE OD | Fittings - Tube :STAINLESS STEEL | EA | 10 | 5 | 10 | NO | 32.8 | 328 | SWAGELOK | SS-200-R-1
6367 | 29200000TL | 03483 | EGC046038 | P | 58800191 | 58 | EGTL Spares | EGTL | 53 | 53C | TUBE: FITTING CONNECTOR FEMALE | 1/8 TUBE OD X 1/4 IN | Fittings - Tube :NPT, STAINLESS STEEL | EA | 5 | 2 | 5 | NO | 16.82 | 84.1 | SWAGELOK | SS-200-7-4
6368 | 29200000TL | 03483 | EGC046039 | P | 58015048 | 58 | EGTL Spares | EGTL | 66 | 66A | VALVE:BALL 1/2 IN, 2500 PSIG, | TUBE,MONEL BODY, 1/2 IN PORT, | Valve-Ball : BALL,HANDLE WITH LATCH LOCK OPERATED,250 DEG F,TEFLON PACKING,2-WAY, 130-AX-1003, 130-AX-2003, 172-AX-0001, 172-AX-0002, 172-AX-0114, 172-AX-0115, 172-AX-0218, 172-AX-0219, 172 (FOR ANALYZER) | EA | 3 | 0 | 0 | NO | 1135.6582 | 3406.9746 | SWAGELOK | M-45S8-LL |  |  |  | 1BCB
6369 | 29200000TL | 03483 | EGC046039 | P | 58015056 | 58 | EGTL Spares | EGTL | 14 | 14C | FLOWMETER:ANALYZER,3/8 IN FNPT | 2 GPM (8.9 LPM) RANGE,SS | Flow Measuring Instruments : WITH VALVE, 150-AX-0011 | EA | 4 | 0 | 0 | NO | 1202.9015 | 4811.606 | KING | 7453G32224 |  |  |  | 1BCB | [5 empty] | 7540
6370 | 29200000TL | 03483 | EGC046039 | P | 58021660 | 58 | EGTL Spares | EGTL | 55 | 55B | GAUGE: PRESSURE | 30-30 RANGE,2-1/2 IN DIAL | *OBS*Gage&Parts-Pres : 1/4 IN NPT,316 SS CASE,BRASS TUBE,BRASS,BACK,PANEL MOUNT,GLYCERINE FILLED | EA | 3 | 0 | 0 | NO | 38.26 | 114.78 | CROSS CO. |  |  |  |  | 3XAC
6371 | 29200000TL | 03483 | EGC046039 | P | 58021664 | 58 | EGTL Spares | EGTL | 14 | 14Z | SENSOR:MAGNET | FOR VACUUM TRUCK 3 TON | Instruments - Other & Parts : | EA | 1 | 0 | 0 | NO | 54.34 | 54.34 | AMETEK | SM30447060 |  |  |  | 3XAC
6372 | 29200000TL | 03483 | EGC046039 | P | 58021684 | 58 | EGTL Spares | EGTL | 66 | 66H | PILOT: VALVE | 1/4 IN VALVE,STEEL,ARO | Valve-Safety Relief : | EA | 2 | 0 | 0 | NO | 178.01 | 356.02 | CROSS CO. | E312LS |  |  |  | 3XAC
6373 | 29200000TL | 03483 | EGC046039 | P | 58062074 | 58 | EGTL Spares | EGTL | 53 | 53C | FERRULES: SS FRONT | 316 STAINLESS STEEL | FRONT FERRULE FOR 1 IN. SWAGELOK TUBE FITTING | EA | 40 | 0 | 0 | NO | 0 | 0 | SWAGELOK | SS-1613-1
6374 | 29200000TL | 03483 | EGC046039 | P | 58064160 | 58 | EGTL Spares | EGTL | 54 | 54B | LUG:KITMOLDED CASE | K-FRAME CIRCUITE BREAKER | LUG KIT, 1P, 250 - 500MCM, FOR MOLDED CASE, BREAKER, K FRAME LINE AND LOAD TERMINALS, ALUMINUM, CU/AL WIRE, 250-500 AWG WIRE RANGE, 1 CONDUCTOR, 1 LUG. FOR 350 AMP K-FRAME BREAKERS DIMENSIONS: H-1.4 IN, L-2.2 IN, W-1.5 IN, Wt.-1LB. | EA | 10 | 0 | 0 | NO | 35.234 | 352.34 | CUTLER HAMMER | TA350K |  |  |  | 2BAC | [5 empty] | 5112A71G02
6375 | 29200000TL | 03483 | EGC046040 | P | 58015586 | 58 | EGTL Spares | EGTL | 34 | 34A | CONTROLLER:MASS FLOW,100 SCCM | RANGE, 1179A12CS1BV-SPCS | Laboratory - Analytical Instruments : FOR USE ON PERMEATION SYSTEM | EA | 4 | 0 | 0 | NO | 5020.97 | 20083.88 | KIN-TEK | 34-061 |  |  |  | 1BCB
6376 | 29200000TL | 03483 | EGC046040 | P | 58015588 | 58 | EGTL Spares | EGTL | 14 | 14C | METER: MASS FLOW 5000 SCCM | SULFUR ANALYZER | Flow Measuring Instruments : FOR PERMEATION SYSTEM; TAG 120-AT-1126, 2126, 130-AT-1005, 2005 | EA | 4 | 0 | 0 | NO | 3669.7089 | 14678.8356 | KIN-TEK | 35-110 |  |  |  | 1BCB
6377 | 29200000TL | 03483 | EGC046040 | P | 58800179 | 58 | EGTL Spares | EGTL | 53 | 53C | TUBE: FITTING REDUCER | 1/2 IN X 1/2 IN TUBE OD | Fittings - Tube :STAINLESS STEEL | EA | 7 | 5 | 10 | NO | 22.7415 | 159.1905 | SWAGELOK | SS-810-R-8
6378 | 29200000TL | 03483 | EGC046040 | P | 58800182 | 58 | EGTL Spares | EGTL | 53 | 53C | REDUCER: TUBE FITTING | 1/4 IN TUBE X 3/8 IN OD | Fittings - Tube :STAINLESS STEEL | EA | 40 | 8 | 14 | NO | 19.8408 | 793.632 | SWAGELOK | SS-600-R-6 | [9 empty] | SS-600-R-6
6379 | 29200000TL | 03483 | EGC046040 | P | 58800185 | 58 | EGTL Spares | EGTL | 53 | 53C | TUBE: FITTING REDUCER | 1/8 IN X 3/8 IN TUBE OD | Fittings - Tube :STAINLESS STEEL | EA | 5 | 2 | 5 | NO | 14.98 | 74.9 | SWAGELOK | SS-200-R-6
6380 | 29200000TL | 03483 | EGC046040 | P | 58800187 | 58 | EGTL Spares | EGTL | 53 | 53C | TUBE: FITTING REDUCER | 1/8 IN X 1/8 IN TUBE OD | Fittings - Tube :STAINLESS STEEL | EA | 10 | 5 | 10 | NO | 19.54 | 195.4 | SWAGELOK | SS-200-R-2
6381 | 29200000TL | 03483 | EGC046040 | P | 58800189 | 58 | EGTL Spares | EGTL | 53 | 53C | TUBE: FITTING REDUCER | 1/16 IN X 1/4 IN. TUBE OD | Fittings - Tube :STAINLESS STEEL, | EA | 10 | 5 | 10 | NO | 24.62 | 246.2 | SWAGELOK | SS-100-R-4
6382 | 29200000TL | 03483 | EGC046041 | P | 58022076 | 58 | EGTL Spares | EGTL | 75 | 75B | MOTOR:WIPER,12V | NO FRAME | *OBS*Matl Hand-Parts : | EA | 1 | 0 | 0 | NO | 192.12 | 192.12 | GROVE | 1000340 |  |  |  | 3XAC
6383 | 29200000TL | 03483 | EGC046041 | P | 58022247 | 58 | EGTL Spares | EGTL | 75 | 75F | PIECE | SLIDING | Material Handling - Lifting Equipment and Accessories : FOR MOBILE CRANES | EA | 2 | 1 | 2 | NO | 1471.42 | 2942.84 | GROVE | 03113724 |  |  |  | 3XAC
6384 | 29200000TL | 03483 | EGC046041 | P | 74351304 | 74 | Meters & Gauging | EGTL | 11 | 11G | MODULE:ANALOG IFM | FEED THROUGH 8 CHANNEL | Computer Hardware - EPOS : WITH 3 TERMINALS FOR CHANNEL. REPLACED AGBAMI-SB SYMBOL # 97811352 | EA | 3 | 1 | 3 | NO | 218.887 | 656.661 | ROCKWELL AUTOMATION | 1492-AIFM8-3
6385 | 29200000TL | 03483 | EGC046042 | P | 58022244 | 58 | EGTL Spares | EGTL | 75 | 75F | PIECE | SLIDING | Material Handling - Lifting Equipment and Accessories : FOR MOBILE CRANES | EA | 2 | 0 | 0 | NO | 1842.39 | 3684.78 | GROVE | 03113565 |  |  |  | 3XAC
6386 | 29200000TL | 03483 | EGC046042 | P | 58022246 | 58 | EGTL Spares | EGTL | 75 | 75F | PIECE | SLIDING | Material Handling - Lifting Equipment and Accessories : FOR MOBILE CRANES | EA | 2 | 0 | 0 | NO | 1618.04 | 3236.08 | GROVE | 03113678 |  |  |  | 3XAC
6387 | 29200000TL | 03483 | EGC046042 | P | 58022248 | 58 | EGTL Spares | EGTL | 75 | 75F | PIECE | SLIDING | Material Handling - Lifting Equipment and Accessories : FOR MOBILE CRANES | EA | 2 | 0 | 0 | NO | 1298.68 | 2597.36 | GROVE | 03113748 |  |  |  | 3XAC
6388 | 29200000TL | 03483 | EGC046045 | P | 58007056 | 58 | EGTL Spares | EGTL | 53 | 53C | TEE:PNEUMATIC,6MM,PUSH-IN,PBT | FITTING,FESTO,CONNECTOR,QST-6 | Fittings - Tube : | EA | 10 | 5 | 20 | NO | 5.64 | 56.4 | FESTO | 153129 |  |  |  | 3CAC
6389 | 29200000TL | 03483 | EGC046045 | P | 58007057 | 58 | EGTL Spares | EGTL | 53 | 53C | TEE:PNEUMATIC,8MM,PUSH-IN,PBT | FITTING,FESTO,CONNECTOR,QST-8 | Fittings - Tube : | EA | 10 | 0 | 0 | NO | 6.69 | 66.9 | FESTO | 153130 |  |  |  | 3CAC
6390 | 29200000TL | 03483 | EGC046045 | P | 58007059 | 58 | EGTL Spares | EGTL | 53 | 53C | TEE:PNEUMATIC,12MM,PUSH-IN,PBT | FITTING,FESTO,CONNECTOR,QST-12 | Fittings - Tube : | EA | 10 | 0 | 0 | NO | 10.69 | 106.9 | FESTO | 153132 |  |  |  | 3CAC
6391 | 29200000TL | 03483 | EGC046045 | P | 58007061 | 58 | EGTL Spares | EGTL | 53 | 53C | FITTING: PUSH-IN THREADED | PNUEMATIC | Fittings - Tube :TYPE QS-1/8-6 | EA | 18 | 2 | 4 | NO | 2.3699 | 42.6582 | FESTO | 153022 |  |  |  | 3CAC
6392 | 29200000TL | 03483 | EGC046045 | P | 58007063 | 58 | EGTL Spares | EGTL | 53 | 53C | FITTING:PUSH-IN THREADED | PNUEMATIC,FESTO, TYPE QS-1/4-8 | Fittings - Tube : | EA | 8 | 5 | 20 | NO | 3 | 24 | FESTO | 153005 |  |  |  | 3CAC
6393 | 29200000TL | 03483 | EGC046045 | P | 58015015 | 58 | EGTL Spares | EGTL | 66 | 66O | VALVE: CHECK 1/4 IN,375°F @ | 2185 PSIG /190°C @ 150 BAR | Valve - Check : SWAGELOK TUBE FITTING,316 SS BODY,FIXED PRESSURE,375°F,FLUOROCARBON FKM,POPPET,1 WAY, TF, 20-AX-1122, 120-AX-1123, 120-AX-2124, 120-AX-2125, 120-AX-2126, 130-AX-1001, 130-AX-2001 (FOR ANALYZER) | EA | 8 | 0 | 0 | NO | 397.6538 | 3181.2304 | SWAGELOK | SS-4C-1/3 |  |  |  | 1BCB
6394 | 29200000TL | 03483 | EGC046046 | P | 58006265 | 58 | EGTL Spares | EGTL | 51 | 51C | FUSE:ELECTRONIC,1.5A,250VAC | 100A AT 250VAC,10KA AT 125VAC | Electric Components - Motor / Generator :IR,SCREW CLAMP,GLASS,6.3 MM X 32 MM, INSTR,FUSES AND TUBING | EA | 120 | 0 | 0 | NO | 1 | 120 | COOPER BUSSMANN | BK/AGC-1-1/2 |  |  |  | 2CAC
6395 | 29200000TL | 03483 | EGC046046 | P | 58006266 | 58 | EGTL Spares | EGTL | 51 | 51C | FUSE:ELECTRONIC,500MA,250VAC | 35A AT 250VAC IR,GLASS,5 MM | Electric Components - Motor / Generator :X 20 MM(SMALL DIMENSION) INSTR | EA | 70 | 60 | 120 | NO | 1.8699 | 130.893 | COOPER BUSSMANN | S 500-500-R |  |  |  | 2CAC
6396 | 29200000TL | 03483 | EGC046046 | P | 58006268 | 58 | EGTL Spares | EGTL | 51 | 51C | FUSE:ELECTRONIC,250MA,250VAC | 35A AT 250VAC IR,GLASS,5 MM | Electric Components - Motor / Generator :X 20 MM(SMALL DIMENSION) INSTR | EA | 70 | 0 | 0 | NO | 2 | 140 | COOPER BUSSMANN | S 500-250-R |  |  |  | 2CAC
6397 | 29200000TL | 03483 | EGC046046 | P | 58006269 | 58 | EGTL Spares | EGTL | 51 | 51C | FUSE:ELECTRONIC,1/4A,250VAC | 35A AT 250VAC,10KA AT 125VAC | Electric Components - Motor / Generator :IR (SMALL DIMENSION) SCREW CLAMP,GLASS,6.3 MM X 32 MM, INSTR | EA | 120 | 0 | 0 | NO | 1 | 120 | COOPER BUSSMANN | BK/AGC-1/4 |  |  |  | 2CAC
6398 | 29200000TL | 03483 | EGC046046 | P | 58006271 | 58 | EGTL Spares | EGTL | 51 | 51C | FUSE:ELECTRONIC,500MA,250VAC | 35A AT 250VAC IR,GLASS,5 MM | Electric Components - Motor / Generator :X 20 MM(SMALL DIMENSION) INSTR | EA | 100 | 0 | 0 | NO | 2 | 200 | COOPER BUSSMANN | S 506-500-R |  |  |  | 2CAC
6399 | 29200000TL | 03483 | EGC046046 | P | 58007071 | 58 | EGTL Spares | EGTL | 53 | 53C | ELBOW:PNEUMATIC, SWIVEL | FITTING,FESTO,TYP LCK-1/8-PK-4 | Fittings - Tube : | EA | 10 | 0 | 0 | NO | 6 | 60 | FESTO | 4469 |  |  |  | 3CAC
6400 | 29200000TL | 03483 | EGC046046 | P | 58015313 | 58 | EGTL Spares | EGTL | 66 | 66H | TUBE: ADAPTER LDV | SST COLOUR BAND-CLEAR | Valve-Safety Relief : MODEL 11; FOR MAXUM II GC TAG: 130-AT-1001, 130-AT-2001 AND 187-AT-0001 | EA | 2 | 1 | 2 | NO | 139.1164 | 278.2328 | SIEMENS, HOUSTON, TEXAS, | 2015573-001 |  |  |  | 1BCB
6401 | 29200000TL | 03483 | EGC046046 | P | 58015462 | 58 | EGTL Spares | EGTL | 34 | 34A | TUBE: FLEXIBLE VACUUM CFPP | SILICONE TUBE 4 X 1.5 MMF | Laboratory - Analytical Instruments : FOR COLD FILTER PLUG POINT ANALYZER. TAG: 150 AT 0011 | EA | 2 | 0 | 0 | NO | 22.0128 | 44.0256 | PRECISION SCIENTIFIC | 301-71 |  |  |  | 1BCB
6402 | 29200000TL | 03483 | EGC046046 | P | 58015559 | 58 | EGTL Spares | EGTL | 87 | 87B | TRIGGER | SLIDE | Engines - Parts : FOR SULFUR (H2S) ANALYZER PICTURE OF PART AVAILABLE AT HTTP://WWW.GALVANIC.COM/PARTS/SA0469" | EA | 3 | 0 | 0 | NO | 828.16 | 2484.48 | GALVANIC APPLIED SCIENCES | SA0469 |  |  |  | 1BCB
6403 | 29200000TL | 03483 | EGC046046 | P | 58017937 | 58 | EGTL Spares | EGTL | 76 | 76Z | RING: WEAR, NITRONIC 60 ASTM | A743 GR CF10SMNN | Pumps-Other : &quot;CASING 172-PC-030A/B (MODEL 33410 S 4X6-11H) EGTL1-GOU-MEC-DD-720104 PART 103, (STEAM TURBINE COND. PUMP)&quot; | EA | 2 | 0 | 0 | NO | 689.3995 | 1378.799 | ITT CORPORATION | RB02024A021071 |  |  |  | 2BAB
6404 | 29200000TL | 03483 | EGC046046 | P | 58017939 | 58 | EGTL Spares | EGTL | 76 | 76Z | SLEEVE: SHAFT,1.75 IN 316 SS | FOR PUMP | Pumps-Other : 172-PC-030B, 172-PC-030B | EA | 3 | 0 | 0 | NO | 980.5683 | 2941.7049 | ITT CORPORATION | B01070A08 1203 |  |  |  | 2BAB
6405 | 29200000TL | 03483 | EGC046047 | P | 58002486 | 58 | EGTL Spares | EGTL | 76 | 76Z | KEY: IMPELLER | 303 SS ASTM A582-91 | Pumps-Other : FOR PUMP 172-PC-030A/B MODEL 3410 S 4X6-11H, 303 SS ASTM A582-91 | EA | 1 | 0 | 0 | NO | 20.712 | 20.712 | ITT CORPORATION | 49568 208 2226 |  |  |  | 2BAB
6406 | 29200000TL | 03483 | EGC046047 | P | 58002487 | 58 | EGTL Spares | EGTL | 52 | 52A | SCREW: SET, FLAT POINT | SOCKET HD,316 SS,ASTM A276-91A | *OBS*Fastener-BottWa : &quot;IMPELLER RINGS PUMPS 172-PC-030A/B MODEL 3410 4X6-11H, EGTL1-GOU-MEC-DD-720104 PART 320&quot; | EA | 6 | 0 | 0 | NO | 4.5026 | 27.0156 | ITT CORPORATION | 49514 202 2229 |  |  |  | 2BAB
6407 | 29200000TL | 03483 | EGC046047 | P | 58002491 | 58 | EGTL Spares | EGTL | 76 | 76Z | RING: RETAINING | SNAP,STEEL | Pumps-Other : &quot;IMPELLER 172-PC-030A/B EGTL1-GOU-MEC-DD-720104 PART 361 OR 361H&quot; | EA | 2 | 0 | 0 | NO | 6.3037 | 12.6074 | ITT CORPORATION | A00144A175 |  |  |  | 2BAB
6408 | 29200000TL | 03483 | EGC046047 | P | 58002503 | 58 | EGTL Spares | EGTL | 76 | 76Z | KEY | COUPLING | PUMP MODEL 3180 M 4 X 6 - 19: iTEM # 400; Drawing Number: A257366C; ITT JOB NUMBER: A77C; PUMP SERIAL NUMBER: E257C366-1-2-3-4-5-6 | EA | 1 | 0 | 1 | NO | 36.9214 | 36.9214 | ITT CORPORATION | 49568 306 2213 |  |  |  | 2BAB
6409 | 29200000TL | 03483 | EGC046047 | P | 58002529 | 58 | EGTL Spares | EGTL | 54 | 54B | RING | RTNG - 281 | (ITT GOULDS PUMPS, 58101 281) | EA | 2 | 0 | 0 | NO | 15.301 | 30.602
6410 | 29200000TL | 03483 | EGC046047 | P | 58002545 | 58 | EGTL Spares | EGTL | 50 | 50Z | BUSHING: PUMP CASING,GOULDS | STEAM TURBINE COND. PUMP | Bearings & Accessories - All :&quot;3171 1 X 1.5-6 ST PUMP,CARBON TEFLON, CSG TEF ST S WP ENCL, 172-PC-013, 172-PC-013W, 172-PC-014 (MODEL 3171 ST 1X1.5-6) EGTL1-GOU-MEC-DD-720902 PART 155&quot; | EA | 1 | 0 | 0 | NO | 200 | 200 | ITT CORPORATION | B00590B01 0000 |  |  |  | 2BAB
6411 | 29200000TL | 03483 | EGC046047 | P | 58002550 | 58 | EGTL Spares | EGTL | 52 | 52A | WASHER:IMPELLER 0.328 IN ID | STEAM TURBINE COND. PUMP | *OBS*Fastener-BottWa : &quot;1.06 IN OD,316 SS,172-PC-013, 172-PC-013W, 172-PC-014 (MODEL 3171 ST 1X1.5-6) EGTL1-GOU-MEC-DD-720702 PART 199, 172-PC-013&quot; | EA | 1 | 0 | 0 | NO | 32.4188 | 32.4188 | ITT CORPORATION | A00027B01 2229 |  |  |  | 2BAB
6412 | 29200000TL | 03483 | EGC046047 | P | 58002554 | 58 | EGTL Spares | EGTL | 76 | 76Z | RING: RETAINING SNAP | STEAM TURBINE COND. PUMP | Pumps-Other : 683 MM DIA X 5.3 MM (SMAX) X 0.2 MM (T),CS, WALDES N5002-244, 172-PC-013, 172-PC-013W, 172-PC-014 (MODEL 3171 ST 1X1.5-6) | EA | 1 | 0 | 0 | NO | 21.6125 | 21.6125 | ITT CORPORATION | 58101 244 2210 |  |  |  | 2BAB
6413 | 29200000TL | 03483 | EGC046047 | P | 58002557 | 58 | EGTL Spares | EGTL | 76 | 76Z | KEY:SHAFT | STEAM TURBINE COND. PUMP | Pumps-Other : SQ. 3/16 IN X 3/16 IN X 1-3/4 IN, CS, 172-PC-013, 172-PC-013W, 172-PC-014, (MODEL 3171 ST 1X1.5-6) | EA | 1 | 0 | 0 | NO | 52.2303 | 52.2303 | ITT CORPORATION | 49589 57 2210 |  |  |  | 2BAB
6414 | 29200000TL | 03483 | EGC046047 | P | 58006273 | 58 | EGTL Spares | EGTL | 51 | 51C | FUSE:ELECTRONIC,1A,250VAC | 35A AT 250VAC,10KA AT 125VAC | Electric Components - Motor / Generator :IR (SMALL DIMENSION) SCREW CLAMP,GLASS,6.3 MM X 32 MM, INSTR | EA | 120 | 0 | 0 | NO | 1 | 120 | COOPER BUSSMANN | BK/AGC-1 |  |  |  | 2CAC
6415 | 29200000TL | 03483 | EGC046047 | P | 58006275 | 58 | EGTL Spares | EGTL | 51 | 51C | FUSE:ELECTRONIC,2.5A,250VAC | 100A AT 250VAC,10KA AT 125VAC | Electric Components - Motor / Generator :IR (SMALL DIMENSION) SCREW CLAMP,GLASS,6.3 MM X 32 MM, INSTR | EA | 120 | 0 | 0 | NO | 1 | 120 | COOPER BUSSMANN | BK/AGC-2-1/2 |  |  |  | 2CAC
6416 | 29200000TL | 03483 | EGC046047 | P | 58006276 | 58 | EGTL Spares | EGTL | 51 | 51C | FUSE:ELECTRONIC,1A,250VAC | 35A AT 250VAC IR,GLASS,5 MM | Electric Components - Motor / Generator :X 20 MM (SMALL DIMENSION), INSTR | EA | 120 | 0 | 0 | NO | 2 | 240 | COOPER BUSSMANN | S 506-1-R |  |  |  | 2CAC
6417 | 29200000TL | 03483 | EGC046047 | P | 58006277 | 58 | EGTL Spares | EGTL | 51 | 51C | FUSE:GENERAL PURPOSE,2A,250VAC | 35A AT 250VAC IR,GLASS,5 MM | Electric Components - Motor / Generator :X 20 MM, INSTR | EA | 110 | 0 | 0 | NO | 2 | 220 | COOPER BUSSMANN | S500-2-R |  |  |  | 2CAC
6418 | 29200000TL | 03483 | EGC046047 | P | 58006279 | 58 | EGTL Spares | EGTL | 51 | 51C | FUSE:ELECTRONIC,1.25A,250VAC | 35A AT 250VAC IR,GLASS,5 MM | Electric Components - Motor / Generator :X 20 MM (SMALL DIMENSION) INSTR | EA | 90 | 0 | 0 | NO | 2 | 180 | COOPER BUSSMANN | S500-1.25-R |  |  |  | 2CAC
6419 | 29200000TL | 03483 | EGC046047 | P | 58006280 | 58 | EGTL Spares | EGTL | 51 | 51C | FUSE:ELECTRONIC,3.5A,250VAC | 200A AT 250VAC,10KA AT 125VAC | Electric Components - Motor / Generator :IR (SMALL DIMENSION),SCREW CLAMP,GLASS,6.3 MM X 32 MM, INSTR | EA | 110 | 0 | 0 | NO | 1 | 110 | COOPER BUSSMANN | BK/AGC-3-1/2 |  |  |  | 2CAC
6420 | 29200000TL | 03483 | EGC046047 | P | 58006281 | 58 | EGTL Spares | EGTL | 51 | 51C | FUSE:ELECTRONIC,10A,250VAC | 35A AT 250VAC IR,GLASS,5 MM | Electric Components - Motor / Generator :X 20 MM (SMALL DIMENSION), INSTR | EA | 120 | 0 | 0 | NO | 2 | 240 | COOPER BUSSMANN | S500-10-R |  |  |  | 2CAC
6421 | 29200000TL | 03483 | EGC046047 | P | 58006282 | 58 | EGTL Spares | EGTL | 51 | 51C | FUSE:ELECTRONIC,3.15A,250VAC | 35A AT 250VAC IR,GLASS,5 MM | Electric Components - Motor / Generator :X 20 MM(SMALL DIMENSION), INSTR | EA | 98 | 0 | 0 | NO | 2 | 196 | COOPER BUSMANN | S500-3.15-R |  |  |  | 2CAC
6422 | 29200000TL | 03483 | EGC046047 | P | 58006283 | 58 | EGTL Spares | EGTL | 51 | 51C | FUSE: 3A,250VAC | 200A AT 250VAC,10KA AT 125VAC | Electric Components - Motor / Generator :IR,SCREW CLAMP,GLASS,6.3 MM X 32 MM, INSTR | EA | 115 | 60 | 120 | NO | 1 | 115 | COOPER BUSSMANN | BK/AGC3 |  |  |  | 2CAC
6423 | 29200000TL | 03483 | EGC046048 | P | 58006278 | 58 | EGTL Spares | EGTL | 51 | 51C | FUSE:ELECTRONIC,2A,250VAC | 100A AT 250VAC,10KA AT 125VAC | Electric Components - Motor / Generator :IR(SMALL DIMENSION),SCREW CLAMP,GLASS,6.3 MM X 32 MM, INSTR | EA | 120 | 0 | 0 | NO | 1 | 120 | COOPER BUSSMANN | BK/AGC-2 |  |  |  | 2CAC
6424 | 29200000TL | 03483 | EGC046048 | P | 58006285 | 58 | EGTL Spares | EGTL | 51 | 51C | FUSE:ELECTRONIC,4A,250VAC | 200A AT 250VAC,10KA AT 125VAC | Electric Components - Motor / Generator :IR(SMALL DIMENSION),SCREW CLAMP,GLASS,6.3 MM X 32 MM, INSTR | EA | 100 | 0 | 0 | NO | 1 | 100 | [5 empty] | 2CAC
6425 | 29200000TL | 03483 | EGC046048 | P | 58006287 | 58 | EGTL Spares | EGTL | 51 | 51C | FUSE:ELECTRONIC,5A,250VAC | 200A AT 250VAC,10KA AT 125VAC | Electric Components - Motor / Generator :IR(SMALL DIMENSION),SCREW CLAMP,GLASS,6.3 MM X 32 MM, INSTR | EA | 120 | 60 | 120 | NO | 1 | 120 | [5 empty] | 2CAC
6426 | 29200000TL | 03483 | EGC046048 | P | 58006288 | 58 | EGTL Spares | EGTL | 51 | 51C | FUSE:ELECTRONIC,2A,250VAC | 35A AT 250VAC IR,GLASS,5 MM | Electric Components - Motor / Generator :X 20 MM(SMALL DIMENSION) ,INSTR | EA | 120 | 0 | 0 | NO | 2 | 240 | [5 empty] | 2CAC
6427 | 29200000TL | 03483 | EGC046048 | P | 58006289 | 58 | EGTL Spares | EGTL | 51 | 51C | FUSE:ELECTRONIC,2.5A,250VAC | 35A AT 250VAC IR,GLASS,5 MM | Electric Components - Motor / Generator :X 20 MM(SMALL DIMENSION), INSTR | EA | 120 | 0 | 0 | NO | 2.28 | 273.6 | [5 empty] | 2CAC
6428 | 29200000TL | 03483 | EGC046048 | P | 58017973 | 58 | EGTL Spares | EGTL | 52 | 52A | SCREW:IMPELLER,1/2IN DIA,1 IN | LG,13 UNC, HEX HD,316 SS | *OBS*Fastener-BottWa : &quot;GR 316 SS, 172-PC-013, 172-PC-013W, 172-PC-014 (MODEL 3171 ST 1X1.5-6) EGTL1-GOU-MEC-DD-720702 PART 198, 172-PC-013, 172-PC-013W, (STEAM TURBINE COND. PUMP)&quot; | EA | 1 | 0 | 0 | NO | 7.6544 | 7.6544 | ITT CORPORATION | B00055B05 2229 |  |  |  | 2BAB
6429 | 29200000TL | 03483 | EGC046048 | P | 58800194 | 58 | EGTL Spares | EGTL | 53 | 53C | TUBE: FITTING CONNECTOR FEMALE | 1/16 IN | Fittings - Tube :SS Tube OD x 1/16 in. Female NPT | EA | 5 | 2 | 5 | NO | 24.93 | 124.65 | SWAGELOK | SS-100-7-1
6430 | 29200000TL | 03483 | EGC046049 | P | 58006559 | 58 | EGTL Spares | EGTL | 53 | 53A | ADAPTER:TUBE TO HOSE,1/2INTUBE | 1/2 IN HOSE,TUBE STUB,SS | Fittings - Pipe - Carbon Steel :HOSE CONNECTOR | EA | 10 | 0 | 0 | NO | 29.54 | 295.4 | SWAGELOK | SS-8-HC-A-811 |  |  |  | 3CAC
6431 | 29200000TL | 03483 | EGC046049 | P | 58006795 | 58 | EGTL Spares | EGTL | 55 | 54B | SEAL | LABY OUTBOARD (VBXX-D) | (ITT CORPORATION, A04951A219) | EA | 2 | 0 | 0 | NO | 221.4142 | 442.8284
6432 | 29200000TL | 03483 | EGC046050 | P | 58007058 | 58 | EGTL Spares | EGTL | 65 | 65D | TEE:PNEUMATIC,10MM,PUSH-IN,PBT | FITTING,FESTO,CONNECTOR,QST-10 | Tools & Equipment - Pneumatic : | EA | 20 | 0 | 0 | NO | 134.9565 | 2699.13 | FESTO | 153131 |  |  |  | 3CAC
6433 | 29200000TL | 03483 | EGC046051 | P | 58006462 | 58 | EGTL Spares | EGTL | 53 | 53A | NUT: TUBE FITTING,COMPRES,1 IN | UNION WITH TWO FERRULES & | Fittings - Pipe - Carbon Steel :TWO NUTS, EGTL1-CNL-PTO-BM-000006A | EA | 10 | 0 | 0 | NO | 21.98 | 219.8 | SWAGELOK | B-1610-6-12 |  |  |  | 3CAC
6434 | 29200000TL | 03483 | EGC046051 | P | 58006469 | 58 | EGTL Spares | EGTL | 53 | 53A | ADAPTER:TUBE TO PIPE,3/4INTUBE | COMP,1/2 IN PIPE,MNPT,BRASS | Fittings - Pipe - Carbon Steel :CONNECTOR WITH ONE FERRULE & ONE NUT,EGTL1-CNL-PTO-BM-000006A | EA | 10 | 0 | 0 | NO | 10.046 | 100.46 | SWAGELOK | B-810-1-12 |  |  |  | 3CAC
6435 | 29200000TL | 03483 | EGC046051 | P | 58006472 | 58 | EGTL Spares | EGTL | 53 | 53A | ADAPTER:TUBE TO PIPE,6 MM TUBE | COMP,1/4 IN PIPE,FNPT,BRASS | Fittings - Pipe - Carbon Steel :CONNECTOR WITH ONE FERRULE & ONE NUT, EGTL1-CNL-PTO-BM-000006A | EA | 6 | 0 | 0 | NO | 2.85 | 17.1 | SWAGELOK | B-6MO-7-4 |  |  |  | 3CAC
6436 | 29200000TL | 03483 | EGC046051 | P | 58006473 | 58 | EGTL Spares | EGTL | 53 | 53A | ADAPTER:TUBE TO PIPE,12MM TUBE | COMP,1/4 IN PIPE,MNPT,BRASS | Fittings - Pipe - Carbon Steel :CONNECTOR WITH ONE FERRULE & ONE NUT | EA | 20 | 0 | 0 | NO | 6.943 | 138.86 | SWAGELOK | B-12MO-1-4 |  |  |  | 3CAC
6437 | 29200000TL | 03483 | EGC046051 | P | 58006474 | 58 | EGTL Spares | EGTL | 53 | 53A | FERRULE:TUBE FRONT,12 MM OD | BRASS,EGTL1-CNL-PTO-BM-000006A | Fittings - Pipe - Carbon Steel : | EA | 10 | 0 | 0 | NO | 0.76 | 7.6 | SWAGELOK | B-12M3-1 |  |  |  | 3CAC
6438 | 29200000TL | 03483 | EGC046051 | P | 58006475 | 58 | EGTL Spares | EGTL | 53 | 53A | FERRULE:TUBE BACK,12 MM OD | BRASS,EGTL1-CNL-PTO-BM-000006A | Fittings - Pipe - Carbon Steel : | EA | 10 | 0 | 0 | NO | 0.68 | 6.8 | SWAGELOK | B-12M4-1 |  |  |  | 3CAC
6439 | 29200000TL | 03483 | EGC046051 | P | 58006476 | 58 | EGTL Spares | EGTL | 53 | 53C | NUT: TUBE FITTING,12 MM,BRASS | EGTL1-CNL-PTO-BM-000006A | Fittings - Tube : | EA | 10 | 0 | 0 | NO | 0.78 | 7.8 | SWAGELOK | B-12M2-1 |  |  |  | 3CAC
6440 | 29200000TL | 03483 | EGC046051 | P | 58006477 | 58 | EGTL Spares | EGTL | 53 | 53A | UNION: TUBE,12 MM,COMP,BRASS | WITH TWO FERRULES & TWO NUTS | Fittings - Pipe - Carbon Steel :EGTL1-CNL-PTO-BM-000006A | EA | 10 | 5 | 10 | NO | 6.23 | 62.3 | SWAGELOK | B-12MO-6 |  |  |  | 3CAC
6441 | 29200000TL | 03483 | EGC046052 | P | 58002552 | 58 | EGTL Spares | EGTL | 54 | 54A | SEAL:LABYRINTH 22 MM SHAFT ID | STEAM TURBINE COND. PUMP | Gaskets : &quot;TEFLON/PTFE, S GRP, PTFE COMPOUND 10% FILLED, 172-PC-013/013W, 172-PC-014 (MODEL 3171 ST 1X1.5-6) EGTL1-GOU-MEC-DD-720702 PART 332A SHAFT DIAMETER: 22 ELASTOMER MATERIAL: TEFLON/PTFE&quot; | EA | 1 | 0 | 0 | NO | 257.5493 | 257.5493 | ITT CORPORATION | A05501E000 |  |  |  | 2BAB
6442 | 29200000TL | 03483 | EGC046052 | P | 58006485 | 58 | EGTL Spares | EGTL | 53 | 53A | UNION: TUBE,6 MM,COMP,BRASS | WITH TWO FERRULES & TWO NUTS | Fittings - Pipe - Carbon Steel :EGTL1-CNL-PTO-BM-000006A | EA | 10 | 5 | 10 | NO | 2.7 | 27 | SWAGELOK | B-6MO-6 |  |  |  | 3CAC
6443 | 29200000TL | 03483 | EGC046052 | P | 58006486 | 58 | EGTL Spares | EGTL | 53 | 53A | TEE: TUBE,6 MM,COMP,BRASS | UNION WITH THREE FERRULES & | Fittings - Pipe - Carbon Steel :THREE NUTS, EGTL1-CNL-PTO-BM-000006A | EA | 9 | 0 | 0 | NO | 7.43 | 66.87 | SWAGELOK | B-6MO-3 |  |  |  | 3CAC
6444 | 29200000TL | 03483 | EGC046052 | P | 58006489 | 58 | EGTL Spares | EGTL | 53 | 53A | FERRULE:FRONT,1/4 IN,BRASS | EGTL1-CNL-PTO-BM-000006A | Fittings - Pipe - Carbon Steel : | EA | 95 | 0 | 0 | NO | 0.37 | 35.15 | SWAGELOK | B-403-1 |  |  |  | 3CAC
6445 | 29200000TL | 03483 | EGC046052 | P | 58062160 | 58 | EGTL Spares | EGTL | 53 | 53C | CAP: SWAGELOK, SS-1210-C | SWAGELOK | 3/4" TUBE CAP ;SWAGELOCK ; P/N SS-1210-C | EA | 100 | 50 | 100 | NO | 0 | 0 | SWAGELOK | SS-1210-C
6446 | 29300000TL | 03483 | EGC046053 | P | 39018755 | 39 | Pipe Fittings & Valves | EGTL | 66 | 66A | VALVE:BALL TYPE:MANUAL | SIZE:3/8IN CLASS:2500PSIG |  | EA | 8 | 1 | 2 | NO | 164.6729 | 1317.3832 | SWAGELOK | SS-44S6 | [9 empty] | SS-44S6
6447 | 29200000TL | 03483 | EGC046053 | P | 58006497 | 58 | EGTL Spares | EGTL | 53 | 53A | FERRULE: FITTING TUBE FRONT | 1/2IN OD | Fittings - Pipe - Carbon Steel :316 Stainless Steel EGTL1-CNL-PTO-BM-000006A | EA | 300 | 210 | 300 | NO | 2.7561 | 826.83 | SWAGELOK | SS-813-1 |  |  |  | 3CAC
6448 | 29200000TL | 03483 | EGC046053 | P | 58006498 | 58 | EGTL Spares | EGTL | 53 | 53A | FERRULE: FITTING TUBE BACK | 1/2 IN OD | Fittings - Pipe - Carbon Steel :316 Stainless Steel EGTL1-CNL-PTO-BM-000006A | EA | 300 | 0 | 0 | NO | 2.5102 | 753.06 | SWAGELOK | SS-814-1 |  |  |  | 3CAC
6449 | 29200000TL | 03483 | EGC046053 | P | 58062103 | 58 | EGTL Spares | EGTL | 66 | 66O | VALVE: CHECK, 259T-6PP | SWAGELOK | ITEM # 259T-6PP, 200 SERIES CHECK VALVES 0 TO 3000 PSIG WRENCH ON FLAT NEAREST PIPE OR TUBE. | EA | 3 | 2 | 3 | NO | 0 | 0 | SWAGELOK/CIRCLE VALVE | 446 | [9 empty] | 259T-6PP, 200 SERIES
6450 | 29200000TL | 03483 | EGC046054 | P | 58002492 | 58 | EGTL Spares | EGTL | 76 | 76Z | KEY:COUPLING | CARBON STEEL | Pumps-Other : &quot;MODEL 3410 S 4X6-11H, CS, 172-PC-030A/B &quot; | EA | 1 | 0 | 0 | NO | 12.007 | 12.007 | ITT CORPORATION | 49568 163 2213 |  |  |  | 2BAB
6451 | 29200000TL | 03483 | EGC046054 | P | 58002497 | 58 | EGTL Spares | EGTL | 76 | 76Z | KEY:IMPELLER | CARBON STEEL | PUMP MODEL 3180 M 4 X 6 - 19, CS, 173-PC-001A/B, 173-PC-002A/B, 173-PC-003A/B". Drawing Number: A257366C; ITT JOB NUMBER: A77C; PUMP SERIAL NUMBER: E257C366-1-2-3-4-5-6 | EA | 1 | 0 | 0 | NO | 38.7224 | 38.7224 | ITT CORPORATION | A03190A02 2213 |  |  |  | 2BAB
6452 | 29200000TL | 03483 | EGC046054 | P | 58002541 | 58 | EGTL Spares | EGTL | 76 | 76Z | IMPELLER: PUMP 137 MM OD,316 | SS, STEAM TURBINE COND. PUMP | Pumps-Other : &quot;3171 1X1.5-6 5.375 IN , 172-PC-013, 172-PC-013W, 172-PC-014 (MODEL ST 3171 1X1.5-6) EGTL1-GOU-MEC-DD-720702 - PART 101&quot; | EA | 1 | 0 | 0 | NO | 4828.67 | 4828.67 | ITT CORPORATION | 83-220 20 1203K |  |  |  | 2BAB
6453 | 29200000TL | 03483 | EGC046055 | P | 58006528 | 58 | EGTL Spares | EGTL | 53 | 53A | ADAPTER:TUBE TO PIPE,1/4INTUBE | TUBE 1/4 IN PIPE, MNPT, SS | Fittings - Pipe - Carbon Steel :Bulkhead CONNECTOR | EA | 34 | 0 | 0 | NO | 20.3678 | 692.5052 | SWAGELOK | SS-400-11-4 |  |  |  | 3CAC
6454 | 29200000TL | 03483 | EGC046057 | P | 58012508 | 58 | EGTL Spares | EGTL | 53 | 53A | NIPPLE:PIPE, WELDED,1/2 IN,THD | 1-1/2 IN LG,SCH 40,316 SS |  | EA | 10 | 5 | 10 | NO | 5.0697 | 50.697 | SWAGELOK | 1XAB1 |  |  |  | 2CAC
6455 | 29200000TL | 03483 | EGC046057 | P | 58012509 | 58 | EGTL Spares | EGTL | 53 | 53A | NIPPLE:PIPE, WELDED,1/4 IN,THD | 1-1/2 IN LG,SCH 40,316 SS |  | EA | 5 | 0 | 0 | NO | 23.8139 | 119.0695 | PROFITTER | 66410 |  |  |  | 2CAC | [5 empty] | 40173302
6456 | 29200000TL | 03483 | EGC046057 | P | 58012510 | 58 | EGTL Spares | EGTL | 53 | 53A | NIPPLE:PIPE, WELDED,1/4 IN,THD | 2 IN LG,SCH 40,316 SS |  | EA | 8 | 0 | 0 | NO | 8.4624 | 67.6992 | SWAGELOK | 1WZX5 |  |  |  | 2CAC
6457 | 29200000TL | 03483 | EGC046057 | P | 58012512 | 58 | EGTL Spares | EGTL | 51 | 51E | NIPPLE: CONDUIT, RIGID CLOSE | 3/4 IN,CLOSE LG,ALUM |  | EA | 4 | 0 | 0 | NO | 5.5896 | 22.3584 | SWAGELOK | 2CLE9 |  |  |  | 2CAC
6458 | 29200000TL | 03483 | EGC046057 | P | 58012513 | 58 | EGTL Spares | EGTL | 51 | 51E | NIPPLE: CONDUIT, RIGID CLOSE | 1 IN,CLOSE LG,ALUM |  | EA | 5 | 0 | 0 | NO | 30.346 | 151.73 | SWAGELOK | 2CLF1 |  |  |  | 2CAC
6459 | 29200000TL | 03483 | EGC046058 | P | 58006629 | 58 | EGTL Spares | EGTL | 53 | 53C | ADAPTER:TUBE TO PIPE,1/4INTUBE | 1/2 IN PIPE, FNPT, SS | Fittings - Tube :Connector: 1/4" Tube x 1/2" FNPT Female | EA | 40 | 20 | 40 | NO | 19.6455 | 785.82 | [5 empty] | 3CAC
6460 | 29200000TL | 03483 | EGC046058 | P | 58006632 | 58 | EGTL Spares | EGTL | 53 | 53Z | ADAPTER:TUBE TO PIPE,3/8INTUBE | COMP,1/4 IN PIPE,FNPT,SS | Fittings - Pipe - Metal - Non CS :&quot;INSTR-GENERAL PURPOSE , TYPE: FEMALE , SIZE: 3/8 IN TO 1/4 IN&quot; | EA | 20 | 0 | 0 | NO | 15.1864 | 303.728 | [5 empty] | 3CAC
6461 | 29200000TL | 03483 | EGC046058 | P | 58006636 | 58 | EGTL Spares | EGTL | 53 | 53C | CONNECTOR: 1/2 IN TUBE | 3/8 IN PIPE MNPT SS | Fittings - Tube : | EA | 25 | 0 | 0 | NO | 23.79 | 594.75 | [5 empty] | 3CAC | [5 empty] | SS-810-1-8
6462 | 29200000TL | 03483 | EGC046058 | P | 58012516 | 58 | EGTL Spares | EGTL | 53 | 53Z | PLUG: PIPE,1/2 IN,316 SS,ASTM | A276,MALE NPT,HOLLOW HEX HD |  | EA | 10 | 0 | 0 | NO | 13.8797 | 138.797 | SWAGELOK | SS-8-HP |  |  |  | 2CAC
6463 | 29200000TL | 03483 | EGC046058 | P | 58012518 | 58 | EGTL Spares | EGTL | 53 | 53Z | PLUG: PIPE,1/8 IN,B31.3,316 SS | ASTM A276,MALE ISO PARALLEL |  | EA | 40 | 0 | 0 | NO | 7.6583 | 306.332 | SWAGELOK | SS-2-P-RS |  |  |  | 2CAC | [5 empty] | SS-2-P-RS
6464 | 29200000TL | 03483 | EGC046058 | P | 58012520 | 58 | EGTL Spares | EGTL | 51 | 51E | BUSHING:REDUCING,3/4IN ID X | 1 IN OD X 3/4 IN LG,ALUM |  | EA | 10 | 0 | 0 | NO | 31.2495 | 312.495 | GRAINGER/KILLARK | 2NE25 |  |  |  | 2CAC | [5 empty] | R-32
6465 | 29200000TL | 03483 | EGC046059 | P | 58006641 | 58 | EGTL Spares | EGTL | 53 | 53C | ADAPTER:TUBE TO PIPE,1/8INTUBE | COMP,1/4 IN PIPE,MNPT,SS | Fittings - Tube :&quot;INSTR-GENERAL PURPOSE , TYPE: MALE , SIZE: 1/4 IN TO 1/8 IN&quot; | EA | 36 | 10 | 20 | NO | 6.0496 | 217.7856 | [5 empty] | 3CAC
6466 | 29200000TL | 03483 | EGC046059 | P | 58006642 | 58 | EGTL Spares | EGTL | 53 | 53Z | ADAPTER:TUBE TO PIPE,1/8INTUBE | COMP,1/8 IN PIPE,MNPT,SS | Fittings - Pipe - Metal - Non CS :&quot;INSTR-GENERAL PURPOSE , TYPE: MALE , SIZE: 1/8 IN&quot; | EA | 20 | 10 | 20 | NO | 15.4749 | 309.498 | [5 empty] | 3CAC
6467 | 29200000TL | 03483 | EGC046059 | P | 58006645 | 58 | EGTL Spares | EGTL | 53 | 53C | BLOCK: TERMINAL,4 MM2 WIRE | 450V,20A,12 CIRCUIT,CAPTIVE | Fittings - Tube :SCREW TERMINAL,NYLON BLOCK, INSTR-GENERAL PURPOSE, CONNECTOR STRIP | EA | 10 | 0 | 0 | NO | 5.5196 | 55.196 |  | RS STOCK NO. 464-9738 |  |  |  | 3CAC
6468 | 29200000TL | 03483 | EGC046059 | P | 58062116 | 58 | EGTL Spares | EGTL | 53 | 53C | CLAMP: STAUFF TUBING 1 IN | SWAGELOK | ORDER CODE: SP-325, 4-PP-DP-AS-M-W11 | EA | 10 | 0 | 0 | NO | 0 | 0 | SWAGELOK | CRA3254PPDPASMW3A
6469 | 29200000TL | 03483 | EGC046059 | P | 58062166 | 58 | EGTL Spares | EGTL | 53 | 53C | FERRULE: SE, 3/4 IN | SWAGELOK | 3/4" FERRULE SET | EA | 30 | 0 | 0 | NO | 0 | 0 | SWAGELOK | SS-1210-SET
6470 | 29200000TL | 03483 | EGC046060 | P | 58800928 | 58 | EGTL Spares | EGTL | 53 | 53A | CAP: PIPE, SS | 1 in. FEMALE NPT | Fittings - Pipe - Carbon Steel :SWAGELOK PIPE FITTING | EA | 9 | 5 | 20 | NO | 37.724 | 339.516 | SWAGELOK | SS-16-CP
6471 | 29200000TL | 03483 | EGC046060 | P | 58800929 | 58 | EGTL Spares | EGTL | 53 | 53A | BUSHING: REDUCING | 1 IN MALE NPT x 3/8 IN FEMALE | Fittings - Pipe - Carbon Steel :NPT, PIPE FITTING. | EA | 34 | 20 | 40 | NO | 28.3083 | 962.4822 | SWAGELOK | SS-16-RB-6
6472 | 29200000TL | 03483 | EGC046060 | P | 58800930 | 58 | EGTL Spares | EGTL | 53 | 53A | TEE: REDUCING UNION | 1 IN x 1 IN x 1/2 IN TUBE OD | Fittings - Pipe - Carbon Steel :TUBE FITTING. | EA | 18 | 14 | 20 | NO | 238.8055 | 4298.499 | SWAGELOK | SS-1610-3-16-8 | [9 empty] | SS-1610-3-16-8
6473 | 29200000TL | 03483 | EGC046060 | P | 58800931 | 58 | EGTL Spares | EGTL | 53 | 53A | TEE: REDUCING UNION | 1 IN x 1 IN x 1/2 IN | Fittings - Pipe - Carbon Steel :FITTING. | EA | 20 | 14 | 20 | NO | 217.922 | 4358.44 | SWAGELOK | SS-1610-3-16-6 | [9 empty] | SS-1610-3-16-6
6474 | 29200000TL | 03483 | EGC046061 | P | 58004211 | 58 | EGTL Spares | EGTL | 56 | 56Z | BRUSH | CLEANING,2IN BRISTLE | Fasteners / Hardware : PURE HAIR BRISTLE,WOOD HANDLE, OXYGEN SERVICE | EA | 15 | 0 | 0 | NO | 5.1551 | 77.3265 | LINZER | 1610-2 |  |  |  | 2CAC
6475 | 29200000TL | 03483 | EGC046061 | P | 58004741 | 58 | EGTL Spares | EGTL | 67 | 67B | SOLDER: 1 LB ROLL | 0.025 IN DIA, 60 TIN/ 40 LEAD | Welding - Supplies : ACTIVATED-ROSIN FLUX, WITH CORE | LB | 3 | 0 | 0 | NO | 27.84 | 83.52 | [5 empty] | 2CAC
6476 | 29200000TL | 03483 | EGC046061 | P | 58004742 | 58 | EGTL Spares | EGTL | 67 | 67B | SOLDER: 1 LB ROLL | 0.031 IN DIA, 60 TIN/40 LEAD | Welding - Supplies : ACTIVATED-ROSIN FLUX, WITH CORE | LB | 3 | 0 | 0 | NO | 25.67 | 77.01 | [5 empty] | 2CAC
6477 | 29200000TL | 03483 | EGC046062 | P | 58015405 | 58 | EGTL Spares | EGTL | 72 | 72Z | HOUSING | FILTER | FOR SG900 SARASOTA SPECIFIC GRAVITY ANALYZER TAG: 150-AT-0005 | EA | 1 | 0 | 0 | NO | 1922.3714 | 1922.3714 | THERMO ELECTRON CORPORATI | ZF12-0030 |  |  |  | 1BCB
6478 | 29200000TL | 03483 | EGC046062 | P | 58015408 | 58 | EGTL Spares | EGTL | 14 | 14C | FLOWMETER | ROTOMETER | FOR SG900 SARASOTA SPECIFIC GRAVITY ANALYZER TAG: 150-AT-0005 | EA | 2 | 0 | 0 | NO | 2402.4641 | 4804.9282 | THERMO ELECTRON CORPORATI | ZV85-0037B |  |  |  | 1BCB
6479 | 29200000TL | 03483 | EGC046062 | P | 58062243 | 58 | EGTL Spares | EGTL | 53 | 53C | CLAMP: SS TUBE, SS-TBC16 | SWAGELOK | 1" SS TUBE CLAMP SUPPORT; PART # SS-TBC16 | EA | 20 | 10 | 20 | NO | 0 | 0 | SWAGELOK | ZZ-I5707-SL-0067
6480 | 29200000TL | 03483 | EGC046063 | P | 58006524 | 58 | EGTL Spares | EGTL | 53 | 53A | TUBE: FITTING BULK UNION | 1/4 IN FITTING SS | Fittings - Pipe - Carbon Steel :Bulkhead Union | EA | 40 | 35 | 50 | NO | 14.2492 | 569.968 | SWAGELOK | SS-400-61-4AN |  |  |  | 3CAC | [5 empty] | SS-400-61-4AN
6481 | 2920TLPLOU | 03483 | EGC046063 | P | 58062070 | 58 | EGTL Spares | EGTL | 53 | 53C | FERRULES: SS 3/4 IN | STAINLESS STEEL | FRONT FERRULE FOR 3/4 IN. SWAGELOK TUBE FITTING | EA | 127 | 0 | 0 | NO | 0 | 0 | SWAGELOK | SS-1213-1
6482 | 29200000TL | 03483 | EGC046064 | P | 58019439 | 58 | EGTL Spares | EGTL | 51 | 51I | SWITCH: DISCONNECT,FUSED,30A | HAND OPERATED,3P,PANEL MOUNT | CHEMICAL DOSING SKIDS | EA | 1 | 0 | 0 | NO | 304.7597 | 304.7597 | ALLEN BRADLEY | 194R-NC-030P3 |  |  |  | 2CAB
6483 | 29200000TL | 03483 | EGC046064 | P | 58019446 | 58 | EGTL Spares | EGTL | 51 | 51Z | POWER SUPPLY:LOW VOLTAGE DC | 85-265VAC INPUT,24VDC OUTPUT | 1.3A OUTPUT (CHEMICAL DOSING SKIDS) | EA | 1 | 0 | 0 | NO | 164.6798 | 164.6798 | SOLA | SDP1-24-100 |  |  |  | 2CAB
6484 | 29200000TL | 03483 | EGC046064 | P | 58019450 | 58 | EGTL Spares | EGTL | 52 | 51Z | TRANSFORMER:CONTROL,0.25KVA | 480 VAC,120 VAC,50/60HZ,1PH | CHEMICAL DOSING SKIDS | EA | 1 | 0 | 0 | NO | 385.0946 | 385.0946 | ACME ELECTRIC | TB-32405 |  |  |  | 2CAB
6485 | 29200000TL | 03483 | EGC046064 | P | 58019465 | 58 | EGTL Spares | EGTL | 66 | 66Z | MANIFOLD: VALVE,2-VALVE,1/2 IN | MNPT XFNPT,1500LB,400 DEG.F | 316 SS BODY, BLOCK & BLEED, (CHEMICAL DOSING SKIDS) | EA | 1 | 0 | 0 | NO | 299.8997 | 299.8997 | HEX VALVE | HB502U313262 |  |  |  | 2CAB
6486 | 29200000TL | 03483 | EGC046064 | P | 58019466 | 58 | EGTL Spares | EGTL | 67 | 66Z | MANIFOLD: VALVE,2-VALVE,1/2 IN | MNPT X FNPT,6000#,400 DEG.F | 316 SS BODY, BLOCK & BLEED, (CHEMICAL DOSING SKIDS) | EA | 1 | 0 | 0 | NO | 242.8798 | 242.8798 | HEX VALVE | HB501U3131412 |  |  |  | 2CAB
6487 | 29200000TL | 03483 | EGC046065 | P | 58019412 | 58 | EGTL Spares | EGTL | 51 | 51I | SWITCH: PRESSURE,DIFFERENTIAL | 120 VAC,15A,1/4 IN,FNPT,FRONT | LEFT/RIGHT,(DECR) 0.15 IN ± 0.2 IN W.C RANGE, SPDT, GENERAL PURPOSE ENCLOSURE (CHEMICAL DOSING SKIDS) | EA | 1 | 0 | 0 | NO | 337.4997 | 337.4997 | BEBCO | GPSK-1 |  |  |  | 2CAB
6488 | 29200000TL | 03483 | EGC046065 | P | 58019420 | 58 | EGTL Spares | EGTL | 14 | 14B | ISOLATOR:SIGNAL,4-20 MA | CHEMICAL DOSING SKIDS |  | EA | 1 | 0 | 0 | NO | 487.0595 | 487.0595 | MOORE INDUSTRIES | ECT/4-20/4-20/117(DIN) |  |  |  | 2CAB
6489 | 29200000TL | 03483 | EGC046065 | P | 58019470 | 58 | EGTL Spares | EGTL | 14 | 14C | REGULATOR:FLOW,200 PSIG,1/2 IN | FNPT,BRASS/NICKEL PLATED | 5 GPM DOLE (CHEMICAL DOSING SKIDS) | EA | 1 | 0 | 0 | NO | 33.32 | 33.32 | INVENSYS | L-4408-500 |  |  |  | 2CAB
6490 | 29200000TL | 03483 | EGC046065 | P | 58019471 | 58 | EGTL Spares | EGTL | 66 | 66A | VALVE: GATE,1/2 IN,CLASS 800 | SW,316 SS BODY,316 SS TRIM | FULL PORT, WEDGE, HANDWHEEL OPERATED, 850 DEG.F, GRAPHITE, BB, NON-RISING STEM (CHEMICAL DOSING SKIDS) | EA | 1 | 0 | 0 | NO | 396 | 396 | SHARPE | 1/2 IN 34836 SW |  |  |  | 2CAB
6491 | 29200000TL | 03483 | EGC046065 | P | 58019472 | 58 | EGTL Spares | EGTL | 66 | 66Q | VALVE: GATE,1/2 IN,CLASS 800 | SW X FNPT, 316 SS BODY | 316 SS TRIM, FULL PORT, WEDGE, HANDWHEEL OPERATED, 850 DEG.F, GRAPHITE, BB, NON-RISING STEM (CHEMICAL DOSING SKIDS) | EA | 1 | 0 | 0 | NO | 335.7997 | 335.7997 | SHARPE | 1/2 IN 34836 SW/T |  |  |  | 2CAB
6492 | 29200000TL | 03483 | EGC046065 | P | 58019478 | 58 | EGTL Spares | EGTL | 66 | 66H | VALVE: PRESSURE, RELIEF | 50 PSIG SET 3/4 IN, SOC INLET | 3/4 IN, SOC OUTLET, 50 PSIG, CPVC BODY, CPVC, SCREW-SLOT OPERATED, 140 DEG.F, VITON, TYPE-G | EA | 1 | 0 | 0 | NO | 494.1995 | 494.1995 | GRIFFCO | PRV075-CPVS |  |  |  | 2CAB
6493 | 29200000TL | 03483 | EGC046065 | P | 58019481 | 58 | EGTL Spares | EGTL | 72 | 72C | STRAINER: PIPING,Y,1/2 IN,SW | 600 LB, 316 SS | MUELLER STEAM STRAINER, STAINLESS STEEL SCREWED AND SOCKET WELD END Y STRAINERS, SIZE: 1/2", MODEL NUMBER 50-580-01 PART NUMBER 582-SS SOCKET WELD CLASS 600, SWP, CF8M, SSI, STAINLESS STEEL 304. | EA | 2 | 0 | 0 | NO | 158.3338 | 316.6676 | MUELLER STEAM STRAINER | 582-SS |  |  |  | 2CAB
6494 | 29200000TL | 03483 | EGC046065 | P | 58100209 | 58 | EGTL Spares | EGTL | 66 | 66H | SPRING:HIGH PRESSURE RELIEF | SIZE: 1/4" M-F NPT | BLUE SPRING KIT: BLUE SPRING KIT, SET PRESSURE RANGE - 50 TO 350 (3.4 TO 24.1), PN: 177-R3A-K1-A, MODEL NUMBER: R3A SERIES. Equip Tag :183-PSV-0534, 173-PSV-0610, 160-TSV-0866, 130-TSV-0108, 135-TSV-0402, 145-TSV-0045,150-TSV-0866, 171-TSV-0806, 0866, 0876, 172-TSV-0402A, 173-PSV-0608, 172-PSV-0042, 0052, 0053, 0087, 173-PSV-0609A, 0609B, 0048, 0049, 0050, 173-TSV-0402, 183-TSV-0866, 190-PSV-0037, 190-PSV-0052 | EA | 4 | 8 | 12 | NO | 3.3131 | 13.2524 | SWAGELOK | 177-R3A-K1-A | [9 empty] | R3A SERIES
6495 | 29200000TL | 03483 | EGC046066 | P | 58019421 | 58 | EGTL Spares | EGTL | 54 | 54A | GASKET: SPIRAL WOUND,2 IN PIPE | CLASS 150,316SS INNER RING,CS | Gaskets : OUTER RING, GRAPHITE FILLER, 316SS WINDING, CG, 4-1/8 IN OD X 1/8 IN THK (CHEMICAL DOSING SKIDS) | EA | 1 | 0 | 0 | NO | 7.1 | 7.1 | FLEXITALLIC | CG 2&QUOT;316SS/FG |  |  |  | 2CAB
6496 | 29200000TL | 03483 | EGC046066 | P | 58019424 | 58 | EGTL Spares | EGTL | 14 | 14Z | SENSOR:LIQUID LEVEL,3/4 IN | RANGE,20 VA,120-240 VAC | Instruments - Other & Parts : &quot;POLYSULFONE, SPST ELECTRICAL RATING: 20 VA, 120-240 VAC STYLE: FLOAT (CHEMICAL DOSING SKIDS)&quot; | EA | 1 | 0 | 0 | NO | 69.3799 | 69.3799 | GEMS SENSOR | 42295 |  |  |  | 2CAB
6497 | 29200000TL | 03483 | EGC046066 | P | 58019426 | 58 | EGTL Spares | EGTL | 51 | 51Z | FUSE:DUAL ELEMENT TIME DELAY | 10A, 600V, 200KA IR, FERRULE | Electric-Other : FIBERGLASS,0.41 IN DIA X 1-1/2 IN OAL, CCMR (FOR CHEMICAL DOSING SKIDS) | EA | 10 | 0 | 0 | NO | 0 | 0 | LITTELFUSE | CCMR 10 |  |  |  | 2CAB
6498 | 29200000TL | 03483 | EGC046066 | P | 58019427 | 58 | EGTL Spares | EGTL | 51 | 51Z | FUSE:DUAL ELEMENT TIME DELAY | 15A, 600V, 200KA IR, FERRULE | Electric-Other : FIBERGLASS,0.41 IN DIA X 1-1/2 IN OAL, CCMR (FOR CHEMICAL DOSING SKIDS) | EA | 10 | 0 | 0 | NO | 0 | 0 | LITTELFUSE | CCMR 15 |  |  |  | 2CAB
6499 | 29200000TL | 03483 | EGC046066 | P | 58019428 | 58 | EGTL Spares | EGTL | 51 | 51Z | FUSE:DUAL ELEMENT TIME DELAY | 2A,600V, 200KA IR, FERRULE | Electric-Other : FIBERGLASS, 0.41 IN DIA X 1-1/2 IN OAL, CCMR (FOR CHEMICAL DOSING SKIDS) | EA | 10 | 0 | 0 | NO | 0 | 0 | LITTELFUSE | CCMR 2 |  |  |  | 2CAB
6500 | 29200000TL | 03483 | EGC046066 | P | 58019429 | 58 | EGTL Spares | EGTL | 51 | 51Z | FUSE:DUAL ELEMENT TIME DELAY | 5A, 600V, 200KA IR, FERRULE | Electric-Other : FIBERGLASS, 0.41 IN DIA X 1-1/2 IN OAL, CCMR (FOR CHEMICAL DOSING SKIDS) | EA | 6 | 0 | 0 | NO | 0 | 0 | LITTELFUSE | CCMR 5 |  |  |  | 2CAB
6501 | 29200000TL | 03483 | EGC046066 | P | 58019430 | 58 | EGTL Spares | EGTL | 51 | 51Z | FUSE:TIME DELAY, 4/10A, 600V | 200KA IR, FERRULE, FIBERGLASS | Electric-Other : 0.41 IN DIA X 1-1/2 IN OAL, FNQ-R (FOR CHEMICAL DOSING SKIDS) | EA | 12 | 0 | 0 | NO | 0 | 0 | LITTELFUSE | KLDR .400 |  |  |  | 2CAB
6502 | 29200000TL | 03483 | EGC046070 | P | 58002546 | 58 | EGTL Spares | EGTL | 76 | 76Z | KEY:IMPELLER | STEAM TURBINE COND. PUMP | Pumps-Other : SQ. 3/16 IN X 3/16 IN X 3/4 IN, 316SS, 172-PC-013, 172-PC-013W, 172-PC-014 | EA | 1 | 0 | 0 | NO | 22.5131 | 22.5131 | ITT CORPORATION | 49589 51 2229 |  |  |  | 2BAB
6503 | 29300000TL | 03483 | EGC015015 | P | 03360650 | 03 | Caterpillar Parts | EGTL | 54 | 54D | SEAL: ENGINE SPARK PLUG | EXTENSION TUBE | Packing / Glands / Stuffing Boxes : FOR CATERPILLAR MN G-3500 NON ESI ENGINES. REPLACED AGBAMI-SB SYMBOL # 97809241.ITEM NEW (P/N: 1135304)ITEM OLD (P/N: 3P0650) | EA | 168 | 84 | 168 | NO | 28.6167 | 4807.6056 | CATERPILLAR | 1135304 |  |  |  | 1AXX
6504 | 29200000TL | 03483 | EGC024007 | P | 03399643 | 03 | Caterpillar Parts | EGTL | 87 | 87B | SEAL:OIL,SGL LIP,SPRING | LOADED,CLOSED CASE,2.272 IN | Engines - Parts : ID,2.661 IN OD,0.250 IN WD, WATER TEMP, FOR CATERPILLAR ENG D3406B, FOR CATERPILLAR MN G-3508 AND G3406B ENGINES.. REPLACED AGBAMI-SB SYMBOL # 97809960 AND 97805253 | EA | 4 | 0 | 0 | NO | 36.057 | 144.228 | CATERPILLAR | 3S9643 | [9 empty] | G3406B
6505 | 29300000TL | 03483 | EG1053027 | P | 05555020 | 05 | Automotive Accessories | EGTL | 57 | 57D | HOSE:HYDRAULIC SIZE:1/4IN | LG:15FT CONN:QUICK COUPLING | RATING:10000PSI STYLE:STRONG,LIGHT AND FLEXIBLE MATL:KEVLAR EN POLYURETHANE STRONG,LIGHT AND FLEXIBLE WITH STEEL WIRE, KEVLAR EN POLYURETHANE | EA | 3 | 2 | 3 | NO | 586 | 1758 | HYTORC | 090171S
6506 | 29200000TL | 03483 | EG1014013 | P | 05555021 | 05 | Automotive Accessories | EGTL | 87 | 87B | FASTENER TYPE:ANTI-ROTATION | KIT SIZE:NON MATL:316 SS |  | EA | 3 | 2 | 3 | NO | 174 | 522 | HYTORC | ST-04-05 | [9 empty] | STEALTH 4
6507 | 29200000TL | 03483 | EG1014013 | P | 05555022 | 05 | Automotive Accessories | EGTL | 87 | 87B | FASTENER TYPE:ANTI-ROTATION | KIT SIZE:NON MATL:316 SS |  | EA | 3 | 2 | 3 | NO | 174 | 522 | HYTORC | ST-08-05 | [9 empty] | STEALTH 8
6508 | 29200000TL | 03483 | EG1002003 | P | 05555023 | 05 | Automotive Accessories | EGTL | 87 | 87B | FASTENER TYPE:BOTTOM PISTON | ROD SIZE:1/8 IN DIA X 1 IN LG | MATL:316 SS | EA | 4 | 3 | 4 | NO | 918 | 3672 | HYTORC | ST-04-06B | [9 empty] | STEALTH 4
6509 | 29200000TL | 03483 | EG1003003 | P | 05555024 | 05 | Automotive Accessories | EGTL | 87 | 87B | FASTENER TYPE:BOTTOM PISTON | ROD ASSEMBLY SIZE:NON MATL:316 | SS | EA | 4 | 3 | 4 | NO | 1073 | 4292 | HYTORC | ST-08-06B | [9 empty] | STEALTH 8
6510 | 29200000TL | 03483 | EG1003003 | P | 05555025 | 05 | Automotive Accessories | EGTL | 87 | 87B | FASTENER TYPE:TOP PISTON ROD | ASSEMBLY SIZE:1/8 IN DID X 1 | IN LG MATL:316 SS | EA | 4 | 3 | 4 | NO | 473 | 1892 | HYTORC | ST-04-06T | [9 empty] | STEALTH 4
6511 | 29200000TL | 03483 | EG1003003 | P | 05555026 | 05 | Automotive Accessories | EGTL | 87 | 87B | FASTENER TYPE:TOP PISTON ROD | ASSEMBLY SIZE:1/8 IN X 1 IN LG | MATL:316 SS | EA | 4 | 3 | 4 | NO | 582 | 2328 | HYTORC | ST-08-06T | [9 empty] | STEALTH 8
6512 | 29200000TL | 03483 | EG1014013 | P | 05555027 | 05 | Automotive Accessories | EGTL | 87 | 87B | FASTENER TYPE:HOOK PIN KIT | SIZE:NON MATL:316 SS |  | EA | 8 | 6 | 8 | NO | 90 | 720 | HYTORC | ST-04-09 | [9 empty] | STEALTH 4
6513 | 29200000TL | 03483 | EG1014013 | P | 05555028 | 05 | Automotive Accessories | EGTL | 87 | 87B | FASTENER TYPE:HOOK PIN KIT | SIZE:NON MATL:316 SS |  | EA | 8 | 6 | 8 | NO | 90 | 720 | HYTORC | ST-08-09 | [9 empty] | STEALTH 8
6514 | 29200000TL | 03483 | EG1015010 | P | 05555029 | 05 | Automotive Accessories | EGTL | 87 | 87B | FASTENER TYPE:RELEASE PIN KIT | MATL:316 SS |  | EA | 4 | 3 | 4 | NO | 113 | 452 | HYTORC | ST-04-10 | [9 empty] | STEALTH 4
6515 | 29200000TL | 03483 | EG1015010 | P | 05555030 | 05 | Automotive Accessories | EGTL | 87 | 87B | FASTENER TYPE:RELEASE PIN KIT | MATL:316 SS |  | EA | 4 | 3 | 4 | NO | 113 | 452 | HYTORC | ST-08-10 | [9 empty] | STEALTH 8
6516 | 29200000TL | 03483 | EG1015010 | P | 05555031 | 05 | Automotive Accessories | EGTL | 87 | 87B | FASTENER TYPE:RELEASE PIN | SIZE:- MATL:316 SS |  | EA | 3 | 2 | 3 | NO | 38 | 114 | HYTORC | ST-04-10-01 | [9 empty] | STEALTH 4
6517 | 29200000TL | 03483 | EG1014013 | P | 05555032 | 05 | Automotive Accessories | EGTL | 87 | 87B | FASTENER TYPE:RELEASE PIN | SIZE:- MATL:316 SS |  | EA | 3 | 2 | 3 | NO | 42 | 126 | HYTORC | ST-08-10-01 | [9 empty] | STEALTH 8
6518 | 29200000TL | 03483 | EG1014013 | P | 05555033 | 05 | Automotive Accessories | EGTL | 87 | 87B | FASTENER TYPE:RELEASE DOWL | SIZE:- MATL:- |  | EA | 3 | 2 | 3 | NO | 38 | 114 | HYTORC | ST-04-10-02 | [9 empty] | STEALTH 4
6519 | 29200000TL | 03483 | EG1014013 | P | 05555034 | 05 | Automotive Accessories | EGTL | 87 | 87B | FASTENER TYPE:RELEASE DOWL | SIZE:- MATL:- |  | EA | 3 | 2 | 3 | NO | 36 | 108 | HYTORC | ST-08-10-02 | [9 empty] | STEALTH 8
6520 | 29200000TL | 03483 | EG1014013 | P | 05555035 | 05 | Automotive Accessories | EGTL | 87 | 87B | FASTENER TYPE:RELEASE SPRING | SIZE:- MATL:- |  | EA | 3 | 2 | 3 | NO | 18 | 54 | HYTORC | ST-04-10-03 | [9 empty] | STEALTH 4
6521 | 29200000TL | 03483 | EG1014013 | P | 05555036 | 05 | Automotive Accessories | EGTL | 87 | 87B | FASTENER TYPE:RELEASE SPRING | SIZE:- MATL:- |  | EA | 3 | 2 | 3 | NO | 23 | 69 | HYTORC | ST-08-10-03 | [9 empty] | STEALTH 8
6522 | 29200000TL | 03483 | EG1014013 | P | 05555037 | 05 | Automotive Accessories | EGTL | 87 | 87B | FASTENER TYPE:ROD BUSHING | SIZE:- MATL:- |  | EA | 4 | 2 | 4 | NO | 84 | 336 | HYTORC | ST-04-15 | [9 empty] | STEALTH 4
6523 | 29200000TL | 03483 | EG1015010 | P | 05555038 | 05 | Automotive Accessories | EGTL | 87 | 87B | FASTENER TYPE:ROD BUSHING | SIZE:- MATL:- |  | EA | 4 | 3 | 4 | NO | 102 | 408 | HYTORC | ST-08-15 | [9 empty] | STEALTH 8
6524 | 29200000TL | 03483 | EG1014013 | P | 05555039 | 05 | Automotive Accessories | EGTL | 87 | 87B | FASTENER TYPE:RELIEF VALVE | KIT (WITH SEAL) SIZE:- MATL:- |  | EA | 3 | 2 | 3 | NO | 150 | 450 | HYTORC | ST-04-16 | [9 empty] | STEALTH 4
6525 | 29200000TL | 03483 | EG1014013 | P | 05555040 | 05 | Automotive Accessories | EGTL | 87 | 87B | FASTENER TYPE:RELIEF VALVE | KIT(WITH SEAL) SIZE:- MATL:- |  | ST | 3 | 2 | 3 | NO | 150 | 450 | HYTORC | ST-08-16 | [9 empty] | STEALTH 8
6526 | 29200000TL | 03483 | EG1014013 | P | 05555041 | 05 | Automotive Accessories | EGTL | 87 | 87B | FASTENER TYPE:CHECK VALVE KIT | (WITH SEAL) SIZE:- MATL:- |  | ST | 7 | 5 | 7 | NO | 90 | 630 | HYTORC | ST-04-17 | [9 empty] | STEALTH 4
6527 | 29200000TL | 03483 | EG1014013 | P | 05555042 | 05 | Automotive Accessories | EGTL | 87 | 87B | FASTENER TYPE:CHECK VAVE KIT | (WITH SEAL) SIZE:- MATL:- |  | ST | 7 | 5 | 7 | NO | 150 | 1050 | HYTORC | ST-08-17 | [9 empty] | STEALTH 8
6528 | 29200000TL | 03483 | EG1014006 | P | 05555043 | 05 | Automotive Accessories | EGTL | 87 | 87B | FASTENER TYPE:LINK PIN | RETAINER SIZE:- MATL:- |  | EA | 4 | 3 | 4 | NO | 42 | 168 | HYTORC | ST-04-19 | [9 empty] | STEALTH 4
6529 | 29200000TL | 03483 | EG1014006 | P | 05555044 | 05 | Automotive Accessories | EGTL | 87 | 87B | FASTENER TYPE:LINK PIN | RETAINER SIZE:- MATL:- |  | EA | 4 | 2 | 4 | NO | 27 | 108 | HYTORC | ST-08-19 | [9 empty] | STEALTH 8
6530 | 29200000TL | 03483 | EG1007002 | P | 05555045 | 05 | Automotive Accessories | EGTL | 87 | 87B | FASTENER TYPE:UNISWIVEL | ASSEMBLY WITH POST SIZE:- | MATL:- | EA | 4 | 2 | 4 | NO | 824 | 3296 | HYTORC | ST-004 | [9 empty] | STEALTH 4
6531 | 29200000TL | 03483 | EG1010003 | P | 05555046 | 05 | Automotive Accessories | EGTL | 87 | 87B | FASTENER TYPE:UNISWIVEL | ASSEMBLY WITH POST SIZE:- | MATL:- | EA | 4 | 2 | 4 | NO | 1015 | 4060 | HYTORC | ST-008 | [9 empty] | STEALTH 8
6532 | 29200000TL | 03483 | EG1010009 | P | 05555047 | 05 | Automotive Accessories | EGTL | 87 | 87B | ASSEMBLY TYPE:UNISWIVEL SIZE:- | MATL:316 SS |  | AS | 3 | 2 | 3 | NO | 654 | 1962 | HYTORC | ST-004-SW
6533 | 29200000TL | 03483 | EG1009017 | P | 05555048 | 05 | Automotive Accessories | EGTL | 87 | 87B | FASTENER TYPE:HOUSING SIZE:4 | IN LG X 5IN HT MATL:ALUM |  | EA | 3 | 2 | 3 | NO | 2759 | 8277 | HYTORC | ST-08-01 | [9 empty] | STEATH 8
6534 | 29200000TL | 03483 | EG1015010 | P | 05555049 | 05 | Automotive Accessories | EGTL | 87 | 87B | FASTENER TYPE:END CAP SIZE:2 | IN DIA X 3/4 IN THK MATL:ALUM |  | EA | 4 | 2 | 4 | NO | 162 | 648 | HYTORC | ST-04-02T/B | [9 empty] | STEALTH 4
6535 | 29200000TL | 03483 | EG1015010 | P | 05555050 | 05 | Automotive Accessories | EGTL | 87 | 87B | FASTENER TYPE:END CAP WITH | SEAL SIZE:2 IN DIA X 3/4 IN | THK MATL:ALUM | EA | 3 | 2 | 3 | NO | 174 | 522 | HYTORC | ST-08-02T/B | [9 empty] | STEALTH 8
6536 | 29200000TL | 03483 | EG1010004 | P | 05555051 | 05 | Automotive Accessories | EGTL | 87 | 87B | FASTENER TYPE:BOTTOM PISTON | ROD SIZE:1/4 IN DID X 2 IN LG | MATL:ALUM | EA | 3 | 2 | 3 | NO | 630 | 1890 | HYTORC | ST-04-03B | [9 empty] | STEALTH 4
6537 | 29200000TL | 03483 | EG1002003 | P | 05555052 | 05 | Automotive Accessories | EGTL | 87 | 87B | FASTENER TYPE:BOTTOM PISTON | ROD SIZE:1/4 IN DIA X 2 IN LG | MATL:ALUM | EA | 3 | 2 | 3 | NO | 654 | 1962 | HYTORC | ST-08-03B | [9 empty] | STEALTH 8
6538 | 29200000TL | 03483 | EG1010004 | P | 05555053 | 05 | Automotive Accessories | EGTL | 87 | 87B | FASTENER TYPE:TOP PISTON ROD | SIZE:1/4 IN DIA X 1 IN LG | MATL:316 SS | EA | 3 | 2 | 3 | NO | 480 | 1440 | HYTORC | ST-04-03T | [9 empty] | STEALTH 4
6539 | 29200000TL | 03483 | EG1003003 | P | 05555054 | 05 | Automotive Accessories | EGTL | 87 | 87B | FASTENER TYPE:TOP PISTON ROD | SIZE:1/4 IN DIA X 1 IN LG | MATL:316 SS | EA | 3 | 2 | 3 | NO | 504 | 1512 | HYTORC | ST-08-03T | [9 empty] | STEALTH 8
6540 | 29200000TL | 03483 | EG1015010 | P | 05555056 | 05 | Automotive Accessories | EGTL | 87 | 87B | FASTENER TYPE:ROD END KIT | SIZE:NO 4-40 UNC MATL:316 SS |  | EA | 3 | 2 | 3 | NO | 378 | 1134 | HYTORC | ST-08-04B-00 | [9 empty] | STEALTH 8
6541 | 29200000TL | 03483 | EG1014006 | P | 05555057 | 05 | Automotive Accessories | EGTL | 87 | 87B | FASTENER TYPE:TOP ROD END | SIZE:1/4 IN DIA X 1 IN LG | MATL:316 SS | EA | 3 | 2 | 3 | NO | 90 | 270 | HYTORC | ST-04-04T | [9 empty] | STEALTH 4
6542 | 29200000TL | 03483 | EG1014006 | P | 05555058 | 05 | Automotive Accessories | EGTL | 87 | 87B | FASTENER TYPE:TOP END ROD | SIZE:1/4 IN DIA X 1 IN LG | MATL:316 SS | EA | 3 | 2 | 3 | NO | 90 | 270 | HYTORC | ST-08-04T | [9 empty] | STEALTH 8
6543 | 29200000TL | 03483 | EGC014007 | P | 06002388 | 06 | Bearings | EGTL | 50 | 50Z | BEARING TYPE:PIVOT BEARING | SIZE:STD STYLE:STD SERIES:STD | MATL:STD SLFC, SOUTH AFRICA SLUICE ARM ASSEMBLY PARTS, UNIT 30 PIVOT BEARING PART NUMBER PVT.BRG.GG25 | EA | 20 | 8 | 20 | NO | 9.9 | 198 | SLFC (PTY) LTD | PVT.BRG.GG25
6544 | 29200000TL | 03483 | EGC014007 | P | 06002389 | 06 | Bearings | EGTL | 50 | 50Z | BEARING TYPE:PIVOT BEARING | SIZE:STD STYLE:STD SERIES:STD | MATL:STD SLFC, SOUTH AFRICA SLUICE ARM ASSEMBLY PARTS, UNIT 45 PIVOT BEARING PART NUMBER PVT.BRG.PEEK | EA | 12 | 8 | 20 | NO | 14 | 168 | SLFC (PTY) LTD | PVT.BRG.PEEK
6545 | 29200000TL | 03483 | EGC014007 | P | 06002390 | 06 | Bearings | EGTL | 50 | 50Z | BEARING TYPE:BALL SIZE:70 X | 42.2 X 42 STYLE:STD SERIES:STD | MATL:STD SLFC, SOUTH AFRICA SLUICE ARM ASSEMBLY PARTS, U30 BEARING, 70 X 42.2 X 42 PART NUMBER BRGB.GG25/70 | EA | 12 | 8 | 20 | NO | 69 | 828 | SLFC (PTY) LTD | BRGB.GG25/70
6546 | 29200000TL | 03483 | EGC014007 | P | 06002391 | 06 | Bearings | EGTL | 50 | 50Z | BEARING TYPE:BALL SIZE:70 X | 42.2 X 42 STYLE:STD SERIES:STD | MATL:STD SLFC, SOUTH AFRICA SLUICE ARM ASSEMBLY PARTS, U45 BEARING, 70 X 42.2 X 42 PART NUMBER BRGB.PEEK/70 | EA | 12 | 8 | 20 | NO | 30 | 360 | SLFC (PTY) LTD | BRGB.PEEK/70
6547 | 29200000TL | 03483 | EGC014007 | P | 06002392 | 06 | Bearings | EGTL | 50 | 50Z | BEARING TYPE:BALL SIZE:52 X | 42.2 X 30 STYLE:STD SERIES:STD | MATL:STD SLFC, SOUTH AFRICA SLUICE ARM ASSEMBLY PARTS, U30 BEARING, 52 X 42.2 X 30 PART NUMBER BRGB.GG25/52 | EA | 12 | 8 | 20 | NO | 30 | 360 | SLFC (PTY) LTD | BRGB.GG25/52
6548 | 29200000TL | 03483 | EGC014007 | P | 06002393 | 06 | Bearings | EGTL | 50 | 50Z | BEARING TYPE:BALL SIZE:52 X | 42.2 X 30 STYLE:STD SERIES:STD | MATL:STD SLFC, SOUTH AFRICA SLUICE ARM ASSEMBLY PARTS, U45 BEARING, 52 X 42.2 X 30 PART NUMBER BRGB.PEEK/52 | EA | 12 | 8 | 20 | NO | 34 | 408 | SLFC (PTY) LTD | BRGB.PEEK/52
6549 | 29200000TL | 03483 | EGC014007 | P | 06002394 | 06 | Bearings | EGTL | 50 | 50Z | BEARING TYPE:U30 BEARING | SIZE:100 X 78 X 5.33 STYLE:STD | SERIES:STD MATL:STD SLFC, SOUTH AFRICA SLUICE ARM ASSEMBLY PARTS, U45 BEARING, 100 X 78 X 5.33 PART NUMBER BRGB.GG25/100 | EA | 12 | 8 | 20 | NO | 55 | 660 | SLFC (PTY) LTD | BRGB.GG25/100
6550 | 29200000TL | 03483 | EGC014007 | P | 06002395 | 06 | Bearings | EGTL | 50 | 50Z | BEARING TYPE:U45 BEARING | SIZE:100 X 78 X 5.33 STYLE:STD | SERIES:STD MATL:STD SLFC, SOUTH AFRICA SLUICE ARM ASSEMBLY PARTS, U30 BEARING, 100 X 78 X 5.33 PART NUMBER BRGB.PEEK/100 | EA | 10 | 8 | 20 | NO | 40 | 400 | SLFC (PTY) LTD | BRGB.PEEK/100
6551 | 29200000TL | 03483 | EGC026024 | P | 07990698 | 07 | Gaskets, Rags, Chain, Packings | EGTL | 66 | 66F | GASKET: SPIRAL WOUND | FOR MINIMUM FLOW VALVE | Valve - Parts & Accessories :USED ON FISHER EU03390298 , 4 IN 1500# HPT VALVE ASSEMBLY AT SOWIP. | EA | 10 | 6 | 10 | NO | 360.1159 | 3601.159 | FISHER | 12B9350X012 | [9 empty] | HPT
6552 | 29200000TL | 03483 | EG3002048 | P | 07991501 | 07 | Gaskets, Rags, Chain, Packings | EGTL | 54 | 54A | GASKET:HEAT EXCHANGER | TYPE:KAMMPROFILE | STYLE:FLEXITALLIC ZG MATL:304 SS ID:55 IN OD:58-1/2 IN THCK:1/8 IN RIB WIDTH:1-1/4 IN RADII:1/16 IN APPLICATION:135-ES-020 KAMMPROFILE GMGC GASKET 'ZG' STYLE, S/S 304 RING, NO PASS BAR, GRAPHITE FILLER (135-ES-020 SUPPLUS MATERIAL ON PO572389 TO BE RECOVERED TO STOCK)QA Code 01A | EA | 4 | 1 | 3 | NO | 1099.0073 | 4396.0292 | FLEXITALLIC | EXH-SU-5151-A
6553 | 29200000TL | 03483 | EG1011009 | P | 07991504 | 07 | Gaskets, Rags, Chain, Packings | EGTL | 54 | 54B | O-RING:ASSORTMENT | TYPE:0480/1648 G/C4981 ID:SEE | DRWG # G/C4981. OD:SEE DRWG # G/C4981 WIDTH:SEE DRWG # G/C4981 SEC DIA:SEE DRWG # G/C4981 MATL:PERFLUOROELASTOMER INDUSTRY STD:API ITEM #1 QTY-1, ITEM #2 QTY-1, ITEM #10 QTY-1, ITEM #11 QTY-1. SEE ATTACHMENT | EA | 2 | 1 | 2 | NO | 1697.635 | 3395.27 | JOHN CRANE | SEAL O-RINGS;G/C4981 | [9 empty] | G/C4981;130-PC-103
6554 | 29200000TL | 03483 | EG1006018 | P | 07991505 | 07 | Gaskets, Rags, Chain, Packings | EGTL | 54 | 54B | O-RING:ASSORTMENT TYPE:8B1RS | MECH. SEAL O-RINGS ID:SEE | DRWG# G/C2301 OD:SEE DRWG# G/C2301 WIDTH:SEE DRWG# G/C2301 SEC DIA:SEE DRWG# G/C2301 MATL:PERFLUOROELASTOMER INDUSTRY STD:API ITEM #1 QTY-1, ITEM #8 QTY-1, ITEM #11 QTY-1, ITEM #12 QTY-2. SEE ATTACHMENT | EA | 2 | 1 | 2 | NO | 4089.24 | 8178.48 | JOHN CRANE | SEAL O-RINGS;G/C2301 | [9 empty] | G/C2301;172-PC-001
6555 | 29200000TL | 03483 | EG1001017 | P | 07991506 | 07 | Gaskets, Rags, Chain, Packings | EGTL | 54 | 54B | O-RING:ASSORTMENT TYPE:RREP | MECH. SEAL O-RINGS ID:SEE | DRAWG # G/C5090 OD:SEE DRAWG # G/C5090 WIDTH:SEE DRAWG # G/C5090 SEC DIA:SEE DRAWG # G/C5090 MATL:PERFLUOROELASTOMER INDUSTRY STD:API ITEM #2 QTY-2, ITEM #5 QTY-2, ITEM #8 QTY-1, ITEM #14 QTY-1, ITEM #15 QTY-1. SEE ATTACHMENT, | EA | 2 | 1 | 2 | NO | 3187.085 | 6374.17 | JOHN CRANE | SEAL O-RINGS; G/C5090 | [9 empty] | G/C5090; 160-PC-001
6556 | 29200000TL | 03483 | EG1011009 | P | 07991508 | 07 | Gaskets, Rags, Chain, Packings | EGTL | 54 | 54B | O-RING:ASSORTMENT TYPE:1648 | MECH. SEAL O-RINGS ID:SEE | DRAWG # G/C3549 OD:SEE DRAWG # G/C3549 WIDTH:SEE DRAWG # G/C3549 SEC DIA:SEE DRAWG # G/C3549 MATL:FLUOROELASTOMER INDUSTRY STD:API ITEM #1 QTY-1, ITEM #2 QTY-1, ITEM #10 QTY-1, ITEM #11 QTY-1, | EA | 2 | 1 | 2 | NO | 113.095 | 226.19 | JOHN CRANE | SEAL O-RINGS; G/C3549 | [9 empty] | G/C3549; 150-PC-008
6557 | 29200000TL | 03483 | EG1011009 | P | 07991509 | 07 | Gaskets, Rags, Chain, Packings | EGTL | 54 | 54B | O-RING:ASSORTMENT TYPE:5610PR | SEAL O-RINGS ID:SEE DRWG # | HSP-1026549-1 OD:SEE DRWG # HSP-1026549-1 WIDTH:SEE DRWG # HSP-1026549-1 SEC DIA:SEE DRWG # HSP-1026549-1 MATL:TFE PROPYLENE INDUSTRY STD:API ITEM #2 QTY-1, ITEM #4 QTY-1, ITEM #8 QTY-1, ITEM #11 QTY-1, ITEM #13 QTY-1, ITEM #16 QTY-1. SEE ATTACHMENT | EA | 2 | 1 | 2 | NO | 661.835 | 1323.67 | JOHN CRANE | SEAL O-RING;HSP-1026549-1 | [9 empty] | HSP-1026549-1;173-PC-001
6558 | 29200000TL | 03483 | EG1011009 | P | 07991510 | 07 | Gaskets, Rags, Chain, Packings | EGTL | 54 | 54B | O-RING:ASSORTMENT | TYPE:T-5610-Q BIG BORE VERSION | ID:SEE DRWG # HSP-38058-1 OD:SEE DRWG # HSP-38058-1 WIDTH:SEE DRWG # HSP-38058-1 SEC DIA:SEE DRWG # HSP-38058-1 MATL:FLUOROELASTOMER INDUSTRY STD:API ITEM #2 QTY-1, ITEM #4 QTY-1, ITEM #8 QTY-1, ITEM #10 QTY-1, ITEM #12 QTY-1. SEE ATTACHMENT | EA | 2 | 1 | 2 | NO | 127.23 | 254.46 | JOHN CRANE | 171-PC-055 SEAL O-RINGS | [9 empty] | HSP-38058-1
6559 | 29200000TL | 03483 | EGC012013 | P | 07991516 | 07 | Gaskets, Rags, Chain, Packings | EGTL | 54 | 54A | GASKET:RTJ RING NUMBER:R27 | PIPE SIZE:SEE EXT DESCR | CLASS:65 SHAPE:OCTAGON MATL:316 SS COATED:SEE EXT DESCR SPEC:SEE EXT DESCR PRESSURE CLASS :65, RING #: R27, PITCH DIAM. P:107.95, WIDTH A: 11.13, HEIGHT H OCTAGONAL: 16.00, C WIDTH OF FLAT OCT:7.75, R1 RADIUS IN OCT. RING:1.5 ASME B16.20, API 6A, | EA | 8 | 6 | 10 | NO | 65 | 520 | KLINGER | R27 (STAINLESS STEEL) | [9 empty] | R
6560 | 29200000TL | 03483 | EG1009005 | P | 07991519 | 07 | Gaskets, Rags, Chain, Packings | EGTL | 54 | 54B | O-RING:ASSORTMENT | TYPE:8B1RP/8B1 MECH. SEAL | O-RING ID:SEE DRAWG # S/B8636 OD:SEE DRAWG # S/B8636 WIDTH:SEE DRAWG # S/B8636 SEC DIA:SEE DRAWG # S/B8636 MATL:FLUOROCARBON INDUSTRY STD:API ITEM #1 QTY-2, ITEM #2 QTY-1, ITEM #3 QTY-1, ITEM #17 QTY-1, ITEM #18 QTY-2. SEE ATTACHMENT | EA | 2 | 1 | 2 | NO | 221.045 | 442.09 | JOHN CRANE | SEAL O-RINGS; S/B8636 | [9 empty] | 135-PC-002; S/B8636
6561 | 29200000TL | 03483 | EG1009005 | P | 07991520 | 07 | Gaskets, Rags, Chain, Packings | EGTL | 54 | 54B | O-RING:ASSORTMENT | TYPE:0480/8B1/RP/SB8636 ID:SEE | DRWG # S/B8636 OD:SEE DRWG # S/B8636 WIDTH:SEE DRWG # S/B8636 SEC DIA:SEE DRWG # S/B8636 MATL:FLUOROELASTOMER INDUSTRY STD:API ITEM #1 QTY-2; ITEM #2 QTY-1;ITEM #3 QTY-1; ITEM #16 QTY-1; ITEM #17 QTY-2EXTENDED_PART_NUMBER=SEAL O-RINGS; 135-PC-003A/B | EA | 2 | 1 | 2 | NO | 222.325 | 444.65 | JOHN CRANE | SEE ITEM NOTES | [9 empty] | 135-PC-003AB; SB8636
6562 | 29200000TL | 03483 | EG1009005 | P | 07991521 | 07 | Gaskets, Rags, Chain, Packings | EGTL | 54 | 54B | O-RING:ASSORTMENT | TYPE:0790/8B1/RP/GC5855 ID:SEE | DRWG # G/C5855 OD:SEE DRWG # G/C5855 WIDTH:SEE DRWG # G/C5855 SEC DIA:SEE DRWG # G/C5855 MATL:PERFLUOROELASTOMER INDUSTRY STD:API ITEM #1 QTY-2, ITEM #2 QTY-1, ITEM #3 QTY-1, ITEM #16 QTY-1, ITEM #17 QTY-2. SEE ATTACHMENT | EA | 1 | 1 | 2 | NO | 5177.74 | 5177.74 | JOHN CRANE | SEAL O-RINGS; G/C5855 | [9 empty] | G/C5855; 135-PC-005
6563 | 29300000TL | 03483 | EG1058010 | P | 07991522 | 07 | Gaskets, Rags, Chain, Packings | EGTL | 54 | 54B | SEAL:O-RING TYPE:1604 MECH. | SEAL O-RINGS ID:1604 SEAL STD | OD:1604 SEAL STD WIDTH:1604 SEAL STD MATL:STANDARD INDUSTRY STD:API ITEM #1.1 QTY-1, ITEM #3 QTY-1, ITEM #5 QTY-2, ITEM #6 QTY-1, ITEM #7 QTY-1, | KI | 1 | 1 | 2 | NO | 1090.37 | 1090.37 | JOHN CRANE | 130-PC-007 SEAL O-RINGS | [9 empty] | 0790/1604/../GC2228
6564 | 29300000TL | 03483 | EG1058010 | P | 07991523 | 07 | Gaskets, Rags, Chain, Packings | EGTL | 54 | 54B | SEAL:O-RING TYPE:1604 MECH. | SEAL O-RING ID:TYPE 1604 STD | OD:TYPE 1604 STD WIDTH:TYPE 1604 STD MATL:API STD. INDUSTRY STD:API ITEM #1.1 QTY-1, ITEM #3 QTY-1, ITEM #5 QTY-2, ITEM #6 QTY-1, ITEM #7 QTY-1, | KI | 2 | 1 | 2 | NO | 20221.06 | 40442.12 | JOHN CRANE | 145-PC-002 SEAL O-RINGS | [9 empty] | 0580/1604/../GC6320
6565 | 29200000TL | 03483 | EG1058010 | P | 07991524 | 07 | Gaskets, Rags, Chain, Packings | EGTL | 54 | 54B | SEAL:O-RING TYPE:1604DP SEAL | O-RINGS ID:TYPE 1604DP STD | OD:TYPE 1604DP STD WIDTH:TYPE 1604DP STD MATL:API STD INDUSTRY STD:API ITEM #1.1 QTY-1, ITEM #3 QTY-1, ITEM #5 QTY-2, ITEM #6 QTY-1, ITEM #7 QTY-1. SEE ATTACHMENT. | KI | 2 | 1 | 2 | NO | 526.475 | 1052.95 | JOHN CRANE | 130-PC-102 SEAL O-RINGS | [9 empty] | 0480/1604DP//SB8737
6566 | 29200000TL | 03483 | EG1058010 | P | 07991526 | 07 | Gaskets, Rags, Chain, Packings | EGTL | 54 | 54B | SEAL:O-RING TYPE:5610PR SEAL | O-RINGS ID:HSP-1009498-12 STD. | OD:HSP-1009498-12 STD. WIDTH:HSP-1009498-12 STD. MATL:TFE PROPYLENE; CHEMLOY INDUSTRY STD:API STD. ITEM #2 QTY-1, ITEM #4 QTY-1, ITEM #8 QTY-1, ITEM #10 QTY-1, ITEM #12 QTY-1, ITEM#20 QTY-1. SEE ATTACHMENT | KI | 2 | 1 | 2 | NO | 410.595 | 821.19 | JOHN CRANE | 130-PC-109 SEAL O-RINGS | [9 empty] | HSP-1009498-12
6567 | 29200000TL | 03483 | EG1009005 | P | 07991527 | 07 | Gaskets, Rags, Chain, Packings | EGTL | 54 | 54B | O-RING:ASSORTMENT TYPE:5610D | SINGLE CARTRIDGE ID:SEE DRWG # | HSP-1028725-1 OD:SEE DRWG # HSP-1028725-1 WIDTH:SEE DRWG # HSP-1028725-1 SEC DIA:SEE DRWG # HSP-1028725-1 MATL:9549(FLUOROELASTOMER, 7510 INDUSTRY STD:API ITEM #2 QTY-1, ITEM #4 QTY-1, ITEM #8 QTY-1, ITEM #9 QTY-1, ITEM #11 QTY-1, | EA | 2 | 1 | 2 | NO | 119.52 | 239.04 | JOHN CRANE | SEAL O-RING:HSP-1028725-1 | [9 empty] | 172-PC-013:HSP-1028725-1
6568 | 29200000TL | 03483 | EG1009005 | P | 07991528 | 07 | Gaskets, Rags, Chain, Packings | EGTL | 54 | 54B | O-RING:ASSORTMENT | TYPE:0380/5610/SX/GC3888 | O-RINGS ID:SEE DRWG # GC3888 O-RINGS OD:SEE DRWG # GC3888 O-RINGS WIDTH:SEE DRWG # GC3888 O-RINGS SEC DIA:SEE DRWG # GC3888 O-RINGS MATL:SEE DRWG # GC3888 O-RINGS INDUSTRY STD:API G/C3888: ITEM #2 QTY-2, ITEM #4 QTY-1, ITEM #11 QTY-1, ITEM #15 QTY-1, SEE ATTACHMENT | EA | 2 | 1 | 2 | NO | 41.13 | 82.26 | JOHN CRANE | SEAL O-RINGS; GC3888 | [9 empty] | GC3888;171-PC-001
6569 | 29200000TL | 03483 | EG1009005 | P | 07991529 | 07 | Gaskets, Rags, Chain, Packings | EGTL | 54 | 54B | O-RING:ASSORTMENT | TYPE:0580/1648//GC3526 ID:SEE | DRWG # GC3526 OD:SEE DRWG # GC3526 WIDTH:SEE DRWG # GC3526 SEC DIA:SEE DRWG # GC3526 MATL:FLUOROELASTOMER INDUSTRY STD:API ITEM #1 QTY-1, ITEM #2 QTY-1, ITEM #10 QTY-1, ITEM #11 QTY-1. SEE ATTACHMENT | EA | 2 | 1 | 2 | NO | 119.52 | 239.04 | JOHN CRANE | SEAL O-RINGS: G/C3526 | [9 empty] | 0580/1648/GC3526
6570 | 29200000TL | 03483 | EG1009005 | P | 07991530 | 07 | Gaskets, Rags, Chain, Packings | EGTL | 54 | 54B | O-RING:ASSORTMENT TYPE:1648-2 | SINGLE CARTRIDGE ID:SEE DRWG N | HSP-1033314-1 OD:SEE DRWG # HSP-1033314-1 WIDTH:SEE DRWG # HSP-1033314-1 SEC DIA:SEE DRWG # HSP-1033314-1 MATL:FLUOROESLASTOMER INDUSTRY STD:API ITEM #2 QTY-1, ITEM #4 QTY-1, ITEM #11 QTY-1, ITEM #15 QTY-1. SEE ATTACHMENT | EA | 2 | 1 | 2 | NO | 115.67 | 231.34 | JOHN CRANE | SEAL O-RING;HSP-1033314-1 | [9 empty] | HSP-1033314-1;183-PC-020
6571 | 29200000TL | 03483 | EG1007018 | P | 07991531 | 07 | Gaskets, Rags, Chain, Packings | EGTL | 54 | 54B | O-RING:ASSORTMENT | TYPE:3609/GC6274 SEAL O-RINGS | ID:SEE DRWG #GC6274 OD:SEE DRWG #GC6274 WIDTH:SEE DRWG #GC6274 SEC DIA:SEE DRWG #GC6274 MATL:GRAFOIL INDUSTRY STD:API ITEM #1.1 QTY-1, ITEM #2 QTY-1, ITEM #4.1 QTY-1, ITEM #5 QTY-1, ITEM #7 QTY-2, ITEM #8 QTY-1, ITEM #9 QTY-1 | EA | 2 | 1 | 2 | NO | 807.06 | 1614.12 | JOHN CRANE | SEAL O-RINGS;G/C6274 | [9 empty] | G/C6274;150-PC-010
6572 | 29200000TL | 03483 | EG1009005 | P | 07991532 | 07 | Gaskets, Rags, Chain, Packings | EGTL | 54 | 54B | O-RING:ASSORTMENT | TYPE:0600/3648//GC1170 ID:SEE | DRWG # GC1170, TYPE 3648 OD:SEE DRWG # GC1170, TYPE 3648 WIDTH:SEE DRWG # GC1170, TYPE 3648 SEC DIA:SEE DRWG # GC1170, TYPE 3648 MATL:FLUOROELASTOMER INDUSTRY STD:API ITEM #1 QTY-1, ITEM #2 QTY-1, ITEM #10 QTY-1, ITEM #11 QTY-1, ITEM #19 QTY-1, ITEM #20 QTY-2. SEE ATTACHMENT | EA | 2 | 0 | 0 | NO | 210.765 | 421.53 | JOHN CRANE | SEAL O-RINGS;G/C1170 | [9 empty] | G/C1170;150-PC-011
6573 | 29200000TL | 03483 | EG1009005 | P | 07991533 | 07 | Gaskets, Rags, Chain, Packings | EGTL | 54 | 54B | O-RING:ASSORTMENT TYPE:3648 / | GG3180 ID:SEE DRWG # GG3180 | OD:SEE DRWG # GG3180 WIDTH:SEE DRWG # GG3180 SEC DIA:SEE DRWG # GG3180 MATL:FLUOROELASTOMER INDUSTRY STD:API ITEM #1 QTY-1, ITEM #2 QTY-1, ITEM #10 QTY-1, ITEM #11 QTY-1, ITEM #19 QTY-1, ITEM #20 QTY-1 | EA | 2 | 1 | 2 | NO | 172.21 | 344.42 | JOHN CRANE | SEAL O-RINGS;G/G3180 | [9 empty] | G/G3180;150-PC-040
6574 | 29200000TL | 03483 | EG1007018 | P | 07991534 | 07 | Gaskets, Rags, Chain, Packings | EGTL | 54 | 54B | O-RING:ASSORTMENT | TYPE:0380/3648/GC4362 ID:SEE | DRWG#GC4362 OD:SEE DRWG#GC4362 WIDTH:SEE DRWG#GC4362 SEC DIA:SEE DRWG#GC4362 MATL:PERFLUOROELASTOMER INDUSTRY STD:API ITEM #1 QTY-1, ITEM #2 QTY-1, ITEM #10 QTY-1, ITEM #11 QTY-1, ITEM #19 QTY-1,ITEM #20 QTY-2. SEE ATTACHMENT, | EA | 2 | 1 | 2 | NO | 2666.62 | 5333.24 | JOHN CRANE | SEAL O-RINGS;G/C4362 | [9 empty] | G/C4362; 181-PC-001
6575 | 29200000TL | 03483 | EG1007018 | P | 07991535 | 07 | Gaskets, Rags, Chain, Packings | EGTL | 54 | 54B | O-RING | ASSORTMENT | TYPE:O-RINGS:1773/8B1/RP/GC1105 ID:SEE DRWG#GC1105 OD:SEE DRWG#GC1105 WIDTH:SEE DRWG#GC1105 SEC DIA:SEE DRWG#GC1105 MATL:FLUOROELASTOMER INDUSTRY STD:API G/C1105: ITEM #1 QTY-2; ITEM #2 QTY-1; ITEM #3 QTY-1;ITEM #16 QTY-1; ITEM #17 QTY-2 | EA | 2 | 1 | 2 | NO | 257.025 | 514.05 | JOHN CRANE | SEAL O-RING;G/C1105 | [9 empty] | GC1105; 150-PC-007A/B
6576 | 29200000TL | 03483 | EG1010010 | P | 07991536 | 07 | Gaskets, Rags, Chain, Packings | EGTL | 54 | 54B | O-RING:ASSORTMENT | TYPE:0790/8B1/RS/GC2947 ID:SEE | DRWG# GC2947 OD:SEE DRWG# GC2947 WIDTH:SEE DRWG# GC2947 SEC DIA:SEE DRWG# GC2947 MATL:PERFLUOROELASTOMER INDUSTRY STD:API G/C2947 O-RINGS: ITEM #1 QTY-1, ITEM #8 QTY-1; ITEM #11 QTY-1; ITEM #12-QTY-2 | EA | 2 | 1 | 2 | NO | 3296.325 | 6592.65 | JOHN CRANE | O-RINGS; G/C2947 | [9 empty] | G/C2947; 172-PC-002
6577 | 29200000TL | 03483 | EG1007018 | P | 07991537 | 07 | Gaskets, Rags, Chain, Packings | EGTL | 54 | 54B | O-RING:ASSORTMENT | TYPE:0799/8B1/GC0798 ID:SEE | DRWG # GC0798 OD:SEE DRWG # GC0798 WIDTH:SEE DRWG # GC0798 SEC DIA:SEE DRWG # GC0798 MATL:PERFLUOROELASTOMER INDUSTRY STD:API G/C0798 SEAL O-RINGS; ITEM #1 QTY-1;ITEM #2 QTY-1;ITEM #11 QTY-1;ITEM #12 QTY-1; | EA | 2 | 1 | 2 | NO | 2453.285 | 4906.57 | JOHN CRANE | O-RINGS;G/C0798 | [9 empty] | G/C0798; 172-PC-011
6578 | 29200000TL | 03483 | EG1007018 | P | 07991538 | 07 | Gaskets, Rags, Chain, Packings | EGTL | 54 | 54B | O-RING:ASSORTMENT | TYPE:1160/8B1/-/GC2939 ID:SEE | DRWG # GC2939 OD:SEE DRWG # GC2939 WIDTH:SEE DRWG # GC2939 SEC DIA:SEE DRWG # GC2939 MATL:FLUOROELASTOMER INDUSTRY STD:API DRWG-GC2939; ITEM #1 QTY-1; ITEM#2 QTY-2; ITEM#11 QTY-1; ITEM#12 QTY-1 | EA | 2 | 1 | 2 | NO | 177.355 | 354.71 | JOHN CRANE | O-RINGS;G/C2939 | [9 empty] | G/C2939; 183-PC-014
6579 | 29200000TL | 03483 | EGC014007 | P | 07991539 | 07 | Gaskets, Rags, Chain, Packings | EGTL | 54 | 54B | O-RING:ASSORTMENT | TYPE:0891/8B1/RP/GC1118 ID:SEE | DRWG # GC1118 OD:SEE DRWG # GC1118 WIDTH:SEE DRWG # GC1118 SEC DIA:SEE DRWG # GC1118 MATL:PERFLUOROELASTOMER CHEMRAZ INDUSTRY STD:API GRWG #G/C1118: ITEM #1 QTY-2; ITEMM #2 QTY-1; ITEM #3 QTY-1;ITEM #16 QTY-1;ITEM #17 QTY-1; | EA | 2 | 1 | 2 | NO | 5504.885 | 11009.77 | JOHN CRANE | O-RINGS; G/C1118 | [9 empty] | G/C1118; 150-PC-009A/B
6580 | 29300000TL | 03483 | EGC014007 | P | 07991540 | 07 | Gaskets, Rags, Chain, Packings | EGTL | 54 | 54B | O-RING TYPE:O-RING, 42 X 4 | ID:STD OD:STD WIDTH:STD SEC | DIA:STD MATL:STD INDUSTRY STD:STD SLFC, SOUTH AFRICA SLUICE ARM ASSEMBLY PARTS, INTERCHANGEABLE UNIT 30/45,O-RING, 42 X 4, PART NUMBER OR.KLR/42 | EA | 4 | 1 | 2 | NO | 521 | 2084 | SLFC (PTY) LTD | OR.KLR/42
6581 | 29200000TL | 03483 | EGC014007 | P | 07991542 | 07 | Gaskets, Rags, Chain, Packings | EGTL | 87 | 87B | SEAL TYPE:PS-SEAL SIZE:42 X 60 | X 10 MATL:SS/PTFE SLFC, SOUTH | AFRICA SLUICE ARM ASSEMBLY PARTS, INTERCHANGEABLE UNIT 30/45, PS-SEAL, 42 X 60 X 10, SS/PTFE PART NUMBER PS.SS/TFL | EA | 20 | 8 | 20 | NO | 78.5 | 1570 | SLFC (PTY) LTD | PS.SS/TFL
6582 | 29300000TL | 03483 | EGC014007 | P | 07991543 | 07 | Gaskets, Rags, Chain, Packings | EGTL | 54 | 54B | O-RING TYPE:O-RING, 81 ID:STD | OD:STD WIDTH:STD SEC DIA:STD | MATL:STD INDUSTRY STD:STD SLFC, SOUTH AFRICA SLUICE ARM ASSEMBLY PARTS, O-RING, 81 PART NUMBER OR.KLR/81 | EA | 6 | 4 | 6 | NO | 614 | 3684 | SLFC (PTY) LTD | OR.KLR/81
6583 | 29300000TL | 03483 | EGC027014 | P | 07991562 | 07 | Gaskets, Rags, Chain, Packings | EGTL | 54 | 54A | GASKET:RTJ RING NUMBER:R-14 | PIPE SIZE:3/4 CLASS:SEE | DESCRIPTION SHAPE:OCTAGONAL MATL:GRAPHITE FACING MAX BHN:SEE DESCRIPTION COATED:SEE DESCRIPTION SPEC:SEE DESCRIPTION GASKET, RING TYPE JOINT, OCTAGONAL;ASME B16.20; TYPE 347 STAINLESS STEEL C/W KAMMPRO ORJ’S, APX2 GRAPHITE FACING | EA | 4 | 0 | 1 | NO | 386.01 | 1544.04 | LAMONS KAMMPRO GASKET | 347 SST-3/4 INCH PIPE
6584 | 29200000TL | 03483 | EGC027020 | P | 07991566 | 07 | Gaskets, Rags, Chain, Packings | EGTL | 54 | 54A | GASKET:RTJ RING NUMBER:R35 | PIPE SIZE:3 CLASS:SEE | DESCRIPTION SHAPE:OCTAGONAL MATL:GRAPHITE FACING MAX BHN:SEE DESCRIPTION COATED:SEE DESCRIPTION SPEC:SEE DESCRIPTION GASKET, RING TYPE JOINT, OCTAGONAL;ASME B16.20; TYPE 347 STAINLESS STEEL C/W KAMMPRO ORJ’S, APX2 GRAPHITE FACING | EA | 10 | 4 | 10 | NO | 181.0453 | 1810.453 | LAMONS KAMMPRO GASKET | 347 SST-3 INCH PIPE
6585 | 29300000TL | 03483 | EGC034023 | P | 07991568 | 07 | Gaskets, Rags, Chain, Packings | EGTL | 54 | 54A | GASKET:RTJ RING NUMBER:R-45 | PIPE SIZE:6 CLASS:SEE | DESCRIPTION SHAPE:OCTAGONAL MATL:GRAPHITE FACING MAX BHN:SEE DESCRIPTION COATED:SEE DESCRIPTION SPEC:SEE DESCRIPTION GASKET, RING TYPE JOINT, OCTAGONAL;ASME B16.20; TYPE 347 STAINLESS STEEL C/W KAMMPRO ORJ’S, APX2 GRAPHITE FACING | EA | 4 | 4 | 10 | NO | 343.275 | 1373.1 | LAMONS KAMMPRO GASKET | 347 SST- 6 INCH PIPE
6586 | 29200000TL | 03483 | EGC041018 | P | 07991570 | 07 | Gaskets, Rags, Chain, Packings | EGTL | 54 | 54A | GASKET:RTJ RING NUMBER:R-53 | PIPE SIZE:10 CLASS:DESCRIPTION | SHAPE:OCTAGONAL MATL:GRAPHITE FACING MAX BHN:DESCRIPTION COATED:DESCRIPTION SPEC:DESCRIPTION GASKET, RING TYPE JOINT, OCTAGONAL;ASME B16.20; TYPE 347 STAINLESS STEEL C/W KAMMPRO ORJ’S, APX2 GRAPHITE FACING | EA | 9 | 4 | 10 | NO | 403.781 | 3634.029 | LAMONS KAMMPRO GASKET | 347 SST- 10 INCH PIPE
6587 | 29200000TL | 03483 | EGC001017 | P | 07991572 | 07 | Gaskets, Rags, Chain, Packings | EGTL | 54 | 54A | GASKET:RTJ RING NUMBER:R-62 | PIPE SIZE:14 CLASS:SEE | DESCRIPTION SHAPE:OCTAGONAL MATL:GRAPHITE FACING MAX BHN:SEE DESCRIPTION COATED:SEE DESCRIPTION SPEC:SEE DESCRIPTION GASKET, RING TYPE JOINT, OCTAGONAL;ASME B16.20; TYPE 347 STAINLESS STEEL C/W KAMMPRO ORJ’S, APX2 GRAPHITE FACING | EA | 10 | 0 | 0 | NO | 716.3169 | 7163.169 | LAMONS KAMMPRO GASKET | 347 SST - 14 INCH PIPE
6588 | 29200000TL | 03483 | EGC027020 | P | 07991574 | 07 | Gaskets, Rags, Chain, Packings | EGTL | 54 | 54A | GASKET:RTJ RING NUMBER:R-14 | PIPE SIZE:3/4 CLASS:SEE | DESCRIPTION SHAPE:OCTAGONAL MATL:GRAPHITE FACING MAX BHN:SEE DESCRIPTION COATED:SEE DESCRIPTION SPEC:SEE DESCRIPTION GASKET, RING TYPE JOINT, OCTAGONAL;ASME B16.20; TYPE 316 STAINLESS STEEL C/W KAMMPRO ORJ’S, APX2 GRAPHITE FACING | EA | 10 | 4 | 10 | NO | 151.6436 | 1516.436 | LAMONS KAMMPRO GASKET | 316 SST - 3/4 INCH PIPE
6589 | 29300000TL | 03483 | EGC027027 | P | 07991575 | 07 | Gaskets, Rags, Chain, Packings | EGTL | 54 | 54A | GASKET:RTJ RING NUMBER:R-16 | PIPE SIZE:1 CLASS:SEE | DESCRIPTION SHAPE:OCTAGONAL MATL:GRAPHITE FACING MAX BHN:SEE DESCRIPTION COATED:SEE DESCRIPTION SPEC:SEE DESCRIPTION GASKET, RING TYPE JOINT, OCTAGONAL;ASME B16.20; TYPE 316 STAINLESS STEEL C/W KAMMPRO ORJ’S, APX2 GRAPHITE FACING | EA | 2 | 4 | 10 | NO | 104.475 | 208.95 | LAMONS KAMMPRO GASKET | 316 SST - 1 INCH PIPE
6590 | 29200000TL | 03483 | EGC036018 | P | 07991576 | 07 | Gaskets, Rags, Chain, Packings | EGTL | 54 | 54A | GASKET:RTJ RING NUMBER:R-20 | PIPE SIZE:1 -1/2 CLASS:SEE | DESCRIPTION SHAPE:OCTAGONAL MATL:GRAPHITE FACING MAX BHN:SEE DESCRIPTION COATED:SEE DESCRIPTION SPEC:SEE DESCRIPTION GASKET, RING TYPE JOINT, OCTAGONAL;ASME B16.20; TYPE 316 STAINLESS STEEL C/W KAMMPRO ORJ’S, APX2 GRAPHITE FACING | EA | 10 | 4 | 10 | NO | 121.0687 | 1210.687 | LAMONS KAMMPRO GASKET | 316 SST 1-1/2 INCH PIPE
6591 | 29200000TL | 03483 | EGC027027 | P | 07991578 | 07 | Gaskets, Rags, Chain, Packings | EGTL | 54 | 54A | GASKET:RTJ RING NUMBER:R-35 | PIPE SIZE:3 CLASS:SEE | DESCRIPTION SHAPE:OCTAGONAL MATL:GRAPHITE FACING MAX BHN:SEE DESCRIPTION COATED:SEE DESCRIPTION SPEC:SEE DESCRIPTION GASKET, RING TYPE JOINT, OCTAGONAL;ASME B16.20; TYPE 316 STAINLESS STEEL C/W KAMMPRO ORJ’S, APX2 GRAPHITE FACING | EA | 2 | 4 | 10 | NO | 297.674 | 595.348 | LAMONS KAMMPRO GASKET | 316 SST - 3 INCH PIPE
6592 | 29200000TL | 03483 | EGC027020 | P | 07991579 | 07 | Gaskets, Rags, Chain, Packings | EGTL | 54 | 54A | GASKET:RTJ RING NUMBER:R-37 | PIPE SIZE:4 CLASS:SEE | DESCRIPTION SHAPE:OCTAGONAL MATL:GRAPHITE FACING MAX BHN:SEE DESCRIPTION COATED:SEE DESCRIPTION SPEC:SEE DESCRIPTION GASKET, RING TYPE JOINT, OCTAGONAL;ASME B16.20; TYPE 316 STAINLESS STEEL C/W KAMMPRO ORJ’S, APX2 GRAPHITE FACING | EA | 2 | 4 | 10 | NO | 219.9809 | 439.9618 | LAMONS KAMMPRO GASKET | 316 SST - 4 INCH PIPE
6593 | 29300000TL | 03483 | EGC011013 | P | 07991582 | 07 | Gaskets, Rags, Chain, Packings | EGTL | 54 | 54A | GASKET:RTJ RING NUMBER:R-53 | PIPE SIZE:10 CLASS:SEE | DESCRIPTION SHAPE:OCTAGONAL MATL:GRAPHITE FACING MAX BHN:SEE DESCRIPTION COATED:SEE DESCRIPTION SPEC:SEE DESCRIPTION GASKET, RING TYPE JOINT, OCTAGONAL;ASME B16.20; TYPE 316 STAINLESS STEEL C/W KAMMPRO ORJ’S, APX2 GRAPHITE FACING | EA | 4 | 0 | 1 | NO | 339.2 | 1356.8 | LAMONS KAMMPRO GASKET | 316 SST - 10 INCH PIPE
6594 | 29300000TL | 03483 | EGC015028 | P | 07991583 | 07 | Gaskets, Rags, Chain, Packings | EGTL | 54 | 54A | GASKET:RTJ RING NUMBER:R-57 | PIPE SIZE:12 CLASS:SEE | DESCRIPTION SHAPE:OCTAGONAL MATL:GRAPHITE FACING MAX BHN:SEE DESCRIPTION COATED:SEE DESCRIPTION SPEC:SEE DESCRIPTION GASKET, RING TYPE JOINT, OCTAGONAL;ASME B16.20; TYPE 316 STAINLESS STEEL C/W KAMMPRO ORJ’S, APX2 GRAPHITE FACING | EA | 2 | 1 | 2 | NO | 121.7 | 243.4 | LAMONS KAMMPRO GASKET | 316 SST - 12 INCH PIPE
6595 | 29200000TL | 03483 | EGC001017 | P | 07991584 | 07 | Gaskets, Rags, Chain, Packings | EGTL | 54 | 54A | GASKET:RTJ RING NUMBER:R-62 | PIPE SIZE:14 CLASS:SEE | DESCRIPTION SHAPE:OCTAGONAL MATL:GRAPHITE FACING MAX BHN:SEE DESCRIPTION COATED:SEE DESCRIPTION SPEC:SEE DESCRIPTION | EA | 2 | 4 | 10 | NO | 502.4832 | 1004.9664 | LAMONS KAMMPRO GASKET | 316 SST - 14 INCH PIPE
6596 | 29200000TL | 03483 | EGC020029 | P | 07991585 | 07 | Gaskets, Rags, Chain, Packings | EGTL | 54 | 54A | GASKET:RTJ RING NUMBER:R-66 | PIPE SIZE:16 CLASS:SEE | DESCRIPTION SHAPE:OCTAGONAL MATL:RAPHITE FACING MAX BHN:SEE DESCRIPTION COATED:SEE DESCRIPTION SPEC:SEE DESCRIPTION GASKET, RING TYPE JOINT, OCTAGONAL;ASME B16.20; TYPE 316 STAINLESS STEEL C/W KAMMPRO ORJ’S, APX2 GRAPHITE FACING | EA | 2 | 4 | 10 | NO | 577.2157 | 1154.4314 | LAMONS KAMMPRO GASKET | 316 SST - 16 INCH PIPE
6597 | 29200000TL | 03483 | EGC027020 | P | 07991599 | 07 | Gaskets, Rags, Chain, Packings | EGTL | 54 | 54A | GASKET:RTJ RING NUMBER:R-14 | PIPE SIZE:3/4 CLASS:SEE | DESCRIPTION SHAPE:OCTAGONAL MATL:GRAPHITE FACING MAX BHN:SEE DESCRIPTION COATED:SEE DESCRIPTION SPEC:SEE DESCRIPTION GASKET, RING TYPE JOINT, OCTAGONAL;ASME B16.20; 4-6% CHROME 1/2 MOLY, C/W KAMMPRO ORJ’S, APX2 GRAPHITE FACING | EA | 2 | 0 | 0 | NO | 166.2517 | 332.5034 | LAMONS KAMMPRO GASKET | CHROME FOR 3/4 INCH PIPE
6598 | 29200000TL | 03483 | EGC027020 | P | 07991600 | 07 | Gaskets, Rags, Chain, Packings | EGTL | 54 | 54A | GASKET:RTJ RING NUMBER:R-16 | PIPE SIZE:1 CLASS:SEE | DECRIPTION SHAPE:OCTAGONAL MATL:GRAPHITE FACING MAX BHN:SEE DECRIPTION COATED:SEE DECRIPTION SPEC:SEE DECRIPTION GASKET, RING TYPE JOINT, OCTAGONAL;ASME B16.20; 4-6% CHROME 1/2 MOLY, C/W KAMMPRO ORJ’S, APX2 GRAPHITE FACING | EA | 2 | 4 | 10 | NO | 137.2439 | 274.4878 | LAMONS KAMMPRO GASKET | CHROME FOR 1 INCH PIPE
6599 | 29200000TL | 03483 | EGC027014 | P | 07991601 | 07 | Gaskets, Rags, Chain, Packings | EGTL | 54 | 54A | GASKET:RTJ RING NUMBER:R-20 | PIPE SIZE:1 -1/2 CLASS:SEE | DESCRIPTION SHAPE:OCTAGONAL MATL:GRAPHITE FACING MAX BHN:SEE DESCRIPTION COATED:SEE DESCRIPTION SPEC:SEE DESCRIPTION GASKET, RING TYPE JOINT, OCTAGONAL;ASME B16.20; 4-6% CHROME 1/2 MOLY, C/W KAMMPRO ORJ’S, APX2 GRAPHITE FACING | EA | 5 | 4 | 10 | NO | 147.6177 | 738.0885 | LAMONS KAMMPRO GASKET | CHROME 1-1/2 INCH PIPE
6600 | 29200000TL | 03483 | EGC027014 | P | 07991602 | 07 | Gaskets, Rags, Chain, Packings | EGTL | 54 | 54A | GASKET:RTJ RING NUMBER:R-24 | PIPE SIZE:2 CLASS:SEE | DESCRIPTION SHAPE:OCTAGONAL MATL:GRAPHITE FACING MAX BHN:SEE DESCRIPTION COATED:SEE DESCRIPTION SPEC:SEE DESCRIPTION | EA | 2 | 4 | 10 | NO | 156.2834 | 312.5668 | LAMONS KAMMPRO GASKET | CHROME FOR 2 INCH PIPE
6601 | 29200000TL | 03483 | EGC027020 | P | 07991604 | 07 | Gaskets, Rags, Chain, Packings | EGTL | 54 | 54A | GASKET:RTJ RING NUMBER:R-37 | PIPE SIZE:4 CLASS:SEE | DESCRIPTION SHAPE:OCTAGONAL MATL:GRAPHITE FACING MAX BHN:SEE DESCRIPTION COATED:SEE DESCRIPTION SPEC:SEE DESCRIPTION | EA | 2 | 4 | 10 | NO | 184.6931 | 369.3862 | LAMONS KAMMPRO GASKET | FOR CHROME 4 INCH PIPE
6602 | 29200000TL | 03483 | EGC027014 | P | 07991605 | 07 | Gaskets, Rags, Chain, Packings | EGTL | 54 | 54A | GASKET:RTJ RING NUMBER:R-45 | PIPE SIZE:6 CLASS:SEE | DESCRIPTION SHAPE:OCTAGONAL MATL:APX2 GRAPHITE FACING MAX BHN:SEE DESCRIPTION COATED:SEE DESCRIPTION SPEC:SEE DESCRIPTION | EA | 2 | 4 | 10 | NO | 211.2088 | 422.4176 | LAMONS KAMMPRO GASKET | FOR CHROME 6 INCH PIPE
6603 | 29200000TL | 03483 | EGC001017 | P | 07991609 | 07 | Gaskets, Rags, Chain, Packings | EGTL | 54 | 54A | GASKET:RTJ RING NUMBER:R-62 | PIPE SIZE:14 CLASS:SEE | DESCRIPTION SHAPE:OCTAGONAL MATL:GRAPHITE FACING MAX BHN:SEE DESCRIPTION COATED:SEE DESCRIPTION SPEC:SEE DESCRIPTION ASKET, RING TYPE JOINT, OCTAGONAL;ASME B16.20; 4-6% CHROME 1/2 MOLY, C/W KAMMPRO ORJ’S, APX2 GRAPHITE FACING | EA | 2 | 4 | 10 | NO | 481.2307 | 962.4614 | LAMONS KAMMPRO GASKET | FOR CHROME 14 INCH PIPE
6604 | 29200000TL | 03483 | EGC019014 | P | 07991610 | 07 | Gaskets, Rags, Chain, Packings | EGTL | 54 | 54A | GASKET:RTJ RING NUMBER:R-66 | PIPE SIZE:16 CLASS:SEE | DESCRIPTION SHAPE:OCTAGONAL MATL:GRAPHITE FACING MAX BHN:SEE DESCRIPTION COATED:SEE DESCRIPTION SPEC:SEE DESCRIPTION GASKET, RING TYPE JOINT, OCTAGONAL;ASME B16.20; 4-6% CHROME 1/2 MOLY, C/W KAMMPRO ORJ’S, APX2 GRAPHITE FACING | EA | 6 | 4 | 10 | NO | 593.9693 | 3563.8158 | LAMONS KAMMPRO GASKET | FOR CHROME 16 INCH PIPE
6605 | 29200000TL | 03483 | EGC001017 | P | 07991611 | 07 | Gaskets, Rags, Chain, Packings | EGTL | 54 | 54A | GASKET:RTJ RING NUMBER:R-70 | PIPE SIZE:18 CLASS:SEE | DESCRIPTION SHAPE:OCTAGONAL MATL:GRAPHITE FACING MAX BHN:SEE DESCRIPTION COATED:SEE DESCRIPTION SPEC:SEE DESCRIPTION GASKET, RING TYPE JOINT, OCTAGONAL;ASME B16.20; 4-6% CHROME 1/2 MOLY, C/W KAMMPRO ORJ’S, APX2 GRAPHITE FACING | EA | 6 | 4 | 10 | NO | 413.1472 | 2478.8832 | LAMONS KAMMPRO GASKET | FOR CHROM 18 INCH PIPE
6606 | 29200000TL | 03483 | EGC001017 | P | 07991613 | 07 | Gaskets, Rags, Chain, Packings | EGTL | 54 | 54A | GASKET:RTJ RING NUMBER:R-78 | PIPE SIZE:24 CLASS:SEE | DESCRIPTION SHAPE:OCTAGONAL MATL:GRAPHITE FACING MAX BHN:SEE DESCRIPTION COATED:SEE DESCRIPTION SPEC:SEE DESCRIPTION GASKET, RING TYPE JOINT, OCTAGONAL;ASME B16.20; 4-6% CHROME 1/2 MOLY, C/W KAMMPRO ORJ’S, APX2 GRAPHITE FACING | EA | 2 | 4 | 10 | NO | 1412.7107 | 2825.4214 | LAMONS KAMMPRO GASKET | FOR CHROME 24 INCH PIPE
6607 | 29200000TL | 03483 | EGC027020 | P | 07991614 | 07 | Gaskets, Rags, Chain, Packings | EGTL | 54 | 54A | GASKET:RTJ RING NUMBER:R-14 | PIPE SIZE:3/4 CLASS:SEE | DESCRPTION SHAPE:OCTAGONAL MATL:GRAPHITE FACING MAX BHN:SEE DESCRPTION COATED:SEE DESCRPTION SPEC:SEE DESCRPTION GASKET, RING TYPE JOINT, OCTAGONAL;ASME B16.20; SOFT IRON, C/W KAMMPRO ORJ’S, APX2 GRAPHITE FACING | EA | 2 | 10 | 20 | NO | 341.724 | 683.448 | LAMONS KAMMPRO GASKET | FOR 3/4 INCH PIPE
6608 | 29300000TL | 03483 | EGC007023 | P | 07991619 | 07 | Gaskets, Rags, Chain, Packings | EGTL | 54 | 54A | GASKET:RTJ RING NUMBER:R-37 | PIPE SIZE:4 CLASS:SEE | DESCRIPTION SHAPE:OCTAGONAL MATL:GRAPHITE FACING MAX BHN:SEE DESCRIPTION COATED:SEE DESCRIPTION SPEC:SEE DESCRIPTION GASKET, RING TYPE JOINT, OCTAGONAL;ASME B16.20; SOFT IRON, C/W KAMMPRO ORJ’S, APX2 GRAPHITE FACING | EA | 15 | 10 | 20 | NO | 193.75 | 2906.25 | LAMONS KAMMPRO GASKET | FOR 4 INCH PIPE
6609 | 29300000TL | 03483 | EGC007023 | P | 07991622 | 07 | Gaskets, Rags, Chain, Packings | EGTL | 54 | 54A | GASKET:RTJ RING NUMBER:R-53 | PIPE SIZE:10 CLASS:SEE | DESCRIPTION SHAPE:OCTAGONAL MATL:GRAPHITE FACING MAX BHN:SEE DESCRIPTION COATED:SEE DESCRIPTION SPEC:SEE DESCRIPTION GASKET, RING TYPE JOINT, OCTAGONAL;ASME B16.20; SOFT IRON, C/W KAMMPRO ORJ’S, APX2 GRAPHITE FACING | EA | 15 | 10 | 16 | NO | 299.17 | 4487.55 | LAMONS KAMMPRO GASKET | FOR 10 INCH PIPE
6610 | 29200000TL | 03483 | EGC005016 | P | 07991623 | 07 | Gaskets, Rags, Chain, Packings | EGTL | 54 | 54A | GASKET:RTJ RING NUMBER:R-57 | PIPE SIZE:12 CLASS:SEE | DESCRIPTION SHAPE:OCTAGONAL MATL:GRAPHITE FACING MAX BHN:SEE DESCRIPTION COATED:SEE DESCRIPTION SPEC:SEE DESCRIPTION GASKET, RING TYPE JOINT, OCTAGONAL;ASME B16.20; SOFT IRON, C/W KAMMPRO ORJ’S, APX2 GRAPHITE FACING | EA | 14 | 10 | 20 | NO | 484.5553 | 6783.7742 | LAMONS KAMMPRO GASKET | FOR 12 INCH PIPE
6611 | 29200000TL | 03483 | EGC004029 | P | 07991624 | 07 | Gaskets, Rags, Chain, Packings | EGTL | 54 | 54A | GASKET:RTJ RING NUMBER:R-62 | PIPE SIZE:14 CLASS:SEE | DESCRIPTION SHAPE:OCTAGONAL MATL:GRAPHITE FACING MAX BHN:SEE DESCRIPTION COATED:SEE DESCRIPTION SPEC:SEE DESCRIPTION GASKET, RING TYPE JOINT, OCTAGONAL;ASME B16.20; SOFT IRON, C/W KAMMPRO ORJ’S, APX2 GRAPHITE FACING | EA | 14 | 10 | 20 | NO | 544.0621 | 7616.8694 | LAMONS KAMMPRO GASKET | FOR 14 INCH PIPE
6612 | 29200000TL | 03483 | EGC019014 | P | 07991625 | 07 | Gaskets, Rags, Chain, Packings | EGTL | 54 | 54A | GASKET:RTJ RING NUMBER:R-66 | PIPE SIZE:16 CLASS:SEE | DESCRIPTION SHAPE:OCTAGONAL MATL:GRAPHITE FACING MAX BHN:SEE DESCRIPTION COATED:SEE DESCRIPTION SPEC:SEE DESCRIPTION GASKET, RING TYPE JOINT, OCTAGONAL;ASME B16.20; SOFT IRON, C/W KAMMPRO ORJ’S, APX2 GRAPHITE FACING | EA | 2 | 10 | 20 | NO | 542.8948 | 1085.7896 | LAMONS KAMMPRO GASKET | FOR 16 INCH PIPE
6613 | 29200000TL | 03483 | EGC006004 | P | 07991626 | 07 | Gaskets, Rags, Chain, Packings | EGTL | 54 | 54A | GASKET:RTJ RING NUMBER:R-70 | PIPE SIZE:18 CLASS:SEE | DESCRIPTION SHAPE:OCTAGONAL MATL:GRAPHITE FACING MAX BHN:SEE DESCRIPTION COATED:SEE DESCRIPTION SPEC:SEE DESCRIPTION GASKET, RING TYPE JOINT, OCTAGONAL;ASME B16.20; SOFT IRON, C/W KAMMPRO ORJ’S, APX2 GRAPHITE FACING | EA | 12 | 10 | 20 | NO | 1433 | 17196 | LAMONS KAMMPRO GASKET | FOR 18 INCH PIPE
6614 | 29200000TL | 03483 | EGC001017 | P | 07991627 | 07 | Gaskets, Rags, Chain, Packings | EGTL | 54 | 54A | GASKET:RTJ RING NUMBER:R-74 | PIPE SIZE:20 CLASS:SEE | DESCRIPTION SHAPE:OCTAGONAL MATL:GRAPHITE FACING MAX BHN:SEE DESCRIPTION COATED:SEE DESCRIPTION SPEC:SEE DESCRIPTION GASKET, RING TYPE JOINT, OCTAGONAL;ASME B16.20; SOFT IRON, C/W KAMMPRO ORJ’S, APX2 GRAPHITE FACING | EA | 2 | 10 | 20 | NO | 974.9418 | 1949.8836 | LAMONS KAMMPRO GASKET | FOR 20 INCH PIPE
6615 | 29200000TL | 03483 | EG1052027 | P | 07991629 | 07 | Gaskets, Rags, Chain, Packings | EGTL | 54 | 54A | GASKET:SPIRAL WOUND | TYPE:SERIES A PIPE SIZE:36 IN | CLASS:300 SPIRAL WOUND THCK:STD WINDING MATL:SS FILLER MATL:GRAPHITE CENTERING RING MATL:STD INNERING RING MATL:304 SS STYLE:STYLE WRI SPEC:ASME B16.20; ASME B16.47 A SIZE:36 IN GASKETS LAMONS STYLE WRI: 304 SS INNER RING, CS OUTER RING, GRAPHITE FILLER, 304 SS WINDING, ASME B16.20; ASME B16.47 A, 1186, 183 SERIES A, HT# S673522 | EA | 6 | 0 | 0 | NO | 351.83 | 2110.98 | LAMONS GASKET | [10 empty] | STYLE WRI SERIES A
6616 | 29300000TL | 03483 | EGC003034 | P | 07991631 | 07 | Gaskets, Rags, Chain, Packings | EGTL | 54 | 54A | GASKET:SPIRAL WOUND | TYPE:SPIRAL WOUND PIPE | SIZE:48INCH CLASS:150 SPIRAL WOUND THCK:4.5MM WINDING MATL:AUSTENITIC STAINLESS STEEL WIN FILLER MATL:FLEXICARB (GRAPHITE) CENTERING RING MATL:316 S/S INNERING RING MATL:316 S/S STYLE:FLEXITALLIC CG SPEC:ASME 16.47 SERIES A SIZE:1200MM X 1380MM X 4.5MM FLEXITALLIC GASKET, SPIRAL WOUND, 48� CL150, ASME 16.47 SERIES A, 4.5MM THK (3MM COMPRESSED), LSI, 316 S/S WNDG/FLEXICARB, 316 S/S INNER/OUTER RING TO AP SPEC 4WPI-MWFG08, CLEAN FOR OXYGEN SERVICE.SUPPLIER = FLEXITALLIC INC. 6915 HIGHWAY 225, DEER PARK, TEXAS 77536, USA, WWW.FLEXITALLIC.COMQA Code 01A | EA | 11 | 7 | 11 | NO | 1667.03 | 18337.33 | FLEXITALLIC GASKET | LSI, 316 S/S
6617 | 29200000TL | 03483 | EGC003005 | P | 07991632 | 07 | Gaskets, Rags, Chain, Packings | EGTL | 54 | 54A | GASKET:RTJ RING NUMBER:R71 | PIPE SIZE:18IN CLASS:1500 | SHAPE:OCTAGONAL MATL:SOFT IRON MAX BHN:SOFT IRON COATED:APX2 GRAPHITE FACING SPEC:ASME B16.20 GASKET: RTJ R71,OCTAGONAL, APX2 GRAPHITE FACINGQA Code 01A. | PC | 12 | 0 | 0 | NO | 1927 | 23124 | LAMONS KAMMPRO GASKET
6618 | 29300000TL | 03483 | EG3001FLR | P | 07991636 | 07 | Gaskets, Rags, Chain, Packings | EGTL | 54 | 54A | GASKET TYPE:FLANGE GASKET | SIZE:1492 X 1600 X 89 PRESS. | RATING:150LB MATL:PTFE FILLER SHAPE:CIRCULAR 56'' FLEXITALLIC GASKET. STYLE LSI WITH CARBON STEEL OUTER RING, 316L STAINLESS STEEL INNER RING, 316L STAINLESS STEEL WINDINGS AND PTFE FILLER MATERIAL. (OXYGEN CLEAN) FLANGE SPEC IS ASME B16.47 SERIES “B” 150# 56” (SEE ATTACHED FOR DIMENSIONS) | EA | 4 | 0 | 1 | NO | 833 | 3332 | FLEXCITALLIC | 316L S/S
6619 | 29200000TL | 03483 | EG3002037 | P | 07991646 | 07 | Gaskets, Rags, Chain, Packings | EGTL | 54 | 54A | GASKET:HEAT EXCHANGER | TYPE:KAMMPROFILE | STYLE:FLEXITALLIC ZG MATL:304 SS ID:56 IN OD:58-1/2 IN THCK:1/8 IN RIB WIDTH:1/4 IN RADII:1/16 IN APPLICATION:135-ES-020 KAMMPROFILE GMGC GASKET 'ZG' STYLE, S/S 304 RING, .125" THK PASS BAR, GRAPHITE FILLER (135-ES-020 SUPPLUS MATERIAL ON PO572389)QA Code 01A | EA | 3 | 2 | 6 | NO | 3.5915 | 10.7745 | FLEXITALLIC | EXH-SU-5151-A/304 SS
6620 | 29200000TL | 03483 | EG1049002 | P | 07991649 | 07 | Gaskets, Rags, Chain, Packings | EGTL | 54 | 54A | GASKET:FLANGE NON-SPIRAL | TYPE:RAISED FACE PIPE SIZE:24 | IN PRESS. RATING:150 MATL:GRAPHITE SPEC:STD ID:STD OD:STD THCK:1.5MM | EA | 6 | 0 | 0 | NO | 37.105 | 222.63 | SIGRAFLEX | V150-10-M2 | [9 empty] | SIGRA SEAL
6621 | 29200000TL | 03483 | EG1006013 | P | 07991650 | 07 | Gaskets, Rags, Chain, Packings | EGTL | 54 | 54B | SEAL:LABYRINTH TYPE:SEE DESCR | SHAFT DIA:SEE DESCR WIDTH:SEE | DESCR HOUSING BORE:SEE DESCR STATIONARY ELEMENT MATL:SEE DESCR ROTATING ELEMENT MATL:SEE DESCR ELASTOMER MATL:SEE DESCR BODY SEAL KIT, MK1, 6” MANUFACTURER: FLOWSERVE PART NO.: 087299.999.000. PARENT EQP 172-LV-0026 | KI | 1 | 0 | 1 | NO | 754.89 | 754.89 | FLOWSERVE | 087299.999.000
6622 | 29200000TL | 03483 | EG1006013 | P | 07991651 | 07 | Gaskets, Rags, Chain, Packings | EGTL | 54 | 54B | SEAL:LABYRINTH TYPE:SEE DESCR | SHAFT DIA:SEE DESCR WIDTH:SEE | DESCR HOUSING BORE:SEE DESCR STATIONARY ELEMENT MATL:SEE DESCR ROTATING ELEMENT MATL:SEE DESCR ELASTOMER MATL:SEE DESCR ACTUATOR SEAL KIT, MK1, 6”, VL100 MANUFACTURER: FLOWSERVE PART NO.: 037861.999.000 PARENT EQP 172-LV-0026 | KI | 2 | 0 | 0 | NO | 238.16 | 476.32 | FLOWSERVE | 037861.999.000
6623 | 29200000TL | 03483 | EG1016019 | P | 07991654 | 07 | Gaskets, Rags, Chain, Packings | EGTL | 54 | 54B | RETAINER:SEAL TYPE:SEAL RING | SIZE:115.1INN 118.4OUT | 85.5WIDTH MATL:STL MECHANICAL SEAL RETAINER RING WITH PARTNO;0952/J85/001 | MG | 4 | 1 | 4 | NO | 1462.56 | 5850.24 | JOHN CRANE | P/N0952/J85/001
6624 | 29200000TL | 03483 | EGC037031 | P | 07991655 | 07 | Gaskets, Rags, Chain, Packings | EGTL | 54 | 54A | GASKET SET TYPE:MAIN AND PILOT | SIZE:STD MATL:MONEL NUMBER OF | PIECES:2 GASKET SET: PART NUMBER: GASKET 31/32 X 23/32 X .031 MONEL - 3600605 / GASKET 5-3/32 X 4-1/2 X .031 MONEL - 3650401, MODEL#:2912-00J-1-S4-MS-RF-GS-SR-MC967 / / 39MV07-2-CC-V-GS-60-MC967, 130-PSV-0602 | ST | 2 | 1 | 2 | NO | 244.4369 | 488.8738 | GE-CONSOLIDATED | 3600605+3650401 | [9 empty] | 2912-00J-1-S4-MS-RF-GS-SR
6625 | 29200000TL | 03483 | EGC046026 | P | 08109151 | 08 | Heavy Automotive Units | EGTL | 64 | 64B | BELT: V DRIVE | MOBILE CRANE SERIAL NO. 230580 | Power Transmission Equipment & Replacement Parts : MOBILE CRANE SERIAL NO. 230580 90 TONS | EA | 1 | 0 | 0 | NO | 0 | 0 | GROVE | 9414101763
6626 | 29200000TL | 03483 | EGC046035 | P | 09751635 | 09 | Misc. Automotive Units | EGTL | 64 | 64D | BELT: DRIVE | 9414101757 | Cranes & Parts / Accessories : MOBILE CRANE SERIAL 230580 90 TONS | EA | 1 | 0 | 1 | NO | 115.95 | 115.95 | GROVE | 9414101757
6627 | 29300000TL | 03483 | EGC012008 | P | 26024423 | 26 | Electrical Supplies/Hardware | EGTL | 51 | 51F | FUSE:BREAKER TYPE:TBD AMP:25A | VOL:TBD INTERRUPTING | RATING:TBD CONN:TBD CARTRIDGE:TBD SIZE:TBD 25AMPS FUSES REQUIRED AS SPARE FOR DOOSAN AIR COMPRESSORS | EA | 12 | 8 | 12 | NO | 3.02 | 36.24 | DOOSAN | 36793651
6628 | 29300000TL | 03483 | EGC012008 | P | 26024424 | 26 | Electrical Supplies/Hardware | EGTL | 51 | 51F | FUSE:BREAKER TYPE:TBD AMP:5A | VOL:TBD INTERRUPTING | RATING:TBD CONN:TBD CARTRIDGE:TBD SIZE:TBD 5AMPS FUSES REQUIRED AS SPARE FOR DOOSAN AIR COMPRESSORS | EA | 15 | 10 | 15 | NO | 3.04 | 45.6 | DOOSAN | 22695878
6629 | 29300000TL | 03483 | EG1040019 | P | 39018707 | 39 | Pipe Fittings & Valves | EGTL | 66 | 66Z | STUD TYPE:GLAND PLATE M24 X 95 | LG:95 MATL:ST STL 316 GLAND |  | EA | 4 | 2 | 4 | NO | 438.72 | 1754.88 | TOMOE VALVE
6630 | 29300000TL | 03483 | EG1010011 | P | 58012636 | 58 | EGTL Spares | EGTL | 56 | 56Z | O-RING: DRY GAS SEAL | 188.9 MM ID, 195.9 MM OD |  | PC | 2 | 1 | 2 | NO | 332.87 | 665.74 | JOHN CRANE |  |  |  |  | 3CCA
6631 | 29300000TL | 03483 | EG1010011 | P | 58012637 | 58 | EGTL Spares | EGTL | 56 | 56Z | O-RING: DRY GAS SEAL | 188.9 MM ID, 195.9 MM OD |  | PC | 4 | 2 | 4 | NO | 381.82 | 1527.28 | JOHN CRANE |  |  |  |  | 1AXX
6632 | 29300000TL | 03483 | EG1010011 | P | 58012644 | 58 | EGTL Spares | EGTL | 56 | 56Z | O-RING: DRY GAS SEAL | 188.9 MM ID, 195.9 MM OD |  | PC | 4 | 2 | 4 | NO | 362.24 | 1448.96 | JOHN CRANE |  |  |  |  | 1AXX
6633 | 29300000TL | 03483 | EG1010011 | P | 58012645 | 58 | EGTL Spares | EGTL | 56 | 56Z | O-RING: DRY GAS SEAL | 188.9 MM ID, 195.9 MM OD |  | PC | 4 | 2 | 4 | NO | 362.24 | 1448.96 | JOHN CRANE |  |  |  |  | 1AXX
6634 | 29300000TL | 03483 | EG1060004 | P | 58100909 | 58 | EGTL Spares | EGTL | 54 | 54A | GASKET:VALVE GASKET SET: | PRESSURE SAFETY RELIEF VALVE | 18 IN 150LB INLET SIZE RF/ 18 IN 150 LB OUTLET SIZE RF; MODEL NUMBER 18" HARV W/ TSL; SERIAL NUMBER 1-01661-10 | KI | 5 | 3 | 5 | NO | 1129.3507 | 5646.7535 | WEIR | 381 211328676000 | [9 empty] | 18" HARV W/ TSL
6635 | 29300000TL | 03483 | EG1052017 | P | 58100910 | 58 | EGTL Spares | EGTL | 54 | 54A | GASKET:VALVE GASKET SET: | PRESSURE SAFETY RELIEF VALVE | (173-PSV-0001A, 173-PSV-0001B, 173-PSV-0101A, 173-PSV-0101B, 173-PSV-0201A, 173-PSV-0201B); 24 IN 150LB INLET SIZE RF/ 24 IN 150 LB OUTLET SIZE RF; MODEL NUMBER 24" HARV W/ TSL; SERIAL NUMBER L5330; MANUFACTURER - WEIR | KI | 7 | 4 | 7 | NO | 1362.98 | 9540.86 | WEIR | 381 215798676000 | [9 empty] | 24" HARV W/ TSL
6636 | 29200000TL | 03483 | EGC008002 | P | 58004917 | 58 | EGTL Spares | Mtce | 54 | 54A | GASKET:MANWAY | 24 IN-150LBRF,304LSS | Gaskets : GRAPHITE SPIRAL WOUND,CIRCULAR, 172-VD-020, COALESCER PACKAGE | EA | 5 | 2 | 4 | NO | 270.2261 | 41955.3 | FACET | 57016982 |  | 01,22 | 1 | 2BBC |  |  | 1012393 |  |  |  |  | 41248
6637 | 29200000TL | 03483 | EGC008002 | P | 58004922 | 58 | EGTL Spares | Mtce | 54 | 54A | GASKET: SPIRAL WOUND 32 IN | 150 LB RF, 304LSS | Gaskets : GRAPHITE FILLER WITH INNER AND OUTER RING 304 STAINLESS STEEL, 32 IN, CLASS 150 LB, SIZE: 883 X 856 X 846 X4.5 MM THKNESS. NOTE: OEM FLEXITALLIC STYLE CGI / LAMONS STYLE-WRI GASKET ALSO OEM NAME MUST BE STAMPED ON THE INNER/OUTER RING TO AVOID S | EA | 5 | 0 | 0 | NO | 506.5349 | 95934.4224 | FLEXITALLIC / LAMONS GASK |  |  | 01,22 | 1 | 2BBC |  |  | 1118085 |  |  | FLEXITALLIC / LAMONS GASK |  | 41248 | 45308 | 42172 |  |  | -8 | 1 | -3 | 1
6638 | 29300000TL | 03483 | EGC008003 | S | 58002569 | 58 | EGTL Spares | Mtce | 54 | 54A | GASKET: SPIRAL WOUND CGI | TOP HEAD PIPE/454 PSI 316 SS | OEM FLEXITALLIC GASKET, SPIRAL WOUND TP 316SS WITH GRAPHITE FILLER, TP 316 IR/OR CGI OUTER RING OD767 X ID740 INNER RING 710 X 681 THICKNESS 4.5 CLASS 300LB. REFERENCE DRAWING NUMBER: EGTL1-FAC-MEC-DD-200402, 454 PSI, 316 SS INNER RING,316 SS OUTER RING, | EA | 2 | 13 | 19 | YES | 468.1463 | 605179.8828 | FACET /FLEXITALLIC GASKET | X001776 | 204649070001 | 01,22 | 1 | 1BBB | 2BBB |  | X001314, X001315 |  |  | CGI |  | 43770 | 45923 | 45950 | -9 | 4 | -17 | 4 | -30 | 4
6639 | 29300000TL | 03483 | EGC008003A | P | 58006370 | 58 | EGTL Spares | Mtce | 56 | 56Z | STUD BOLT:1-1/4IN DIA,330MM LG | 8 UN,ALLOY STL,ASTM A193,GR | *OBS*Fastener-Stud B : B7, WITH TWO HEAVY HEX NUTS ASTM A194 GR 2H, ASSEMBLED | EA | 4 | 14 | 20 | YES | 62.5 | 102454.375 |  |  | SEE DESCRIPTION | 02,21,22 | 1 | 2CAC | 2CAC | [6 empty] | 43770 | 45723 | 45799 | -16 | 1
6640 | 29300000TL | 03483 | EGC008003A | P | 58006372 | 58 | EGTL Spares | Mtce | 56 | 56Z | STUD BOLT:1-3/8IN DIA,150MM LG | 8 UN,ALLOY STL,ASTM A193,GR | *OBS*Fastener-Stud B : B7, WITH TWO HEAVY HEX NUTS ASTM A194 GR 2H, ASSEMBLED | EA | 9 | 4 | 6 | YES | 14.08 | 5767.872 |  |  | SEE DESCRIPTION | 02,21,22 | 1 | 2CAC | 2CAC | [6 empty] | 43770 |  | 44315
6641 | 29200000TL | 03483 | EGC008003A | P | 58012614 | 58 | EGTL Spares | Mtce | 50 | 50Z | STUD BOLT:1-1/4 IN DIA,295MM | LG,8 UN,ALLOY STL,ASTM A193 |  | EA | 1 | 0 | 0 | NO | 5.4271 | 842.56 |  |  | SEE DESCRIPTION | 02,21,22 | 1 | 2CAC | 1BBB | [6 empty] | 40915 | 42778
6642 | 29200000TL | 03483 | EGC008003A | P | 58013245 | 58 | EGTL Spares | Mtce | 52 | 52B | STUD BOLT:5/8 IN DIA,90MM LG | 11 UNC,SS,ASTM A193,GR B8T |  | EA | 4 | 0 | 0 | NO | 11.23 | 3424.5885 |  |  | SEE DESCRIPTION | 02,21,22 | 1 | 2CAC | [7 empty] | 40915 | 44494 | 42803
6643 | 29300000TL | 03483 | EGC008003A | P | 58061284 | 58 | EGTL Spares | Mtce | 56 | 56Z | BOLT: STUD, 1-1/8IN X 140MM LG | WITH TWO HEAVY HEX NUTS | Fasteners / Hardware : ASSEMBLED; ALLOY STEEL ASTM A193 GRADE B7 ASTM A194 GRADE 2H | EA | 80 | 56 | 80 | YES | 18.5 | 7678.795 | LAMONS |  |  | 02 | 1 | 2BAC | 1CCC | [6 empty] | 43770 |  | 44636
6644 | 29300000TL | 03483 | EGC008004 | P | 11990572 | 11 | Bolts, Nuts, Washers | Const | 56 | 56Z | BOLT TYPE:STUD DIA:1 IN | LG:7.875 IN THRDS:ALL HEAD:W/2 | HVY HEX NUT MATL:SS ASTM A453 SPEC:CL. A OR B GRADE:GR-660 1 IN DIA: W/2 HVY HEX NUT: ASSEMBLED COMBINED (IMP SIZE X METRIC LG); SS ASTM A453 GR-660 CL. A OR B; 1" X 7.875" BOLT LENGTH | EA | 18 | 4 | 6 | YES | 200 | 288668 | HYDROBOLT USA-STUDBOLT | 1 X 7.875 IN |  | 07 | [9 empty] | 43770 |  | 45332
6645 | 29300000TL | 03483 | EGC008004 | P | 11990698 | 11 | Bolts, Nuts, Washers | Const | 56 | 56Z | BOLT TYPE:STUD DIA:1-5/8 IN | LG:330 MM THRDS:STD HEAD:HEX | MATL:STD SPEC:ASTM A193 GRADE B16 GRADE:B7 1-5/8 IN DIA: W/2 HVY HEX NUT: ASSEMBLED COMBINED (IMP SIZE X METRIC LG); ASTM A193 GR. B16/ASTM A194 GR.7; 1-5/8 X 330 MM (13") BOLT LENGTH | EA | 13 | 9 | 13 | YES | 147.0392 | 60231.6675 | HYDROBOLT USA-STUDBOLT | 1-5/8 IN X 330 MM |  | 01A,07 | [9 empty] | 44018 |  | 44355
6646 | 29300000TL | 03483 | EGC008004 | P | 58006377 | 58 | EGTL Spares | Mtce | 56 | 56Z | STUD BOLT:1-3/8IN DIA,350MM LG | 8 UN,ALLOY STL,ASTM A193,GR | *OBS*Fastener-Stud B : B7, WITH TWO HEAVY HEX NUTS ASTM A194 GR 2H, ASSEMBLED | EA | 6 | 4 | 6 | YES | 23.44 | 35859.684 |  |  | SEE DESCRIPTION | 02,21,22 | 1 | 2CAC | [6 empty] | GIL567 | 43770 | 45865 | 45873 | -5 | 1 | -19 | 1
6647 | 29200000TL | 03483 | EGC008004 | P | 58061325 | 58 | EGTL Spares | Mtce | 56 | 56Z | BOLT: STUD, 2 IN X 400MM LG | WITH TWO HEAVY HEX NUTS | Fasteners / Hardware : ASSEMBLED; ALLOY STEEL ASTM A193 GRADE B7 ASTM A194 GRADE 2H | EA | 1 | 50 | 100 | NO | 16.15 | 3199.315 | LAMONS |  |  | 02 | 1 | 2BAC | [7 empty] | 42092
6648 | 29300000TL | 03483 | EGC008004 | P | 58061456 | 58 | EGTL Spares | Mtce | 56 | 56Z | BOLT:STUD,1-5/8 IN X 460MM LG | WITH TWO HEAVY HEX NUTS | ASSEMBLED, ALLOY STEEL ASTM A193 GRADE B7 ASTM A194 GRADE 2H | EA | 15 | 16 | 24 | YES | 141.8333 | 204713.2422 | BEA S.R.L. |  |  | 02 |  |  | 2BAB | [5 empty] | AGVL227 | 43970 |  | 45332
6649 | 29300000TL | 03483 | EGC008004A | P | 58006374 | 58 | EGTL Spares | Mtce | 56 | 56Z | STUD BOLT:1-3/8IN DIA,275MM LG | 8 UN,ALLOY STL,ASTM A193,GR | *OBS*Fastener-Stud B : B7, WITH TWO HEAVY HEX NUTS ASTM A194 GR 2H, ASSEMBLED | EA | 24 | 16 | 24 | YES | 20.61 | 29747.4435 |  |  | SEE DESCRIPTION | 02,21,22 | 1 | 2CAC | [7 empty] | 43770 | 45865 | 45886 | -22 | 1 | -19 | 2 | -20 | 2
6650 | 29200000TL | 03483 | EGC008004A | P | 58006388 | 58 | EGTL Spares | Mtce | 56 | 56Z | STUD BOLT:1-5/8IN DIA,345MM LG | 8 UN,ALLOY STL,ASTM A193,GR | *OBS*Fastener-Stud B : B7, WITH TWO HEAVY HEX NUTS ASTM A194 GR 2H, ASSEMBLED | EA | 14 | 8 | 25 | NO | 9.7381 | 1511.9447 |  |  | SEE DESCRIPTION | 02,21,22 | 1 | 2CAC | 2CAC | [6 empty] | 40915 | 43250
6651 | 29200000TL | 03483 | EGC008004A | P | 58006435 | 58 | EGTL Spares | Mtce | 52 | 52B | STUD BOLT:1-1/2IN DIA,290MM LG | 8 UN,SS,ASTM A193,GR B8T | *OBS*Fastener-Stud B : CLASS 2, WITH TWO HEAVY HEX NUTS ASTM A194 GR 8MA, ASSEMBLED | EA | 7 | 0 | 0 | NO | 25.5163 | 7819.23 | AALL AMERICAN FASTENERS |  |  | 02,21,22 | 1 | 2CAC | [7 empty] | 40915 | 43712
6652 | 29300000TL | 03483 | EGC008004A | P | 58007448 | 58 | EGTL Spares | Mtce | 56 | 56Z | STUD:1 IN DIA,11-1/4 IN LG | 8 UNC,11-1/4 IN THD LG | *OBS*Fastener-BottWa : &quot;MOLYBDENUM DISULFIDE-BASED THREAD LUBRICANT COATED,SA193,GR B7, @ 3,4,5 JOINT 120-ES-013, (SHELL & TUBE HEAT EXCHANGER)&quot;. ( “Note: This item requires PMI testing and logging, if passed, markings and documentat | EA | 5 | 3 | 5 | YES | 11.23 | 13345.8443 | EEC | X-7211-BMLN-42 | X-7211-BMLN-42 | 02,21,22 | 1 | 2CBB | 2CBB |  | X-7211 |  |  |  |  | 43770 |  | 45366
6653 | 29300000TL | 03483 | EGC008005 | P | 58006383 | 58 | EGTL Spares | Mtce | 56 | 56Z | STUD BOLT:1-1/2IN DIA,310MM LG | 8 UN,ALLOY STL,ASTM A193,GR | Fasteners / Hardware : B7, WITH TWO HEAVY HEX NUTS ASTM A194 GR 2H, ASSEMBLED | EA | 8 | 14 | 20 | YES | 43.11 | 66141.5175 | DAN-LOC |  | SEE DESCRIPTION | 02,21,22 | 1 | 2 | [7 empty] | 43770 | 45811 | 45709 | -12 | 1
6654 | 29200000TL | 03483 | EGC008005 | P | 58006389 | 58 | EGTL Spares | Mtce | 56 | 56Z | STUD BOLT:1-5/8IN DIA,435MM LG | 8 UN,ALLOY STL,ASTM A193,GR | *OBS*Fastener-Stud B : B7, WITH TWO HEAVY HEX NUTS ASTM A194 GR 2H, ASSEMBLEDNUTS: HEAVY HEX NUT ASTM A194 GRADE 2H ALLOY STEEL | EA | 2 | 0 | 0 | NO | 42.9335 | 15292.0619 | HYDROBOLT USA |  | SEE DESCRIPTION | 02,21,22 | 1 | 2CAC | 2CAC | [6 empty] | 40915 | 45057 | 43879 |  |  |  |  | -24 | 1
6655 | 29200000TL | 03483 | EGC008005 | P | 58006390 | 58 | EGTL Spares | Mtce | 56 | 56Z | STUD BOLT:1-5/8IN DIA,590MM LG | 8 UN,ALLOY STL,ASTM A193,GR | *OBS*Fastener-Stud B : B7, WITH TWO HEAVY HEX NUTS ASTM A194 GR 2H, ASSEMBLED | EA | 4 | 8 | 25 | NO | 8.7459 | 2680.19 |  |  |  | 02,21,22 | 1 | 2CAC | 2BBB | [5 empty] | FSL250 | 40915 | 43969
6656 | 29300000TL | 03483 | EGC008005 | S | 58012610 | 58 | EGTL Spares | Mtce | 56 | 56Z | STUD BOLT:7/8 IN DIA,190MM LG | 9 UNC,ALLOY STL,ASTM A193 |  | EA | 2 | 18 | 26 | YES | 35.8244 | 55502.5396 |  |  | SEE DESCRIPTION | 02,21,22 | 1 | 2CAC | 2CAC | [6 empty] | 43770 | 45955 | 45850 | -16 | 1 | -18 | 1
6657 | 29200000TL | 03483 | EGC008005 | P | 58012613 | 58 | EGTL Spares | Mtce | 56 | 56Z | STUD BOLT:1-1/4 IN DIA,190MM | LG,8 UN,ALLOY STL,ASTM A193 |  | EA | 25 | 0 | 0 | NO | 4.0733 | 632.38 |  |  | SEE DESCRIPTION | 02,21,22 | 1 | 2CAC | 2CAC | [6 empty] | 40915
6658 | 29200000TL | 03483 | EGC008005 | P | 58012616 | 58 | EGTL Spares | Mtce | 56 | 56Z | STUD BOLT:1-3/8 IN DIA,530MM | LG,8 UN,ALLOY STL,ASTM A193 |  | EA | 9 | 0 | 0 | NO | 10.8062 | 1677.67 |  |  | SEE DESCRIPTION | 02,21,22 | 1 | 2CAC | 2CAC | [6 empty] | 40915 | 44044
6659 | 29300000TL | 03483 | EGC008005 | P | 58061251 | 58 | EGTL Spares | Mtce | 56 | 56Z | BOLT: STUD, 7/8 IN X 180MM LG | WITH TWO HEAVY HEX NUTS | Fasteners / Hardware : ASSEMBLED; ALLOY STEEL ASTM A193 GRADE B7 ASTM A194 GRADE 2H | EA | 88 | 70 | 100 | YES | 10.56 | 15660.6852 | LAMONS |  |  | 02 | 1 | 2BAC | 1CCC | [6 empty] | 43770 | 45685 | 45349 | -12 | 1
6660 | 29200000TL | 03483 | EGC008005 | P | 58061600 | 58 | EGTL Spares | Mtce | 56 | 56Z | BOLT:STUD,1-1/2 IN X 280MM LG | WITH TWO HEAVY HEX NUTS | ASSEMBLED, ALLOY STEEL ASTM A193 GRADE B7 ASTM A194 GRADE 2H | EA | 20 | 0 | 0 | NO | 0 | 0 | BEA S.R.L. |  |  | 02 |  |  | 2BAB | [6 empty] | 43331
6661 | 29200000TL | 03483 | EGC008005 | P | 58061687 | 58 | EGTL Spares | Mtce | 56 | 56Z | BOLT:STUD,1-5/8 IN X 300MM LG | WITH TWO HEAVY HEX NUTS | ASSEMBLED, ALLOY STEEL, ASTM A193 GRADE B7, ASTM A194 GRADE 2H | EA | 9 | 10 | 20 | NO | 0 | 0 | BEA S.R.L. |  |  | 02 |  |  | 2BAB | [6 empty] | 43331
6662 | 29200000TL | 03483 | EGC008005 | P | 58061736 | 58 | EGTL Spares | Mtce | 56 | 56Z | BOLT:STUD,3/4 IN X 145MM LG | WITH TWO HEAVY HEX NUTS SS | PORTLAND BOLT ASSEMBLED, ALLOY STEEL ALLOY STEEL, AISI 4140/4142 QUENCHED AND TEMPERED, ASTM A193 GRADE B7, QUENCHED & TEMPERED CARBON STEEL HEAVY HEX NUTS ASTM A194 GRADE 2H | EA | 2 | 0 | 0 | NO | 20.7245 | 6350.3593 | PORTLAND BOLT / BEA S.R.L |  |  | 02 |  |  | 2BAB |  |  |  |  | ASTM A193 GRADE B7, |  | 43017 | 45372 | 43436 |  |  | -16 | 1
6663 | 29200000TL | 03483 | EGC008006 | P | 58004625 | 58 | EGTL Spares | Mtce | 54 | 54A | GASKET: SPIRAL WOUND | 30 IN PIPE, 300 LB | Gaskets : 304 SS INNER RING, 304 SS OUTER RING, GRAPHITE FILLER, 304 SS WINDING, ASME B16.20; ASME B16.47, 1182, 148 | EA | 3 | 0 | 0 | NO | 294.3156 | 45689.461 | LAMON GASKET |  | SEE DESCRIPTION | 01 | 1 | 2CAC | [7 empty] | 40915 | 45866 | 41870 | -2 | 1 |  |  | -8 | 3
6664 | 29200000TL | 03483 | EGC008006 | P | 58005107 | 58 | EGTL Spares | Mtce | 59 | 59Z | BAR:HEX 1/2 IN,6 FT LG | 1/2 HARD (H02) TEMPER | Raw Metals - All :ULTRA MACHINABLE BRASS ALLOY 360,ASTM B16,GR B75-B80 | EA | 2 | 0 | 0 | NO | 30.662 | 4759.97 |  |  | 8952K36 | 01,22 | 1 | 2CAC | [7 empty] | 40915
6665 | 29300000TL | 03483 | EGC008006 | P | 58005108 | 58 | EGTL Spares | Mtce | 59 | 59Z | BAR:HEX 7/8 IN,6 FT LG | 2.215 LBS/FT,1/2 HARD (H02) | Raw Metals - All :TEMPER,ULTRA MACHINABLE BRASS ALLOY 360,ASTM B16,GR B75-B80 | EA | 2 | 1 | 2 | YES | 388.715 | 286453.459 |  |  | 8952K42 | 01,22 |  | 2CAC | [7 empty] | 43770 |  | 45357
6666 | 29200000TL | 03483 | EGC008006 | P | 58005109 | 58 | EGTL Spares | Mtce | 59 | 59Z | BAR: HEX 1/4 IN,6 FT LG | .181 LBS/FT,1/2 HARD (H02) | Raw Metals - All :TEMPER,ULTRA MACHINABLE BRASS ALLOY 360,ASTM B16,GR B75-B80 | EA | 2 | 0 | 0 | NO | 8.2005 | 1273.05 |  |  | 8952K33 | 01,22 |  | 2CAC | [7 empty] | 40915
6667 | 29200000TL | 03483 | EGC008006 | P | 58005110 | 58 | EGTL Spares | Mtce | 59 | 59Z | BAR: HEX 3/8 IN,6 FT LG | .407 LBS/FT,1/2 HARD (H02) | Raw Metals - All :TEMPER,ULTRA MACHINABLE BRASS ALLOY 360,ASTM B16,GR B75-B80 | EA | 2 | 0 | 0 | NO | 20.0013 | 3105 |  |  | 8952K35 | 01,22 |  | 2CAC | [7 empty] | 40915
6668 | 29200000TL | 03483 | EGC008006 | P | 58005111 | 58 | EGTL Spares | Mtce | 59 | 59Z | BAR: HEX 1-5/8 IN,6 FT LG | 9.728 LBS/FT,1/2 HARD (H02) | Raw Metals - All :TEMPER,ULTRA MACHINABLE BRASS ALLOY 360,ASTM B16,GR B75-B80 | EA | 1 | 0 | 0 | NO | 812.215 | 159592.1254 | MCMASTER | 8952K85 |  | 01,22 |  | 2CAC | [7 empty] | 40915 | 45281 | 42282 |  |  |  |  | -1 | 1
6669 | 29200000TL | 03483 | EGC008006 | P | 58005112 | 58 | EGTL Spares | Mtce | 59 | 59Z | BAR: HEX 3 IN,6 FT LG | 26.027 LBS/FT,1/2 HARD (H02) | Raw Metals - All :TEMPER,ULTRA MACHINABLE BRASS ALLOY 360,ASTM B16,GR B75-B80 | EA | 1 | 0 | 0 | NO | 913.6089 | 141828.64 |  |  | 8952K158 | 01,22 |  | 2CAC | [7 empty] | 40915
6670 | 29200000TL | 03483 | EGC008006 | P | 58016236 | 58 | EGTL Spares | Mtce | 59 | 59Z | ANGLE: STRUCTURAL 2 IN WD, | 6 FT LG,1/8 IN THK,HOT DIPPED | Raw Metals - All :GALV,HEAVY DUTY,CS,ASTM A36, PERFORATED, FOR STEAM TRACING MATERIALS | MT | 72 | 0 | 0 | NO | 441.0852 | 68482.89 | TEXAS STEAM | 2PA2-HDG | 007168-001 | 01,22 | 1 | 2CAC | [7 empty] | 41285
6671 | 29200000TL | 03483 | EGC008006 | P | 58016237 | 58 | EGTL Spares | Mtce | 59 | 59Z | BAR: FLAT 2 IN WD,6 FT LG | 1/8 IN THK,HEAVY DUTY,HOT | Raw Metals - All :DIPPED, GALV,CS,ASTM A36 PERFORATED | MT | 63 | 16 | 40 | NO | 514.5994 | 79896.71 | TEXAS STEAM | 2FB1-HDG | 008210-001 | 01,22 | 1 | 2CAC | [7 empty] | 41285
6672 | 29200000TL | 03483 | EGC008009 | P | 58011244 | 58 | EGTL Spares | Mtce | 54 | 54A | GASKET:24 IN,GRAPHITE,CIRCULAR | GATE, GLOBE AND CHECK VALVES | Gaskets : | PC | 4 | 0 | 0 | NO | 3788 | 588087 | AUDCO INDIA LTD | AL0137M-U-M127 |  | 01,22 | 1 | 2CBA | [7 empty] | 41320
6673 | 29200000TL | 03483 | EGC008010 | P | 58006350 | 58 | EGTL Spares | Mtce | 56 | 56Z | STUD BOLT:7/8IN DIA,135MM LG | 9 UNC,ALLOY STL,ASTM A193,GR | *OBS*Fastener-Stud B : B7, WITH TWO HEAVY HEX NUTS ASTM A194 GR 2H, ASSEMBLED | EA | 256 | 0 | 0 | NO | 5.1784 | 1494.5805 |  |  | SEE DESCRIPTION | 02,21,22 | 1 | 2CAC | 2CAC | [6 empty] | 40915 | 45784 | 42577 | -12 | 1 | -12 | 1 | -12 | 2
6674 | 29300000TL | 03483 | EGC008010 | P | 58006353 | 58 | EGTL Spares | Mtce | 56 | 56Z | STUD BOLT:7/8IN DIA, 200MM LG | 9 UNC,ALLOY STL,ASTM A193,GR | Fasteners Hardware: B7, WITH TWO HEAVY HEX NUTS ASTM A194 GR 2H, ASSEMBLED | EA | 6 | 12 | 18 | YES | 25.47 | 39780.3195 |  |  | SEE DESCRIPTION | 02,21,22 | 1 | 2CAC | [6 empty] | FG161 | 43782 | 45915 | 45925 | -12 | 1 |  |  | -12 | 1
6675 | 29200000TL | 03483 | EGC008010 | P | 58006367 | 58 | EGTL Spares | Mtce | 56 | 56Z | STUD BOLT:1-1/4IN DIA,210MM LG | 8 UN,ALLOY STL,ASTM A193,GR | *OBS*Fastener-Stud B : B7, WITH TWO HEAVY HEX NUTS ASTM A194 GR 2H, ASSEMBLED | EA | 15 | 0 | 0 | NO | 4.3369 | 673.3 |  |  | SEE DESCRIPTION | 02,21,22 | 1 | 2CAC | 2BBB | [6 empty] | 40915 | 43949
6676 | 29200000TL | 03483 | EGC008010 | P | 58006368 | 58 | EGTL Spares | Mtce | 56 | 56Z | STUD BOLT:1-1/4IN DIA,230MM LG | 8 UN,ALLOY STL,ASTM A193,GR | *OBS*Fastener-Stud B : B7, WITH TWO HEAVY HEX NUTS ASTM A194 GR 2H, ASSEMBLED | EA | 1 | 0 | 0 | NO | 2.3341 | 714.22 |  |  | SEE DESCRIPTION | 02,21,22 | 1 | 2CAC | 2CAC | [6 empty] | 40915 | 44892
6677 | 29200000TL | 03483 | EGC008010 | P | 58006406 | 58 | EGTL Spares | Mtce | 56 | 56Z | STUD BOLT:5/8 IN DIA,90MM LG | 11 UNC,SS,ASTM A193,GR B8T | *OBS*Fastener-Stud B : CLASS 2, WITH TWO HEAVY HEX NUTS ASTM A194 GR 8MA, ASSEMBLED, FOR OXYGEN SERVICE | EA | 69 | 0 | 0 | NO | 3.6074 | 1105.46 |  |  | SEE DESCRIPTION | 02,21,22 | 1 | 2CAC | 2BAB | [6 empty] | 40915 | 45928 |  | -16 | 3 | -24 | 1 | -160 | 7
6678 | 29300000TL | 03483 | EGC008010 | P | 58061283 | 58 | EGTL Spares | Mtce | 56 | 56Z | BOLT: STUD, 1-1/8IN X 145MM LG | WITH TWO HEAVY HEX NUTS | Fasteners / Hardware : ASSEMBLED; ALLOY STEEL ASTM A193 GRADE B7 ASTM A194 GRADE 2H | EA | 20 | 14 | 20 | YES | 13.91 | 20628.8002 | LAMONS |  |  | 02 | 1 | 2BAC | [7 empty] | 43770 |  | 45349
6679 | 29200000TL | 03483 | EGC008010A | P | 58006425 | 58 | EGTL Spares | Mtce | 52 | 52B | STUD BOLT:1-1/4IN DIA,205MM LG | 8 UN,SS,ASTM A193,GR B8T | *OBS*Fastener-Stud B : CLASS 2, WITH TWO HEAVY HEX NUTS ASTM A194 GR 8MA, ASSEMBLED | EA | 75 | 0 | 0 | NO | 13.0313 | 3993.31 |  |  | SEE DESCRIPTION | 02,21,22 | 1 | 2CAC | [7 empty] | 40915 | 42474
6680 | 29200000TL | 03483 | EGC008010A | P | 58006430 | 58 | EGTL Spares | Mtce | 56 | 56Z | STUD BOLT:1-3/8IN DIA,290MM LG | 8 UN,SS,ASTM A193,GR B8T | Fasteners / Hardware : CLASS 2, WITH TWO HEAVY HEX NUTS ASTM A194 GR 8MA, ASSEMBLED | EA | 21 | 0 | 0 | NO | 36.9198 | 8267.3978 |  |  | SEE DESCRIPTION | 02,21,22 | 1 | 2CAC | [7 empty] | 40915 | 43052 | 41844
6681 | 29200000TL | 03483 | EGC008010A | P | 58006434 | 58 | EGTL Spares | Mtce | 52 | 52B | STUD BOLT:1-1/2IN DIA,235MM LG | 8 UN,SS,ASTM A193,GR B8T | *OBS*Fastener-Stud B : CLASS 2, WITH TWO HEAVY HEX NUTS ASTM A194 GR 8MA, ASSEMBLED | EA | 50 | 0 | 0 | NO | 23.4466 | 7184.99 |  |  | SEE DESCRIPTION | 02,21,22 | 1 | 2CAC | [7 empty] | 40915
6682 | 29200000TL | 03483 | EGC008010A | P | 58012615 | 58 | EGTL Spares | Mtce | 56 | 56Z | STUD BOLT:1-3/8 IN DIA,430MM | LG,8 UN,ALLOY STL,ASTM A193 |  | EA | 10 | 0 | 0 | NO | 9.2488 | 1435.88 |  |  | SEE DESCRIPTION | 02,21,22 | 1 | 2CAC | 2CAC | [6 empty] | 40915
6683 | 29300000TL | 03483 | EGC008011 | P | 11990557 | 11 | Bolts, Nuts, Washers | Const | 56 | 56Z | BOLT:HEX HEAD TYPE:STUD | DIA:7/8 IN LG:320 MM LG | THRDS:STD MATL:STAINLESS STEEL SPEC:ASTM A193 GR B8 CL 2, ASTM A19 GRADE:B8 CL2 BOLT: STUD, 7/8 IN X 320 MM LG WITH TWO HEAVY HEX NUTS ASSEMBLED; STAINLESS STEEL, ASTM A193 GRADE B8 CLASS 2, ASTM A194 GRADE 9. | EA | 12 | 8 | 12 | YES | 36.38 | 52509.073 | HYDROBOLT USA-STUDBOLT | 7/8 IN X 320 MM LG |  | 02,07,21 | [9 empty] | 43770 | 45721 | 45810 | -24 | 1
6684 | 29200000TL | 03483 | EGC008011 | P | 58003933 | 58 | EGTL Spares | Mtce | 56 | 56Z | STUD: COLLAR,1-1/4 IN DIA | 20-1/2 IN LG, 8 TPI, 18-1/2 IN | *OBS*Fastener-Stud B : THREAD LG,CARBON STEEL,SA193, GR B7 | EA | 10 | 0 | 0 | NO | 1908.81 | 584954.825 | KRUEGER ENG | 06-022 MK 41C | 06-022 MK 41C | 02,21,22 | 1 | 1BCB | 1BCB |  | 06-022-17 |  |  |  |  | 40915 | 43689
6685 | 29300000TL | 03483 | EGC008011 | P | 58004028 | 58 | EGTL Spares | Mtce | 56 | 56Z | STUD BOLT: ALL-THREAD | 2 IN DIA,370 MM LG,8 UN | *OBS*Fastener-Stud B : &quot;SA193-B7,SA193,GR B7, OCTAGON-AL RING,120-VD-010 TYPE: DRUM THREAD LENGTH: 370&quot; | EA | 24 | 16 | 24 | YES | 53.9 | 79928.849 | HWA-SUNG BOLT CO. | D0561 BB003-1 |  | 02,21,22 | 1 | 2CCC | 2CCC |  | D0561-120VD010-D-03 |  |  | DRUM |  | 43973 |  | 45065
6686 | 29200000TL | 03483 | EGC008011 | P | 58006379 | 58 | EGTL Spares | Mtce | 56 | 56Z | STUD BOLT:1-3/8IN DIA,655MM LG | 8 UN,ALLOY STL,ASTM A193,GR | Fasteners / Hardware : B7, WITH TWO HEAVY HEX NUTS ASTM A194 GR 2H, ASSEMBLED | EA | 21 | 17 | 25 | NO | 39.8477 | 9645.8573 |  |  | SEE DESCRIPTION | 02,21,22 | 1 | 2CAC | [7 empty] | 40915 | 43910 | 42531
6687 | 29300000TL | 03483 | EGC008011 | P | 58007460 | 58 | EGTL Spares | Mtce | 56 | 56Z | STUD:1 IN DIA,10-1/2 IN LG | 8 UNC, 10-1/2 IN THD LG | *OBS*Fastener-BottWa : &quot;MOLYBDENUM DISULFIDE-BASED THREAD LUBRICANT COATED,SA193,GR B7, SA-193-B7, @ 1,2 JOINT 135-ES-004, SA-193-B7, , (SHELL & TUBE HEAT EXCHAGE )&quot;. ( “Note: This item requires PMI testing and logging, if passed, ma | EA | 15 | 10 | 15 | YES | 5.75 | 7944.43 | EEC | X-7213-BMLN-43 | X-7213-BMLN-43 | 02,21,22 | 1 | 2CBB | 2CBB |  | X-7213 |  |  |  |  | 43770 |  | 45366
6688 | 29300000TL | 03483 | EGC008011 | P | 58061241 | 58 | EGTL Spares | Mtce | 56 | 56Z | BOLT: STUD, 7/8 IN X 110MM LG | WITH TWO HEAVY HEX NUTS | Fasteners / Hardware : ASSEMBLED; ALLOY STEEL ASTM A193 GRADE B7 ASTM A194 GRADE 2H | EA | 60 | 42 | 60 | YES | 7.71 | 2925.945 | LAMONS |  |  | 02 | 1 | 2BAC | 2BBB | [6 empty] | 43821 |  | 43906
6689 | 29200000TL | 03483 | EGC008011 | S | 58061268 | 58 | EGTL Spares | Mtce | 56 | 56Z | BOLT: STUD, 1-1/4IN X 145MM LG | WITH TWO HEAVY HEX NUTS | Fasteners / Hardware : ASSEMBLED; ALLOY STEEL ASTM A193 GRADE B7 ASTM A194 GRADE 2H | EA | 19 | 50 | 100 | NO | 0.7613 | 150.8145 | LAMONS |  |  | 02 | 1 | 2BAC | [7 empty] | 42092
6690 | 29200000TL | 03483 | EGC008011 | P | 58061292 | 58 | EGTL Spares | Mtce | 56 | 56Z | BOLT: STUD, 1-1/8IN X 190MM LG | WITH TWO HEAVY HEX NUTS | Fasteners / Hardware : ASSEMBLED; ALLOY STEEL ASTM A193 GRADE B7 ASTM A194 GRADE 2H | EA | 30 | 1 | 2 | NO | 11.8743 | 3597.7058 | LAMONS |  |  | 02 | 1 | 2BAC | [7 empty] | 42092 | 45761 | 43699 | -20 | 1
6691 | 29300000TL | 03483 | EGC008011 | P | 58061675 | 58 | EGTL Spares | Mtce | 56 | 56Z | BOLT:STUD,1-3/8 IN X 330MM LG | WITH TWO HEAVY HEX NUTS | ASSEMBLED, ALLOY STEEL ASME SA193 GRADE B7 ASME SA194 GRADE 2H | EA | 20 | 4 | 7 | YES | 51.2008 | 80185 | BEA S.R.L. |  |  | 02 | [9 empty] | 43770 |  | 45805
6692 | 29300000TL | 03483 | EGC008011 | P | 58061913 | 58 | EGTL Spares | Mtce | 56 | 56Z | BOLT:STUD,1-1/2IN X 320MM LG | WITH TWO HEAVY HEX NUTS | ASSEMBLED; ALLOY STEEL, ASTM A193 GR B7, ASTM A194 GR 2H. | EA | 1 | 17 | 25 | YES | 30.92 | 51249.5908 | BEA S.R.L. |  |  | 02 |  |  | 2BAB | [6 empty] | 43782 | 43884 | 45708
6693 | 29300000TL | 03483 | EGC008012 | P | 58006342 | 58 | EGTL Spares | Mtce | 56 | 56Z | STUD BOLT:3/4IN DIA, 120MM LG | 10 UNC,ALLOY STL,ASTM A193,GR | *OBS*Fastener-Stud B : B7, WITH TWO HEAVY HEX NUTS ASTM A194 GR 2H, ASSEMBLED | EA | 81 | 165 | 236 | YES | 46.8233 | 56025.4834 |  |  | SEE DESCRIPTION | 02,21,22 | 1 | 2CAC | [7 empty] | 43770 | 45961 | 45925 | -362 | 14 | -252 | 12 | -176 | 13
6694 | 29300000TL | 03483 | EGC008012 | S | 58018599 | 58 | EGTL Spares | Mtce | 56 | 56Z | STUD:1-3/4 IN DIA,790MM LG | 8 UN,CR MOLY,ASME SA193,GR B16 | *OBS*Fastener-Stud B : BOLT, (2) SA194 2H HEAVY NUTS, 160-ES-002B FOR SHELL & TUBE HEAT EXCHANGERS. ( “Note: This item requires PMI testing and logging, if passed, markings and documentation as per the PMI specification are required.”) | EA | 11 | 28 | 40 | YES | 21.9893 | 27774.2022 |  |  |  | 02,21,22 | 1 | [8 empty] | 43770 |  | 45487
6695 | 29200000TL | 03483 | EGC008012 | P | 58061446 | 58 | EGTL Spares | Mtce | 56 | 56Z | BOLT: STUD, 3/4 IN X 115MM LG | WITH TWO HEAVY HEX NUTS | ASSEMBLED, STAINLESS STEEL, ASTM A193 GR B8T, ASTM A194 | EA | 129 | 200 | 400 | NO | 1.3295 | 407.4004 | AMERIBOLT / BEA S.R.L. |  |  | 02 |  |  | 2BAB |  |  |  |  | ASTM A193 GR B8T/ASTM A19 |  | 43018 | 45982 |  | -16 | 1 |  |  | -42 | 2
6696 | 29200000TL | 03483 | EGC008012 | P | 58061464 | 58 | EGTL Spares | Mtce | 56 | 56Z | BOLT:STUD, 7/8 IN X 140MM LG | WITH TWO HEAVY HEX NUTS | (8UN THDS); ASSEMBLED, STAINLESS STEEL, ASTM A193 GRADE B8T CLASS 2, ASTM A194 GRADE 8MA. | EA | 31 | 25 | 50 | NO | 6.9524 | 2122.93 | AMERIBOLT / BEA S.R.L. |  |  | 02 |  |  | 2BAB |  |  |  |  | ASTM A193 GRADE B8T CLASS |  | 43018 | 45115 | [5 empty] | -25 | 1
6697 | 29200000TL | 03483 | EGC008012 | P | 58061517 | 58 | EGTL Spares | Mtce | 56 | 56Z | BOLT: MACHINE HEAVY HEX HEAD | 5/8 IN X 80MM LG | WITH TWO WASHERS WITH HEAVY HEX NUT; ASSEMBLED CARBON STEEL ASTM A307 GRADE B ASTM A563 GRADE A | EA | 30 | 11 | 19 | NO | 2.4285 | 3601.5766 | PORTLAND BOLT / BEA S.R.L |  |  | 02 |  |  | 2BAB |  |  |  |  | ASTM A563 GRADE A |  | 43017 | 45440 | 43436 |  |  | 0 | 2
6698 | 29200000TL | 03483 | EGC008012 | P | 58061596 | 58 | EGTL Spares | Mtce | 56 | 56Z | BOLT:STUD,1-1/2 IN X 270MM LG | WITH TWO HEAVY HEX NUTS | ASSEMBLED, ALLOY STEEL ASTM A193 GRADE B7 ASTM A194 GRADE 2H | EA | 30 | 15 | 30 | NO | 30.5356 | 9354.3126 | HYDROBOLT USA |  |  | 02 |  |  | 2BAB | [6 empty] | 43406 |  | 43433
6699 | 29200000TL | 03483 | EGC008012 | P | 58061667 | 58 | EGTL Spares | Mtce | 56 | 56Z | BOLT:STUD,1-3/8 IN X 270MM LG | WITHOUT NUTS | ASSEMBLED, ALLOY STEEL, ASTM A193 GRADE B7, ASTM A194 GRADE 2H | EA | 6 | 12 | 18 | NO | 0 | 0 | BEA S.R.L. |  |  | 02 |  |  | 2BAB | [6 empty] | 43666 | 45068 | [5 empty] | -12 | 1
6700 | 29200000TL | 03483 | EGC008012 | P | 58061798 | 58 | EGTL Spares | Mtce | 56 | 56Z | BOLT:STUD, 1 IN X 160MM LG | WITH TWO HEAVY HEX NUTS | ALLOY STEEL, AISI 4140/4142 QUENCHED AND TEMPERED ASSEMBLED; ALLOY STEEL, ASTM A193 GRADE B7, ASTM A194 GRADE 2Hhttp://www.portlandbolt.com/technical/specifications/astm-a193/ | EA | 5 | 0 | 0 | NO | 1.9762 | 603.1211 | PORTLAND BOLT / BEA S.R.L |  |  | 02 |  |  | 2BAB | [6 empty] | 43002 | 44980 | [5 empty] | -16 | 1
6701 | 29200000TL | 03483 | EGC008012 | P | 58062494 | 58 | EGTL Spares | Mtce | 56 | 56Z | BOLT:STUD,1-1/4 IN X 185MM LG | WITH TWO HEAVY HEX NUTS | ASSEMBLED, ALLOY STEEL ASTM A193 GRADE B7 ASTM A194 GRADE 2H | EA | 23 | 0 | 0 | NO | 72.5507 | 22200.5 | HYDROBOLT USA |  |  | 02 |  | 2BAC | 2BAC | [6 empty] | 43406
6702 | 29200000TL | 03483 | EGC008014 | P | 58061210 | 58 | EGTL Spares | Mtce | 56 | 56Z | BOLT: STUD, 5/8 IN X 155MM LG. | WITH TWO HEAVY HEX NUTS | Fasteners / Hardware : ASSEMBLED; ALLOY STEEL ASTM A193 GRADE B7 ASTM A194 GRADE 2H | EA | 3 | 25 | 50 | NO | 3.51 | 1075.5342 | LAMONS |  |  | 02 | 1 | 2BAC | 1CCC | [6 empty] | 42092 | 45734 | 43589 | -13 | 1 | -4 | 1
6703 | 29200000TL | 03483 | EGC008015 | P | 58061308 | 58 | EGTL Spares | Mtce | 56 | 56Z | BOLT: STUD, 3/4IN X 85MM LG | WITH TWO HEAVY HEX NUTS | Fasteners / Hardware : ASSEMBLED; ALLOY STEEL ASTM A320 GRADE L7 ASTM A194 GRADE 7 | EA | 30 | 0 | 0 | NO | 10.17 | 3104.901 | LAMONS |  |  | 02 | 1 | 2BAC | [7 empty] | 42092 | 42822 | 42949
6704 | 29200000TL | 03483 | EGC008015 | P | 58061437 | 58 | EGTL Spares | Mtce | 56 | 56Z | BOLT:STUD,1-5/8 IN X 330MM LG | WITH TWO HEAVY HEX NUTS | ASSEMBLED, ALLOY STEEL ASTM A193 GRADE B7 ASTM A194 GRADE 2H | EA | 7 | 0 | 0 | NO | 0 | 0 | BEA S.R.L. |  |  | 02 | [9 empty] | 42932 | 43398
6705 | 29200000TL | 03483 | EGC008015 | P | 58064586 | 58 | EGTL Spares | Mtce | 54 | 54A | GASKET:36 IN RAISED FACE | PN20/CL150, 1.5 MM THICK | FLAT, SIGMA 511 TO AP SPEC 4WPI-MWFG07 GWFAGGADAABDABAAQA Code 01A | EA | 21 | 10 | 20 | NO | 83.448 | 25498.2 | FLEXITALLIC | SIGMA 511 SERIES - B |  | 01A | [7 empty] | SIGMA 511 SERIES - B |  | 43346 | 43851
6706 | 29200000TL | 03483 | EGC008016 | P | 58801925 | 58 | EGTL Spares | Mtce | 56 | 56Z | STUD BOLT:ALL-THREAD | TYPE:EXCHANGER DIA:3/4 IN | Fasteners / Hardware : LG:235MM SPEC:ASTM A193 GR:B7 MATL:ALLOY STL COATED:LUBRICANT COATED THRDS:10 UNC C/W:2 HVY HEX NUTS ASTM A194 GR 2H 3/4 IN DIA, 235MM LG | EA | 22 | 11 | 19 | NO | 5.14 | 1575.2044 | LONESTAR USA FASTENERS |  |  | 01,02,21,22 | [9 empty] | 42307 | 45631 | 43547 |  |  | -18 | 2
6707 | 29200000TL | 03483 | EGC008017 | P | 58006426 | 58 | EGTL Spares | Mtce | 52 | 52B | STUD BOLT:1-1/4IN DIA,230MM LG | 8 UN,SS,ASTM A193,GR B8T | *OBS*Fastener-Stud B : CLASS 2, WITH TWO HEAVY HEX NUTS ASTM A194 GR 8MA, ASSEMBLED | EA | 17 | 0 | 0 | NO | 13.8628 | 4248.13 |  |  | SEE DESCRIPTION | 02,21,22 | 1 | 2CAC | [7 empty] | 40915 | 42870
6708 | 29200000TL | 03483 | EGC008017 | P | 58006455 | 58 | EGTL Spares | Mtce | 56 | 56Z | STUD BOLT:1-1/4IN DIA,200MM LG | 8 UN,ALLOY STL,ASTM A320,GR | *OBS*Fastener-Stud B : L7, WITH TWO HEAVY HEX NUTS ASTM A194 GR 7, ASSEMBLED | EA | 25 | 0 | 0 | NO | 5.9782 | 928.11 |  |  | SEE DESCRIPTION | 02,21,22 | 1 | 2CAC | 2CAC | [6 empty] | 40915 | 42115
6709 | 29200000TL | 03483 | EGC008017 | P | 58009787 | 58 | EGTL Spares | Mtce | 56 | 56Z | BOLT:STUD 1 IN DIA,140MM LG | 8 UNC,ALLOY STL,ASTM A193 | *OBS*Fastener-Stud B : GR B7, WITH TWO HEAVY HEX NUTS ASTM A194 GR 2H, ASSEMBLED | EA | 11 | 10 | 17 | NO | 7.346 | 2486.7479 |  |  | SEE DESCRIPTION | 02,21 | 1 | 2CAC | 2CAC | [6 empty] | 40915 | 45118 | 43808 |  |  |  |  | -8 | 1
6710 | 29200000TL | 03483 | EGC008017 | P | 58016722 | 58 | EGTL Spares | Mtce | 56 | 56Z | STUD:3/4IN DIA,265MM LG | 10 UNC,CR MOLY,ASME SA193 | *OBS*Fastener-BottWa : GR B7, (2) SA194 2H HEAVY NUTS, BOLT. ( “Note: This item requires PMI testing and logging, if passed, markings and documentation as per the PMI specification are required.”) | ST | 3 | 0 | 0 | NO | 4.4037 | 683.72 | SAMSUNG BOLT CO. | 2638-SPL2-B-01-03 | DKME-2702-01-13 | 02,21,22 | 1 | 2CBA | 2CBA |  |  |  |  | DK2006-210 |  | 41285
6711 | 29200000TL | 03483 | EGC008017 | P | 58061345 | 58 | EGTL Spares | Mtce | 56 | 56Z | BOLT: STUD, 1-1/8IN X 275MM LG | WITH TWO HEAVY HEX NUTS | Fasteners / Hardware : ASSEMBLED; ALLOY STEEL ASTM A193 GRADE B7 ASTM A194 GRADE 2H | EA | 10 | 0 | 0 | NO | 17.2358 | 5271.7302 | LAMONS |  |  | 02 | 1 | 2BAC | [7 empty] | 42092 | 45241 | 43418 |  |  |  |  | -20 | 1
6712 | 29300000TL | 03483 | EGC008017 | P | 58061346 | 58 | EGTL Spares | Mtce | 56 | 56Z | BOLT: STUD, 1-1/8IN X 300MM LG | WITH TWO HEAVY HEX NUTS | Fasteners / Hardware : ASSEMBLED; ALLOY STEEL ASTM A193 GRADE B7 ASTM A194 GRADE 2H | EA | 14 | 6 | 9 | YES | 62.44 | 22509.62 | LAMONS |  |  | 02 | 1 | 2BAC | 1BBB | [6 empty] | 43770 | 44791 | 43904
6713 | 29300000TL | 03483 | EGC009001 | P | 58061343 | 58 | EGTL Spares | Mtce | 56 | 56Z | BOLT: STUD, 1-1/8IN X 270MM LG | WITH TWO HEAVY HEX NUTS | Fasteners / Hardware : ASSEMBLED; ALLOY STEEL ASTM A193 GRADE B7 ASTM A194 GRADE 2H | EA | 39 | 4 | 7 | YES | 23.7813 | 9025 | LAMONS |  |  | 02 | 1 | 2BAC | 2BBB | [6 empty] | 43770 | 44821 | 44197
6714 | 29200000TL | 03483 | EGC009001A | S | 58061254 | 58 | EGTL Spares | Mtce | 56 | 56Z | BOLT: STUD, 7/8 IN X 210MM LG | WITH TWO HEAVY HEX NUTS | Fasteners / Hardware : ASSEMBLED; ALLOY STEEL ASTM A193 GRADE B7 ASTM A194 GRADE 2H | EA | 6 | 0 | 0 | NO | 4.2651 | 1300.6292 | LAMONS |  |  | 02 | 1 | 2BAC | [7 empty] | 42092 | 44966 | 42502 |  |  |  |  | -16 | 1
6715 | 29200000TL | 03483 | EGC009001A | P | 58061281 | 58 | EGTL Spares | Mtce | 56 | 56Z | BOLT: STUD, 1-1/8IN X 75MM LG | WITH TWO HEAVY HEX NUTS | Fasteners / Hardware : ASSEMBLED; ALLOY STEEL ASTM A193 GRADE B7 ASTM A194 GRADE 2H | EA | 3 | 50 | 100 | NO | 1.6745 | 331.7185 | LAMONS |  |  | 02 | 1 | 2BAC | [7 empty] | 42092
6716 | 29200000TL | 03483 | EGC009001A | P | 58061291 | 58 | EGTL Spares | Mtce | 56 | 56Z | BOLT: STUD, 1-1/8IN X 175MM LG | WITH TWO HEAVY HEX NUTS | Fasteners / Hardware : ASSEMBLED; ALLOY STEEL ASTM A193 GRADE B7 ASTM A194 GRADE 2H | EA | 20 | 0 | 0 | NO | 3.14 | 622.034 | LAMONS |  |  | 02 | 1 | 2BAC | [7 empty] | 42092 | 42731
6717 | 29300000TL | 03483 | EGC009001A | P | 58061296 | 58 | EGTL Spares | Mtce | 56 | 56Z | BOLT: STUD, 1-1/8IN X 230MM LG | WITH TWO HEAVY HEX NUTS | Fasteners / Hardware : ASSEMBLED; ALLOY STEEL ASTM A193 GRADE B7 ASTM A194 GRADE 2H | EA | 16 | 83 | 119 | YES | 6.7519 | 10388.76 | LAMONS |  |  | 02 | 1 | 2BAC | [7 empty] | 45095 | 45904 | 45866 | -24 | 1
6718 | 29200000TL | 03483 | EGC009001A | P | 58061327 | 58 | EGTL Spares | Mtce | 56 | 56Z | BOLT: STUD, 5/8 IN X 75MM LG. | WITH TWO HEAVY HEX NUTS | Fasteners / Hardware : ASSEMBLED; ALLOY STEEL ASTM A320 GRADE L7 ASTM A194 GRADE 7 | EA | 150 | 0 | 0 | NO | 0.731 | 144.8111 | LAMONS |  |  | 02 | 1 | 2BAC | [7 empty] | 42092 | 44738
6719 | 29200000TL | 03483 | EGC009001A | P | 58061330 | 58 | EGTL Spares | Mtce | 56 | 56Z | BOLT: STUD, 1-3/8IN X 270MM LG | WITH TWO HEAVY HEX NUTS | Fasteners / Hardware : ASSEMBLED; ALLOY STEEL ASTM A193 GRADE B7 ASTM A194 GRADE 2H | EA | 13 | 50 | 100 | NO | 4.3435 | 860.4474 | LAMONS |  |  | 02 | 1 | 2BAC | [7 empty] | 42092
6720 | 29200000TL | 03483 | EGC009001A | P | 58061333 | 58 | EGTL Spares | Mtce | 56 | 56Z | BOLT: STUD, 1-1/4IN X 150MM LG | WITH TWO HEAVY HEX NUTS | Fasteners / Hardware : ASSEMBLED; ALLOY STEEL ASTM A193 GRADE B7 ASTM A194 GRADE 2H | EA | 24 | 0 | 0 | NO | 4.3945 | 870.5505 | LAMONS |  |  | 02 | 1 | 2BAC | [7 empty] | 42092
6721 | 29200000TL | 03483 | EGC009001A | P | 58061334 | 58 | EGTL Spares | Mtce | 56 | 56Z | BOLT: STUD, 1-1/4IN X 160MM LG | WITH TWO HEAVY HEX NUTS | Fasteners / Hardware : ASSEMBLED; ALLOY STEEL ASTM A193 GRADE B7 ASTM A194 GRADE 2H | EA | 43 | 0 | 0 | NO | 2.7967 | 554.0258 | LAMONS |  |  | 02 | 1 | 2BAC | [7 empty] | 42092
6722 | 29200000TL | 03483 | EGC009001A | P | 58061341 | 58 | EGTL Spares | Mtce | 56 | 56Z | BOLT: STUD, 1-1/4IN X 95MM LG | WITH TWO HEAVY HEX NUTS | Fasteners / Hardware : ASSEMBLED; ALLOY STEEL ASTM A193 GRADE B7 ASTM A194 GRADE 2H | EA | 20 | 50 | 100 | NO | 4.08 | 808.248 | LAMONS |  |  | 02 | 1 | 2BAC | [7 empty] | 42092
6723 | 29200000TL | 03483 | EGC009001A | P | 58061344 | 58 | EGTL Spares | Mtce | 56 | 56Z | BOLT: STUD, 1-1/8IN X 400MM LG | WITH TWO HEAVY HEX NUTS | Fasteners / Hardware : ASSEMBLED; ALLOY STEEL ASTM A193 GRADE B7 ASTM A194 GRADE 2H | EA | 10 | 50 | 100 | NO | 1.5938 | 315.7219 | LAMONS |  |  | 02 | 1 | 2BAC | [7 empty] | 42092
6724 | 29300000TL | 03483 | EGC009002 | P | 58006443 | 58 | EGTL Spares | Mtce | 56 | 56Z | STUD BOLT:1/2 IN DIA,75MM LG | 13 UNC,ALLOY STL,ASTM A320,GR | Fasteners / Hardware : L7, WITH TWO HEAVY HEX NUTS ASTM A194 GR 7, ASSEMBLED | EA | 3 | 1 | 2 | YES | 4.8333 | 1981.6483 |  |  | SEE DESCRIPTION | 02,21,22 | 1 | 2CAC | [7 empty] | 43770 | 46016 | 44323 | -8 | 2 |  |  | -4 | 1
6725 | 29200000TL | 03483 | EGC009002 | P | 58006446 | 58 | EGTL Spares | Mtce | 52 | 52B | STUD BOLT:5/8 IN DIA,125MM LG | 11 UNC,ALLOY STL,ASTM A320,GR | *OBS*Fastener-Stud B : L7, WITH TWO HEAVY HEX NUTS ASTM A194 GR 7, ASSEMBLED | EA | 1 | 0 | 0 | NO | 1.03 | 159.92 |  |  | SEE DESCRIPTION | 02,21,22 | 1 | 2CAC | [7 empty] | 40915 | 45092 | [5 empty] | -12 | 1
6726 | 29200000TL | 03483 | EGC009002 | P | 58006447 | 58 | EGTL Spares | Mtce | 56 | 56Z | STUD BOLT:3/4 IN DIA,100MM LG | 10 UNC,ALLOY STL,ASTM A320,GR | Fasteners / Hardware : L7, WITH TWO HEAVY HEX NUTS ASTM A194 GR 7, ASSEMBLED | EA | 25 | 17 | 25 | NO | 2.6376 | 690.1012 |  |  | SEE DESCRIPTION | 02,21,22 | 1 | 2CAC | [7 empty] | 40915 | 42489 | 42509
6727 | 29300000TL | 03483 | EGC009002 | P | 58009790 | 58 | EGTL Spares | Mtce | 56 | 56Z | BOLT:STUD 5/8 IN DIA,225MM LG | 11 UNC,ALLOY STL,ASTM A193 | *OBS*Fastener-Stud B : GR B7,WITH TWO HEAVY HEX NUTS ASTM A194 GR 2H, ASSEMBLED | EA | 4 | 4 | 7 | YES | 16 | 0.0101 |  |  | SEE DESCRIPTION | 02,21 | 1 | 2CAC | [6 empty] | INL230 | 43782 | 45657 | 45880 |  |  | -2 | 1 | -20 | 1
6728 | 29300000TL | 03483 | EGC009002 | P | 58012606 | 58 | EGTL Spares | Mtce | 56 | 56Z | STUD BOLT:5/8 IN DIA,120MM LG | 11 UNC,ALLOY STL,ASTM A193 |  | EA | 1 | 42 | 60 | YES | 5.49 | 8754.903 |  |  | SEE DESCRIPTION | 02,21,22 | 1 | 2CAC | 2CAC | [6 empty] | 43770 | 45909 | 46017 | -18 | 1
6729 | 29200000TL | 03483 | EGC009002 | P | 58012680 | 58 | EGTL Spares | Mtce | 54 | 54A | GASKET:FLANGE NON-SPIRAL | MANHOLE 24 IN PIPE, 300 LB, |  | PC | 10 | 0 | 0 | NO | 433.431 | 67293.4167 | KNM |  | 104943027616 | 01,22 | 1 | 1BAB | [7 empty] | 41287
6730 | 29300000TL | 03483 | EGC009002 | P | 58012686 | 58 | EGTL Spares | Mtce | 54 | 54A | GASKET:SPIRAL WOUND 24 IN PIPE | 300 LB,304 SS INNER RING, |  | PC | 1 | 0 | 1 | YES | 325.36 | 504076.9944 | LAMONS USA STYLE WRI |  |  | 01,22 | 1 | 1BAB | [7 empty] | 43770 |  | 45779
6731 | 29200000TL | 03483 | EGC009002 | P | 58061282 | 58 | EGTL Spares | Mtce | 56 | 56Z | BOLT: STUD, 1-1/8IN X 85MM LG | WITH TWO HEAVY HEX NUTS | Fasteners / Hardware : ASSEMBLED; ALLOY STEEL ASTM A193 GRADE B7 ASTM A194 GRADE 2H | EA | 11 | 0 | 0 | NO | 1.6745 | 331.7185 | LAMONS |  |  | 02 | 1 | 2BAC | [7 empty] | 42092
6732 | 29200000TL | 03483 | EGC009002 | P | 58061289 | 58 | EGTL Spares | Mtce | 56 | 56Z | BOLT: STUD, 1-1/8IN X 165MM LG | WITH TWO HEAVY HEX NUTS | Fasteners / Hardware : ASSEMBLED; ALLOY STEEL ASTM A193 GRADE B7 ASTM A194 GRADE 2H | EA | 10 | 0 | 0 | NO | 14.2758 | 4335.4395 | LAMONS |  |  | 02 | 1 | 2BAC | 1BBB | [6 empty] | 42092 | 43519 | 42949
6733 | 29300000TL | 03483 | EGC009002 | P | 58061347 | 58 | EGTL Spares | Mtce | 56 | 56Z | BOLT: STUD, 5/8 IN X 100MM LG. | WITH TWO HEAVY HEX NUTS | Fasteners / Hardware : ASSEMBLED; ALLOY STEEL ASTM A320 GRADE L7 ASTM A194 GRADE 7 | EA | 12 | 4 | 7 | YES | 2.2 | 3646.478 | DAN-LOC |  |  | 02 | 1 | 2BAC | [7 empty] | 43785 | 45358 | 45476 |  |  | -8 | 1
6734 | 29200000TL | 03483 | EGC009002A | P | 58006448 | 58 | EGTL Spares | Mtce | 56 | 56Z | STUD BOLT:3/4 IN DIA,125MM LG | 10 UNC,ALLOY STL,ASTM A320,GR | *OBS*Fastener-Stud B : L7, WITH TWO HEAVY HEX NUTS ASTM A194 GR 7, ASSEMBLED | EA | 7 | 0 | 0 | NO | 4.98 | 1520.7924 | DAN-LOC |  | SEE DESCRIPTION | 02,21,22 | 1 | 2CAC | [7 empty] | 40915 | 45397 | 43250 |  |  | -16 | 1
6735 | 29200000TL | 03483 | EGC009002A | P | 58006449 | 58 | EGTL Spares | Mtce | 56 | 56Z | STUD BOLT:3/4 IN DIA,145MM LG | 10 UNC,ALLOY STL,ASTM A320,GR | *OBS*Fastener-Stud B : L7, WITH TWO HEAVY HEX NUTS ASTM A194 GR 7, ASSEMBLED | EA | 1 | 0 | 0 | NO | 2.392 | 445.612 | DAN-LOC |  | SEE DESCRIPTION | 02,21,22 | 1 | 2CAC | [7 empty] | 40915 | 44744 | 42412
6736 | 29200000TL | 03483 | EGC009002A | S | 58061287 | 58 | EGTL Spares | Mtce | 56 | 56Z | BOLT: STUD, 1-1/8IN X 160MM LG | WITH TWO HEAVY HEX NUTS | Fasteners / Hardware : ASSEMBLED; ALLOY STEEL ASTM A193 GRADE B7 ASTM A194 GRADE 2H | EA | 6 | 0 | 0 | NO | 1.904 | 377.1824 | LAMONS |  |  | 02 | 1 | 2BAC | [7 empty] | 42092 | 43519
6737 | 29200000TL | 03483 | EGC009002A | P | 58061294 | 58 | EGTL Spares | Mtce | 56 | 56Z | BOLT: STUD, 1-1/4IN X 140MM LG | WITH TWO HEAVY HEX NUTS | Fasteners / Hardware : ASSEMBLED; ALLOY STEEL ASTM A193 GRADE B7 ASTM A194 GRADE 2H | EA | 1 | 0 | 0 | NO | 4.3435 | 860.4474 | LAMONS |  |  | 02 | 1 | 2BAC | [7 empty] | 42092
6738 | 29200000TL | 03483 | EGC009003 | P | 58006431 | 58 | EGTL Spares | Mtce | 56 | 56Z | STUD BOLT:1-3/8IN DIA,320MM LG | 8 UN,SS,ASTM A193,GR B8T | Fasteners / Hardware : CLASS 2, WITH TWO HEAVY HEX NUTS ASTM A194 GR 8MA, ASSEMBLED, FOR OXYGEN SERVICE | EA | 5 | 0 | 0 | NO | 130.2888 | 38155.0179 |  |  | SEE DESCRIPTION | 02,21,22 | 1 | 2CAC | [7 empty] | 40915 | 42724 | 42752
6739 | 29200000TL | 03483 | EGC009003 | P | 58006439 | 58 | EGTL Spares | Mtce | 52 | 52B | STUD BOLT:1-5/8IN DIA,400MM LG | 8 UN,SS,ASTM A193,GR B8T | *OBS*Fastener-Stud B : CLASS 2, WITH TWO HEAVY HEX NUTS ASTM A194 GR 8MA, ASSEMBLED, FOR OXYGEN SERVICE | EA | 23 | 0 | 0 | NO | 40.6963 | 12470.96 |  |  | SEE DESCRIPTION | 02,21,22 | 1 | 2CAC | [7 empty] | 40915 | 41757
6740 | 29200000TL | 03483 | EGC009003 | P | 58061290 | 58 | EGTL Spares | Mtce | 56 | 56Z | BOLT: STUD, 1-1/8IN X 170MM LG | WITH TWO HEAVY HEX NUTS | Fasteners / Hardware : ASSEMBLED; ALLOY STEEL ASTM A193 GRADE B7 ASTM A194 GRADE 2H | EA | 4 | 0 | 0 | NO | 2.363 | 468.1103 | LAMONS |  |  | 02 | 1 | 2BAC | [7 empty] | 42092
6741 | 29200000TL | 03483 | EGC009003A | P | 58006429 | 58 | EGTL Spares | Mtce | 52 | 52B | STUD BOLT:1-3/8IN DIA,270MM LG | 8 UN,SS,ASTM A193,GR B8T | *OBS*Fastener-Stud B : CLASS 2, WITH TWO HEAVY HEX NUTS ASTM A194 GR 8MA, ASSEMBLED, FOR OXYGEN SERVICE | EA | 50 | 0 | 0 | NO | 51.0023 | 13355.2868 |  |  | SEE DESCRIPTION | 02,21,22 | 1 | 2CAC | [7 empty] | 40915 | 44243 | 42901
6742 | 29200000TL | 03483 | EGC009003A | P | 58006438 | 58 | EGTL Spares | Mtce | 52 | 52B | STUD BOLT:1-5/8IN DIA,330MM LG | 8 UN,SS,ASTM A193,GR B8T | *OBS*Fastener-Stud B : CLASS 2, WITH TWO HEAVY HEX NUTS ASTM A194 GR 8MA, ASSEMBLED, FOR OXYGEN SERVICE | EA | 89 | 0 | 0 | NO | 68.0475 | 10564.3602 |  |  | SEE DESCRIPTION | 02,21,22 | 1 | 2CAC | [7 empty] | 40915 | 41757
6743 | 29300000TL | 03483 | EGC009004 | P | 11990708 | 11 | Bolts, Nuts, Washers | Const | 56 | 56Z | BOLT TYPE:STUD DIA:1-3/8 IN | LG:320 MM THRDS:STD HEAD:HEX | MATL:STD SPEC:ASTM A193 GRADE B16 GRADE:STD 1-3/8 IN DIA: W/2 HVY HEX NUT: ASSEMBLED COMBINED (IMP SIZE X METRIC LG); ASTM A193 GR. B16/ASTM A194 GR.7; 1-3/8 X 320 MM (12.625") BOLT LENGTH | EA | 21 | 14 | 21 | YES | 140.58 | 57752.0335 | HYDROBOLT USA-STUDBOLT | 1-3/8 IN X 320 MM |  | 01,01A,02,07 | [9 empty] | 44019 |  | 44429
6744 | 29200000TL | 03483 | EGC009004 | P | 58006391 | 58 | EGTL Spares | Mtce | 56 | 56Z | STUD BOLT:1-3/4IN DIA,355MM LG | 8 UN,ALLOY STL,ASTM A193,GR | *OBS*Fastener-Stud B : B7, WITH TWO HEAVY HEX NUTS ASTM A194 GR 2H, ASSEMBLED | EA | 1 | 0 | 0 | NO | 14.9036 | 2313.78 | AALL AMERICAN FASTENERS |  | SEE DESCRIPTION | 02,21,22 | 1 | 2CAC | 2CAC | [6 empty] | 40915 | 45081 | [5 empty] | -20 | 1
6745 | 29200000TL | 03483 | EGC009004 | P | 58006393 | 58 | EGTL Spares | Mtce | 52 | 52B | STUD BOLT:1-7/8IN DIA,455MM LG | 8 UN,ALLOY STL,ASTM A193,GR | *OBS*Fastener-Stud B : B7, WITH TWO HEAVY HEX NUTS ASTM A194 GR 2H, ASSEMBLED | EA | 1 | 0 | 0 | NO | 94.2393 | 28644.6476 |  |  | SEE DESCRIPTION | 02,21,22 | 1 | 2CAC | [7 empty] | 40915 | 42881 | 43076
6746 | 29200000TL | 03483 | EGC009004 | P | 58012617 | 58 | EGTL Spares | Mtce | 56 | 56Z | STUD BOLT:1.625 IN DIA,400MM | LG,8 UN,ALLOY STL,ASTM A193 |  | EA | 47 | 0 | 1 | NO | 18.3659 | 2851.3 |  |  | SEE DESCRIPTION | 02,21,22 | 1 | 2CAC | 2CAC | [6 empty] | 40915 | 42885
6747 | 29200000TL | 03483 | EGC009004 | P | 58061998 | 58 | EGTL Spares | Mtce | 56 | 56Z | NUT: 3 IN | STAINLESS STEEL GRADE B8 |  | EA | 3 | 2 | 3 | NO | 225 | 68951.25 | BEA S.R.L. |  |  | 00 |  | 2BAC | 2BBB | [6 empty] | 42123 |  | 43350
6748 | 29300000TL | 03483 | EGC009004A | S | 11990463 | 11 | Bolts, Nuts, Washers | Const | 56 | 56Z | BOLT: STUD THRD W/2HVY HEX NUT | 1-3/8INX300MM (11.812IN)LG | 1-3/8 IN DIA: W/2 HVY HEX NUT: ASSEMBLED COMBINED (IMP SIZE X METRIC LG); ASTM A193 GR. B16/ASTM A194 GR.7; 1-3/8" X 300MM (11.812") BOLT LENGTH | EA | 31 | 2 | 3 | YES | 60.4491 | 26958.4984 | HYDROBOLT USA-STUDBOLT | 1-3/8 IN X 300MM (11.812" |  | 07 | [7 empty] | A193 GR. B16/A194 GR.7 ST |  | 43782 | 45272 | 43744 |  |  |  |  | -9 | 1
6749 | 29200000TL | 03483 | EGC009004A | S | 58006392 | 58 | EGTL Spares | Mtce | 56 | 56Z | STUD BOLT:1-7/8IN DIA,380MM LG | 8 UN,ALLOY STL,ASTM A193,GR | Fasteners / Hardware : B7, WITH TWO HEAVY HEX NUTS ASTM A194 GR 2H, ASSEMBLED | EA | 25 | 14 | 24 | NO | 62.3235 | 19074.9652 |  |  | SEE DESCRIPTION | 02,21,22 | 1 | 2CAC | [7 empty] | 40915 | 43435 | 43439
6750 | 29300000TL | 03483 | EGC009004A | P | 58007461 | 58 | EGTL Spares | Mtce | 56 | 56Z | STUD:1 IN DIA,14-1/2 IN LG | 8 UNC, 14-1/2 IN THD LG | *OBS*Fastener-BottWa : "MOLYBDENUM DISULFIDE-BASED THREAD LUBRICANT COATED,SA193,GR B7, @ 3,4,5 JOINT 135-ES-004, , (SHELL & TUBE HEAT EXCHAGE )". ( ?Note: This item requires PMI testing and logging, if passed, markings and documentation as per | EA | 15 | 10 | 15 | YES | 4.62 | 6668.2308 | EEC | X-7213-BMLN-44 | X-7213-BMLN-44 | 02,21,22 | 1 | 2CBB | 2CBB |  | X-7213 |  |  |  |  | 43770 |  | 45366
6751 | 29200000TL | 03483 | EGC009004A | P | 58061257 | 58 | EGTL Spares | Mtce | 56 | 56Z | BOLT: STUD, 7/8 IN X 240MM LG | WITH TWO HEAVY HEX NUTS | Fasteners / Hardware : ASSEMBLED; ALLOY STEEL ASTM A193 GRADE B7 ASTM A194 GRADE 2H | EA | 76 | 0 | 0 | NO | 8.5248 | 2612.5284 | LAMONS |  |  | 02 | 1 | 2BAC | [7 empty] | 42092 | 45799 | 43738 | -24 | 1
6752 | 29300000TL | 03483 | EGC009004A | P | 58061339 | 58 | EGTL Spares | Mtce | 56 | 56Z | BOLT: STUD, 1-1/4IN X 235MM LG | WITH TWO HEAVY HEX NUTS | Fasteners / Hardware : ASSEMBLED; ALLOY STEEL ASTM A193 GRADE B7 ASTM A194 GRADE 2H | EA | 4 | 4 | 7 | YES | 16.81 | 6060.005 | LAMONS |  |  | 02 | 1 | 2BAC | 2BBB | [6 empty] | 43782 | 45091 | 45487 |  |  |  |  | -20 | 1
6753 | 29300000TL | 03483 | EGC009005 | P | 58000318 | 58 | EGTL Spares | Mtce | 56 | 56Z | BOLT: STUD | 5/8 IN DIA, 3-3/4 IN THD LG | *OBS*Fastener-Stud B : 11 THREADS/INCH, CR-MO, A193, GR B7, WITH 2 HEX NUTS, 194 GR 2H, WITH 2 HEX NUTS, 194 GR 2H | PC | 4 | 1 | 2 | YES | 1.0732 | 1651.35 | MIS |  | 52293726 | 02,22 | 1 | 3CAC |  |  | EGTL1-MIS-VES-DD-452002 |  |  | 1644-01 |  | 43770 | 45947 | 45194 | -21 | 2
6754 | 29200000TL | 03483 | EGC009005 | P | 58004013 | 58 | EGTL Spares | Mtce | 56 | 56Z | STUD BOLT:PRESS VESSEL | 1-1/4 IN DIA,8-1/4 IN LG,8 UN | Fasteners / Hardware : 8-1/4 IN THD LG,CR MOLY,SA193,GR B7, WITH 2 HEX NUTS, 194-2H, 172-VD-002QA/B/C/D, 9465-11, 9465-12/9465-13, PRESSURE VESSELS. ( “Note: This item requires PMI testing and logging, if passed, markings and documentation as p | PC | 4 | 0 | 0 | NO | 49.7908 | 7728.9525 | MIS |  |  | 02,21,22 | 1 | 2CCC |  |  | EGTL1-MIS-VES-GA-723001 |  |  | 9465-10 |  | 41250 | 41410 | 41779
6755 | 29200000TL | 03483 | EGC009005A | S | 58006394 | 58 | EGTL Spares | Mtce | 56 | 56Z | STUD BOLT:1-7/8IN DIA,495MM LG | 8 UN,ALLOY STL,ASTM A193,GR | *OBS*Fastener-Stud B : B7, WITH TWO HEAVY HEX NUTS ASTM A194 GR 2H, ASSEMBLED | EA | 20 | 0 | 0 | NO | 85.8 | 26203.32 |  |  | SEE DESCRIPTION | 02,21,22 | 1 | 2CAC | 2CAC | [6 empty] | 40915 | 42890 | 42754
6756 | 29200000TL | 03483 | EGC009005A | P | 58007440 | 58 | EGTL Spares | Mtce | 56 | 56Z | STUD:SHELL & TUBE HEAT EXCH | 7/8 IN DIA,4-1/2 IN (114MM) LG | *OBS*Fastener-BottWa : &quot;9 UNC,152 MM THD LG,MOLYBDENUM DISULFIDE-BASED THREAD LUBRICANT COATED,SA193,GR B7, @ 2 IN-1500 LB RF 120-ES-006&quot;. ( “Note: This item requires PMI testing and logging, if passed, markings and documentation as p | EA | 7 | 0 | 0 | NO | 144.1206 | 22376.16 | EEC | X-7210-BMLN-42 | X-7210-BMLN-42 | 02,21,22 | 1 | 2CBB | 2CBB |  | X-7210 |  |  |  |  | 40914
6757 | 29200000TL | 03483 | EGC009005A | P | 58007441 | 58 | EGTL Spares | Mtce | 56 | 56Z | STUD:SHELL & TUBE HEAT EXCH | 1-3/4IN DIA,25-1/2IN (647.7MM) | *OBS*Fastener-BottWa : "LG, 8 TPI,647.7 MM THD LG,MOLYBDENUM DISULFIDE-BASED THREAD LUBRICANT COATED,SA193,GR B7,@ 3,4,5 JOINT 120-ES-006". ( ?Note: This item requires PMI testing and logging, if passed, markings and documentation as per the PM | EA | 6 | 0 | 0 | NO | 2.0017 | 310.78 | EEC | X-7210-BML-43 | X-7210-BML-43 | 02,21,22 | 1 | 2CBB | 2CBB |  | X-7210 |  |  |  |  | 40914
6758 | 29200000TL | 03483 | EGC009005A | P | 58007442 | 58 | EGTL Spares | Mtce | 56 | 56Z | NUT: HEX,5/8 IN DIA,11 UNC | SHELL & TUBE HEAT EXCHANGE | *OBS*Fastener-BottWa : &quot;39/64 IN HT,MOLYBDENUM DISULFIDE-BASED THD LUBRICANT COATED,SA194,GR 2H, @ 2 IN-600 LB RF 120-ES-006&quot;. ( “Note: This item requires PMI testing and logging, if passed, markings and documentation as per the PMI s | EA | 8 | 0 | 0 | NO | 3.0025 | 466.17 | EEC | X-7210-BMLN-44 | X-7210-BMLN-44 | 01,21,22 | 1 | 2CBB | 2CBB |  | X-7210 |  |  |  |  | 40914
6759 | 29200000TL | 03483 | EGC009005A | P | 58007443 | 58 | EGTL Spares | Mtce | 56 | 56Z | NUT: HEX,7/8 IN DIA,9 UNC | SHELL & TUBE HEAT EXCH | *OBS*Fastener-BottWa : &quot;55/64 IN HT,MOLYBDENUM DISULFIDE-BASED THD LUBRICANT COATED,SA194,GR 2H, 2 IN-1500 LB RF 120-ES-006&quot;. ( “Note: This item requires PMI testing and logging, if passed, markings and documentation as per the PMI sp | EA | 4 | 0 | 0 | NO | 17.0142 | 2641.63 | EEC | X-7210-BMLN-45 | X-7210-BMLN-45 | 01,21,22 | 1 | 2CBB | 2CBB |  | X-7210 |  |  |  |  | 40914
6760 | 29200000TL | 03483 | EGC009005A | P | 58007444 | 58 | EGTL Spares | Mtce | 56 | 56Z | NUT: HEX,1-3/4 IN DIA,8 TPI | SHELL & TUBE HEAT EXCH | *OBS*Fastener-BottWa : &quot;1 23/32 IN HT,MOLYBDENUM DISULFIDE-BASED THD LUBRICANT COATED,SA194,GR 2H,@ 3,4,5 JOINT 120-ES-006&quot;. ( “Note: This item requires PMI testing and logging, if passed, markings and documentation as per the PMI spe | EA | 16 | 0 | 0 | NO | 39.0327 | 6060.21 | EEC | X-7210-BMLN-46 | X-7210-BMLN-46 | 01,21,22 | 1 | 2CBB | 2CBB |  | X-7210 |  |  |  |  | 40914
6761 | 29200000TL | 03483 | EGC009005A | P | 58007447 | 58 | EGTL Spares | Mtce | 56 | 56Z | STUD:SHELL & TUBE HEAT EXCH | 7/8IN DIA,6 IN(152MM)LG,9 UNC | *OBS*Fastener-BottWa : &quot;152 MM THD LG,MOLYBDENUM DISULFIDE-BASED THREAD LUBRICANT COATED,SA193,GR B7, :@ 2 IN-1500 LB RF 120-ES-013&quot;. ( “Note: This item requires PMI testing and logging, if passed, markings and documentation as per th | EA | 4 | 0 | 0 | NO | 7.0086 | 1087.73 | EEC | X-7211-BMLN-41 | X-7211-BMLN-41 | 02,21,22 | 1 | 2CBB | 2CBB |  | X-7211 |  |  |  |  | 40914
6762 | 29200000TL | 03483 | EGC009005A | P | 58007449 | 58 | EGTL Spares | Mtce | 56 | 56Z | NUT: HEX 7/8 IN DIA, 9 UNC | 55/64 IN HT, MOLYBDENUM | *OBS*Fastener-BottWa : &quot;DISULFIDE-BASED THD LUBRICANT COATED,SA194,GR 2H, @ 2 IN-1500 LB RF 120-ES-013 (SHELL & TUBE HEAT EXCHANGER) &quot;. ( “Note: This item requires PMI testing and logging, if passed, markings and documentation as per | EA | 8 | 0 | 0 | NO | 3.0037 | 466.17 | EEC | X-7211-BMLN-43 | X-7211-BMLN-43 | 01,21,22 | 1 | 2CBB | 2CBB |  | X-7211 |  |  |  |  | 40914
6763 | 29200000TL | 03483 | EGC009005A | P | 58007450 | 58 | EGTL Spares | Mtce | 56 | 56Z | NUT: HEX 1 IN DIA, 8 UNC | 63/64 IN HT, MOLYBDENUM | *OBS*Fastener-BottWa : &quot;DISULFIDE-BASED THD LUBRICANT COATED,SA194,GR 2H, :@ 3,4,5 JOINT 120-ES-013, (SHELL & TUBE HEAT EXCHANGE) &quot;. ( “Note: This item requires PMI testing and logging, if passed, markings and documentation as per the | EA | 14 | 1 | 7 | NO | 4.0049 | 621.56 | EEC | X-7211-BMLN-44 | X-7211-BMLN-44 | 01,21,22 | 1 | 2CBB | 2CBB |  | X-7211 |  |  |  |  | 40914
6764 | 29200000TL | 03483 | EGC009005A | P | 58007451 | 58 | EGTL Spares | Mtce | 56 | 56Z | STUD:COLLAR 1 IN ( 1 IN | OD) DIA, 11-1/4 IN LG, 8 UNC | *OBS*Fastener-BottWa : "286 MM THD LG, MOLYBDENUM DISULFIDE-BASED THREAD LUBRICANT COATED,SA193,GR B7, 3,4,5 JOINT 120-ES-013, (SHELL & TUBE HEAT EXCHANGE)". ( ?Note: This item requires PMI testing and logging, if passed, markings and documenta | EA | 4 | 1 | 4 | NO | 315.3856 | 48947.85 | EEC | X-7211-BMLN-48 | X-7211-BMLN-48 | 02,21,22 | 1 | 2CBB | 2CBB |  | X-7211-P |  |  |  |  | 40914
6765 | 29300000TL | 03483 | EGC009005A | P | 58007452 | 58 | EGTL Spares | Mtce | 56 | 56Z | STUD: 1 IN DIA,12-3/4 IN LG | 8 UNC, 12-3/4 IN THD LG | *OBS*Fastener-BottWa : &quot;MOLYBDENUM DISULFIDE-BASED THREAD LUBRICANT COATED,SA193,GR B7, @ 1,2 JOINT 135-ES-0 , (SHELL & TUBE HEAT EXCHANGE)&quot;. ( “Note: This item requires PMI testing and logging, if passed, markings and documentation a | EA | 9 | 6 | 9 | YES | 6.4 | 7605.824 | EEC | X-7212-BMLN-41 | X-7212-BMLN-41 | 02,21,22 | 1 | 2CBB | 2CBB |  | X-7212 |  |  |  |  | 43770 |  | 45366
6766 | 29200000TL | 03483 | EGC009005A | P | 58007453 | 58 | EGTL Spares | Mtce | 56 | 56Z | NUT: HEX 1 IN DIA,8 UNC | 63/64 IN HT MOLYBDENUM | *OBS*Fastener-BottWa : &quot;DISULFIDE-BASED THD LUBRICANT COATED,SA194,GR 2H, @ 1,2 JOINT 135-ES-002, (SHELL & TUBE HEAT EXCHANGE)&quot;. ( “Note: This item requires PMI testing and logging, if passed, markings and documentation as per the PMI | EA | 40 | 0 | 0 | NO | 4.0049 | 621.56 | EEC | X-7212-BMLN-42 | X-7212-BMLN-42 | 01,21,22 | 1 | 2CBB | 2CBB |  | X-7212 |  |  |  |  | 40914
6767 | 29200000TL | 03483 | EGC009005A | P | 58007454 | 58 | EGTL Spares | Mtce | 56 | 56Z | STUD:5/8 IN DIA,3-3/4 IN LG | 11 UNC, 3-3/4 IN THD LG | *OBS*Fastener-BottWa : &quot;MOLYBDENUM DISULFIDE-BASED THREAD LUBRICANT COATED,SA193,GR B7, 2 IN-300 LB RF 135-ES-002, , (SHELL & TUBE HEAT EXCHANGE)&quot;. ( “Note: This item requires PMI testing and logging, if passed, markings and documenta | EA | 4 | 1 | 3 | NO | 2.0024 | 310.78 | EEC | X-7212-BMLN-44 | X-7212-BMLN-44 | 02,21,22 | 1 | 2CBB | 2CBB |  | X-7212 |  |  |  |  | 40914
6768 | 29200000TL | 03483 | EGC009005A | P | 58007456 | 58 | EGTL Spares | Mtce | 56 | 56Z | STUD:1-1/8 IN DIA,7 IN LG | 11 UNC,7 IN THD LG | *OBS*Fastener-BottWa : &quot;MOLYBDENUM DISULFIDE-BASED THREAD LUBRICANT COATED,SA193,GR B7, @ 12 IN-300 LB RF 135-ES-002, , (SHELL & TUBE HEAT EXCHAGE )&quot;. ( “Note: This item requires PMI testing and logging, if passed, markings and docum | EA | 8 | 0 | 0 | NO | 14.0171 | 2175.46 | EEC | X-7212-BMLN-110 | X-7212-BMLN-110 | 02,21,22 | 1 | 2CBB | 2CBB |  | X-7212 |  |  |  |  | 40914
6769 | 29200000TL | 03483 | EGC009005A | P | 58007457 | 58 | EGTL Spares | Mtce | 56 | 56Z | NUT: HEX 1-1/8 IN DIA,8 TPI | 1 7/64 IN HT MOLYBDENUM | *OBS*Fastener-BottWa : &quot;DISULFIDE-BASED THD LUBRICANT COATED,SA194,GR 2H, @ 12 IN-300 LB RF 135-ES-002, , (SHELL & TUBE HEAT EXCHAGE )&quot;. ( “Note: This item requires PMI testing and logging, if passed, markings and documentation as pe | EA | 16 | 0 | 0 | NO | 5.0061 | 776.95 | EEC | X-7212-BMLN-111 | X-7212-BMLN-111 | 01,21,22 | 1 | 2CBB | 2CBB |  | X-7212 |  |  |  |  | 40914
6770 | 29200000TL | 03483 | EGC009005A | P | 58007458 | 58 | EGTL Spares | Mtce | 56 | 56Z | STUD:5/8 IN DIA,3-1/2 IN LG | 11 UNC, 3-1/2 IN THD LG | *OBS*Fastener-BottWa : &quot;MOLYBDENUM DISULFIDE-BASED THREAD LUBRICANT COATED,SA193,GR B7, @ 2 IN-150 LB RF 135-ES-004, , (SHELL & TUBE HEAT EXCHAGE )&quot;. ( “Note: This item requires PMI testing and logging, if passed, markings and docume | EA | 2 | 0 | 0 | NO | 2.0024 | 310.78 | EEC | X-7213-BMLN-41 | X-7213-BMLN-41 | 02,21,22 | 1 | 2CBB | 2CBB |  | X-7213 |  |  |  |  | 40914
6771 | 29200000TL | 03483 | EGC009005A | P | 58007459 | 58 | EGTL Spares | Mtce | 56 | 56Z | STUD:5/8 IN DIA,3-3/4 IN LG | 11 UNC, 3-3/4 IN THD LG | *OBS*Fastener-BottWa : &quot;MOLYBDENUM DISULFIDE-BASED THREAD LUBRICANT COATED,SA193,GR B7, 2 IN-300 LB RF 135-ES-004, , (SHELL & TUBE HEAT EXCHAGE )&quot;. ( “Note: This item requires PMI testing and logging, if passed, markings and document | EA | 4 | 0 | 0 | NO | 2.0024 | 310.78 | EEC | X-7213-BMLN-42 | X-7213-BMLN-42 | 02,21,22 | 1 | 2CBB | 2CBB |  | X-7213 |  |  |  |  | 40914
6772 | 29200000TL | 03483 | EGC009005A | P | 58007462 | 58 | EGTL Spares | Mtce | 56 | 56Z | NUT: HEX 5/8 IN DIA,11 UNC | 39/64 IN HT, MOLYBDENUM | *OBS*Fastener-BottWa : &quot;DISULFIDE-BASED THD LUBRICANT COATED,SA194,GR 2H, @ 2 IN-150 LB RF 135-ES-004, , (SHELL & TUBE HEAT EXCHAGE )&quot;. ( “Note: This item requires PMI testing and logging, if passed, markings and documentation as per | EA | 12 | 0 | 0 | NO | 2.0024 | 310.78 | EEC | X-7213-BMLN-45 | X-7213-BMLN-45 | 01,21,22 | 1 | 2CBB | 2CBB |  | X-7213 |  |  |  |  | 40914
6773 | 29200000TL | 03483 | EGC009005A | P | 58007463 | 58 | EGTL Spares | Mtce | 56 | 56Z | NUT: HEX 1 IN DIA,8 UNC | 63/64 IN HT, MOLYBDENUM | *OBS*Fastener-BottWa : &quot;DISULFIDE-BASED THD LUBRICANT COATED,SA194,GR 2H, @ 1,2 & 3,4,5 JOINT 135-ES-004, (SHELL & TUBE HEAT EXCHAGE )&quot;. ( “Note: This item requires PMI testing and logging, if passed, markings and documentation as per | EA | 60 | 0 | 0 | NO | 4.0041 | 621.4667 | EEC | X-7213-BMLN-46 | X-7213-BMLN-46 | 01,21,22 | 1 | 2CBB | 2CBB |  | X-7213 |  |  |  |  | 40914
6774 | 29300000TL | 03483 | EGC009005A | P | 58007465 | 58 | EGTL Spares | Mtce | 56 | 56Z | STUD:7/8 IN DIA,12-3/4 IN LG | 9 UNC,12-3/4 IN THD LG | *OBS*Fastener-BottWa : "MOLYBDENUM DISULFIDE-BASED THREAD LUBRICANT COATED,SA193,GR B7, @ 3,4 JOINT 135-ES-009, , (SHELL & TUBE HEAT EXCHAGE )". ( ?Note: This item requires PMI testing and logging, if passed, markings and documentation as per t | EA | 30 | 7 | 10 | YES | 40.24 | 59672.2984 | EEC | X-7214-BMLN-42 | X-7214-BMLN-42 | 02,21,22 | 1 | 2CBB |  |  | X-7214 |  |  |  |  | 43770 |  | 45322
6775 | 29200000TL | 03483 | EGC009005A | P | 58007467 | 58 | EGTL Spares | Mtce | 56 | 56Z | STUD:7/8 IN DIA,6 IN LG | 9 UNC, 6 IN THD LG | *OBS*Fastener-BottWa : &quot;MOLYBDENUM DISULFIDE-BASED THREAD LUBRICANT COATED,SA193,GR B7, @ 2 IN-900 LB RF 135-ES-009, , (SHELL & TUBE HEAT EXCHAGE )&quot;. ( “Note: This item requires PMI testing and logging, if passed, markings and docume | EA | 6 | 0 | 0 | NO | 7.0086 | 1087.73 | EEC | X-7214-BNLN-44 | X-7214-BNLN-44 | 02,21,22 | 1 | 2CBB | 2CBB |  | X-7214 |  |  |  |  | 40914
6776 | 29200000TL | 03483 | EGC009005A | P | 58007468 | 58 | EGTL Spares | Mtce | 56 | 56Z | NUT: HEX 3/4 IN DIA, 10 UNC | 47/64 IN HT,MOLYBDENUM | *OBS*Fastener-BottWa : &quot;DISULFIDE-BASED THD LUBRICANT COATED,SA194,GR 2H, @ 4 IN-300 LB RF 135-ES-009, , (SHELL & TUBE HEAT EXCHAGE )&quot;. ( “Note: This item requires PMI testing and logging, if passed, markings and documentation as per | EA | 3 | 0 | 0 | NO | 1.84 | 560.74 | EEC | X-7214-BMLN-45 | X-7214-BMLN-45 | 01,21,22 | 1 | 2CBB | 2CBB |  | X-7214 |  |  |  |  | 40914 | 42574 | 42618
6777 | 29200000TL | 03483 | EGC009005A | P | 58007469 | 58 | EGTL Spares | Mtce | 56 | 56Z | NUT: HEX 7/8 IN DIA,9 UNC, | 55/64 IN HT,MOLYBDENUM | *OBS*Fastener-BottWa : &quot;DISULFIDE-BASED THD LUBRICANT COATED,SA194,GR 2H, @ 3,4 & 9,3A JOINT & 2 IN-900 LB RF 135-ES-009, , (SHELL & TUBE HEAT EXCHAGE )&quot;. ( “Note: This item requires PMI testing and logging, if passed, markings and do | EA | 12 | 0 | 0 | NO | 3.0025 | 466.0417 | EEC | X-7214-BMLN-46 | X-7214-BMLN-46 | 01,21,22 | 1 | 2CBB | 2CBB |  | X-7214 |  |  |  |  | 40914 | 43591
6778 | 29200000TL | 03483 | EGC009005A | P | 58007471 | 58 | EGTL Spares | Mtce | 56 | 56Z | STUD:7/8 IN DIA,8-5/8 IN LG | 9 UNC, DIA, 8-5/8 IN THD LG | *OBS*Fastener-BottWa : &quot;MOLYBDENUM DISULFIDE-BASED THREAD LUBRICANT COATED,SA193,GR B7,@ 3,4 JOINT 172-ES-007A/B,(SHELL & TUBE HEAT EXCHAGE )&quot;. ( “Note: This item requires PMI testing and logging, if passed, markings and documentation | EA | 40 | 0 | 0 | NO | 11.0135 | 1709.29 | EEC | X-7215A-BMLN-42 | X-7215A-BMLN-42 | 02,21,22 |  | 2CBB | 2CBB |  | X-7215A |  |  |  |  | 40914
6779 | 29200000TL | 03483 | EGC009005A | P | 58007472 | 58 | EGTL Spares | Mtce | 56 | 56Z | STUD:7/8 IN DIA,8-5/8 IN LG | 9 UNC, 8-5/8 IN THD LG | *OBS*Fastener-BottWa : "MOLYBDENUM DISULFIDE-BASED THREAD LUBRICANT COATED,SA193,GR B7,@ 9,3A JOINT 172-ES-007A/B, (SHELL & TUBE HEAT EXCHAGE )". ( ?Note: This item requires PMI testing and logging, if passed, markings and documentation as per | EA | 40 | 0 | 0 | NO | 11.0135 | 1709.29 | EEC | X-7215A-BMLN-43 | X-7215A-BMLN-43 | 02,21,22 |  | 2CBB | 2CBB |  | X-7215A |  |  |  |  | 40914
6780 | 29200000TL | 03483 | EGC009005A | P | 58007474 | 58 | EGTL Spares | Mtce | 56 | 56Z | NUT: HEX 7/8 IN DIA, 9 UNC | 55/64 IN HT, MOLYBDENUM | *OBS*Fastener-BottWa : &quot;DISULFIDE-BASED THD LUBRICANT COATED,SA194,GR 2H, @ 1,2; 3,4; 9,3A; & 2A,1A JOINT 172-ES-007A/B, (SHELL & TUBE HEAT EXCHAGE )&quot;. ( “Note: This item requires PMI testing and logging, if passed, markings and docu | EA | 58 | 1 | 81 | NO | 3.0031 | 466.1 | EEC | X-7215A-BMLN-45 | X-7215A-BMLN-45 | 01,21,22 |  | 2CBB |  |  | X-7215A |  |  |  |  | 40914 | 44496
6781 | 29200000TL | 03483 | EGC009005A | P | 58007475 | 58 | EGTL Spares | Mtce | 56 | 56Z | STUD:5/8 IN DIA,3-1/2 IN LG | 11 UNC,3-1/2 IN THD LG | *OBS*Fastener-BottWa : &quot;MOLYBDENUM DISULFIDE-BASED THREAD LUBRICANT COATED,SA193,GR B7,@ 2 IN-150 LB RF 172-ES-007A/B, (SHELL & TUBE HEAT EXCHAGE )&quot;. ( “Note: This item requires PMI testing and logging, if passed, markings and documen | EA | 6 | 0 | 0 | NO | 2.0024 | 310.78 | EEC | X-7215A-BMLN-46 | X-7215A-BMLN-46 | 02,21,22 |  | 2CBB | 2CBB |  | X-7215A |  |  |  |  | 40914
6782 | 29200000TL | 03483 | EGC009005A | P | 58007476 | 58 | EGTL Spares | Mtce | 56 | 56Z | STUD:5/8 IN DIA,3-3/4 IN LG | 11 UNC, 3-3/4 IN THD LG | *OBS*Fastener-BottWa : &quot;MOLYBDENUM DISULFIDE-BASED THREAD LUBRICANT COATED,SA193,GR B7, 2 IN-300 LB RF 172-ES-007A/B, , (SHELL & TUBE HEAT EXCHAGE )&quot;. ( “Note: This item requires PMI testing and logging, if passed, markings and docume | EA | 12 | 0 | 0 | NO | 2.0024 | 310.78 | EEC | X-7215A-BMLN-47 | X-7215A-BMLN-47 | 02,21,22 |  | 2CBB | 2CBB |  | X-7215A |  |  |  |  | 40914
6783 | 29200000TL | 03483 | EGC009005A | P | 58007478 | 58 | EGTL Spares | Mtce | 56 | 56Z | STUD:7/8 IN DIA,9-1/4 IN LG | 9 UNC, 9-1/4 IN THD LG | *OBS*Fastener-BottWa : &quot;MOLYBDENUM DISULFIDE-BASED THREAD LUBRICANT COATED,SA193,GR B7, @ 1,2 JOINT 172-ES-007C/D,, (SHELL & TUBE HEAT EXCHAGE )&quot;. ( “Note: This item requires PMI testing and logging, if passed, markings and documentat | EA | 40 | 0 | 0 | NO | 12.0147 | 1864.68 | EEC | X-7215B-BMLN-41 | X-7215B-BMLN-41 | 02,21,22 |  | 2CBB | 2CBB |  | X-7215B |  |  |  |  | 40914
6784 | 29200000TL | 03483 | EGC009005A | P | 58007481 | 58 | EGTL Spares | Mtce | 56 | 56Z | STUD:7/8 IN DIA,9-1/4 IN LG | 9 UNC,9-1/4 IN THD LG | Fasteners / Hardware : &quot;MOLYBDENUM DISULFIDE-BASED THREAD LUBRICANT COATED,SA193,GR B7, @ 2A,1A JOINT 172-ES-007C/D, , (SHELL & TUBE HEAT EXCHAGE )&quot;. ( “Note: This item requires PMI testing and logging, if passed, markings and docume | EA | 21 | 20 | 21 | NO | 28.3028 | 4393.2942 | EEC | X-7215B-BMLN-44 | X-7215B-BMLN-44 | 02,21,22 |  | 2CBB |  |  | X-7215B |  |  |  |  | 40914 | 41472 | 41844
6785 | 29200000TL | 03483 | EGC009005A | P | 58007483 | 58 | EGTL Spares | Mtce | 56 | 56Z | STUD:5/8 IN DIA,3-1/2 IN LG | 11 UNC,3-1/2 INTHD LG | *OBS*Fastener-BottWa : &quot;MOLYBDENUM DISULFIDE-BASED THREAD LUBRICANT COATED,SA193,GR B7, @ 2 IN-150 LB RF 172-ES-007C/D, , (SHELL & TUBE HEAT EXCHAGE )&quot;. ( “Note: This item requires PMI testing and logging, if passed, markings and docu | EA | 6 | 0 | 0 | NO | 2.0024 | 310.78 | EEC | X-7215B-BMLN-46 | X-7215B-BMLN-46 | 02,21,22 |  | 2CBB | 2CBB |  | X-7215B |  |  |  |  | 40914
6786 | 29300000TL | 03483 | EGC009005A | P | 58061331 | 58 | EGTL Spares | Mtce | 56 | 56Z | BOLT: STUD, 1-3/8IN X 280MM LG | WITH TWO HEAVY HEX NUTS | Fasteners / Hardware : ASSEMBLED; ALLOY STEEL ASTM A193 GRADE B7 ASTM A194 GRADE 2H | EA | 28 | 35 | 50 | YES | 24 | 35934.96 | LAMONS |  |  | 02 | 1 | 2BAC | [7 empty] | 43770 | 45785 | 45860 | -22 | 1
6787 | 29200000TL | 03483 | EGC009005A | P | 58061335 | 58 | EGTL Spares | Mtce | 56 | 56Z | BOLT: STUD, 1-1/4IN X 180MM LG | WITH TWO HEAVY HEX NUTS | Fasteners / Hardware : ASSEMBLED; ALLOY STEEL ASTM A193 GRADE B7 ASTM A194 GRADE 2H | EA | 34 | 50 | 100 | NO | 4.59 | 909.279 | LAMONS |  |  | 02 | 1 | 2BAC | [7 empty] | 42092
6788 | 29200000TL | 03483 | EGC009006 | P | 58000098 | 58 | EGTL Spares | Mtce | 54 | 54A | GASKET: FLEXICARB | 1697 MM ID, 1724 MM OD | Gaskets : KAMMPROFILE, GMGC - 304 SS, 4 MM THK, NONE RIB WD, NOINE RADII, TOP CHANNEL COVER, GMGC, 172-ES-007A/B, GMGC, 172-ES-007A/B | EA | 1 | 0 | 0 | NO | 2011.683 | 312333.9 | EEC | X-7215A-J-TCCG |  | 01,22 | 1 | 2CBB |  |  | X-7215A-J |  |  | X-7215 |  | 41285 | 44471
6789 | 29200000TL | 03483 | EGC009006 | P | 58000099 | 58 | EGTL Spares | Mtce | 54 | 54A | GASKET: FLEXICARB | 1697 MM ID, 1724 MM OD | KAMMPROFILE, GMGC 304 SS, 4 MM THK, NONE RIB WD, NONE RADII, TOP CHANNEL, 172-ES-007A/B, 172-ES-007A/B | EA | 1 | 0 | 0 | NO | 2011.683 | 312333.9 | EEC | X-7215A-J-TCG |  | 01,22 | 1 | 2CBB | 1CCC |  | X-7215A-J |  |  | X-7215 |  | 41285 | 44496
6790 | 29200000TL | 03483 | EGC009006 | P | 58000101 | 58 | EGTL Spares | Mtce | 54 | 54A | GASKET: FLEXICARB | 1697 MM ID, 1724 MM OD | KAMMPROFILE, GMGC - 304 SS, 4 MM THK, NONE RIB WD, NONE RADII, BOTTOM CHANNEL COVER , 172-ES-007A/B , 172-ES-007A/B | EA | 1 | 0 | 0 | NO | 2011.683 | 312333.9 | EEC | X-7215A-J-BCCG | KIT GUAR DX2 DS | 01,22 | 1 | 2CBB | 1CCC |  | X-7215A-J |  |  | X-7215 |  | 41285 | 44609
6791 | 29200000TL | 03483 | EGC009006 | P | 58005250 | 58 | EGTL Spares | Mtce | 54 | 54A | GASKET:VALVE,24 IN | GRAPHITE,CIRCULAR | Gaskets : 105-HV-0001, MOV GATE VALVES | EA | 2 | 1 | 2 | NO | 1122.0723 | 174190.5 | TY | 251-RF-WCB-8 | W0120052SG | 01,22 | 1 |  |  |  | EGTL1-LWI-INS-DD-101024 |  |  |  |  | 40914
6792 | 29200000TL | 03483 | EGC009006 | P | 58016403 | 58 | EGTL Spares | Mtce | 21 | 21Z | SLIP:PAIR, 10 IN | FOR FISCAL METERING SKID | Drilling Consumables - Other : WCB SLIP, 10 IN C4721 DUC/VITON" (CAMERON TWIN SEAL VALVE, 30" 150 LB, ASME 150 GEAR OPERATED GEAR, MODEL 811 SERIES (CC811-MO) + VALVE SERVICE KITS) | EA | 1 | 0 | 0 | NO | 9574.5774 | 2934225 | CAMERON | 8A5-475-0-V | 116-BHH-500/EX | 22 | 1 | 1AXX | 1BBB | [6 empty] | 41368 | 43598
6793 | 29200000TL | 03483 | EGC009007 | P | 58802100 | 58 | EGTL Spares | Mtce | 54 | 54A | GASKET:SPIRAL WOUND | TYPE:SPIRAL WOUND PIPE | Gaskets : SIZE:32IN CLASS:150LB SPIRAL WOUND THCK:0.177IN WINDING MATL:SS FILLER MATL:GRAPHITE CENTERING RING MATL:SS INNERING RING MATL:304SS STYLE:CGI SPEC:ASME B16.20 SIZE:32 IN 150LB STYLE CGI TO ASME B16.20 32 IN, CLASS 150 LB, SIZES: INNER RING INSI | EA | 5 | 5 | 10 | NO | 317.157 | 90565.0681 | LAMONS USA SERIES B 150LB | 32IN, FG-SEL 304L OR/IR |  | 07 | [7 empty] | STYLE WRI, ASME B16.47B |  | 42387 | 45640 | 42901 |  |  | -1 | 1
6794 | 29300000TL | 03483 | EGC009007A | P | 58061236 | 58 | EGTL Spares | Mtce | 56 | 56Z | BOLT: STUD, 3/4 IN X 260MM LG. | WITH TWO HEAVY HEX NUTS | Fasteners / Hardware : ASSEMBLED; ALLOY STEEL ASTM A193 GRADE B16 /ASTM A194 GRADE 7L NUTS | EA | 2 | 4 | 6 | YES | 8.33 | 13392.141 | LONE STAR FASTENERS |  |  | 02 | 1 | 2BAC |  |  | EGTL-HAL-VES-DD-200021 |  |  |  |  | 43782 | 45772 | 45389 | -4 | 1
6795 | 29200000TL | 03483 | EGC009007A | P | 58061240 | 58 | EGTL Spares | Mtce | 56 | 56Z | BOLT: STUD, 7/8 IN X 100MM LG | WITH TWO HEAVY HEX NUTS | Fasteners / Hardware : ASSEMBLED; ALLOY STEEL ASTM A193 GRADE B7 ASTM A194 GRADE 2H | EA | 102 | 50 | 100 | NO | 1.0122 | 200.5118 | LAMONS |  |  | 02 | 1 | 2BAC | [7 empty] | 42092 | 46018 |  | -8 | 1
6796 | 29200000TL | 03483 | EGC009007A | P | 58061259 | 58 | EGTL Spares | Mtce | 56 | 56Z | BOLT: STUD, 1 IN X 105MM LG | WITH TWO HEAVY HEX NUTS | Fasteners / Hardware : ASSEMBLED; ALLOY STEEL ASTM A193 GRADE B7 ASTM A194 GRADE 2H | EA | 56 | 50 | 100 | NO | 1.0397 | 205.9615 | LAMONS |  |  | 02 | 1 | 2BAC | [7 empty] | 42092
6797 | 29200000TL | 03483 | EGC009007A | P | 58061265 | 58 | EGTL Spares | Mtce | 56 | 56Z | BOLT: STUD, 1 IN X 125MM LG | WITH TWO HEAVY HEX NUTS | Fasteners / Hardware : ASSEMBLED; ALLOY STEEL ASTM A193 GRADE B7 ASTM A194 GRADE 2H | EA | 43 | 20 | 40 | NO | 1.564 | 309.8284 | LAMONS |  |  | 02 | 1 | 2BAC | 1CCC | [6 empty] | 42092 | 43418
6798 | 29200000TL | 03483 | EGC009007A | S | 58061285 | 58 | EGTL Spares | Mtce | 56 | 56Z | BOLT: STUD, 1-1/8IN X 150MM LG | WITH TWO HEAVY HEX NUTS | Fasteners / Hardware : ASSEMBLED; ALLOY STEEL ASTM A193 GRADE B7 ASTM A194 GRADE 2H | EA | 9 | 0 | 0 | NO | 9.3505 | 2828.045 | LAMONS |  |  | 02 | 1 | 2BAC | [7 empty] | 42092 | 45748 | 43428 | -40 | 1
6799 | 29200000TL | 03483 | EGC009007A | P | 58061295 | 58 | EGTL Spares | Mtce | 56 | 56Z | BOLT: STUD, 1-1/8IN X 220MM LG | WITH TWO HEAVY HEX NUTS | BOLT: STUD, 1-1/8IN X 220MM LG WITH TWO HEAVY HEX NUTS Fasteners / Hardware : ASSEMBLED; ALLOY STEEL ASTM A193 GRADE B16 ASTM A194 GRADE 7L | EA | 40 | 0 | 0 | NO | 13.01 | 2556.3947 | LAMONS |  |  | 02 | 1 | 2BAC | [7 empty] | 42092 | 44457 | 42314
6800 | 29200000TL | 03483 | EGC009007A | P | 58061315 | 58 | EGTL Spares | Mtce | 56 | 56Z | BOLT: STUD, 7/8 IN X 130MM LG | WITH TWO HEAVY HEX NUTS | Fasteners / Hardware : ASSEMBLED; ALLOY STEEL ASTM A193 GRADE B7 ASTM A194 GRADE 2H | EA | 72 | 20 | 22 | NO | 4.8937 | 1497.0177 | LAMONS |  |  | 02 | 1 | 2BAC | [7 empty] | 42092 | 44619 | 43503
6801 | 29200000TL | 03483 | EGC009007A | P | 58061332 | 58 | EGTL Spares | Mtce | 56 | 56Z | BOLT: STUD, 1-1/4IN X 215MM LG | WITH TWO HEAVY HEX NUTS | Fasteners / Hardware : ASSEMBLED; ALLOY STEEL ASTM A193 GRADE B7 ASTM A194 GRADE 2H | EA | 6 | 50 | 80 | NO | 13.6415 | 3956.3386 | LAMONS |  |  | 02 | 1 | 2BAC | 1CCC | [6 empty] | 42092 | 43974 | 43589
6802 | 29200000TL | 03483 | EGC009008 | P | 58000221 | 58 | EGTL Spares | Mtce | 56 | 56Z | BOLT:STUD, ALL-THREAD | 1-1/8 IN DIA, 370 LG, 8 UN | *OBS*Fastener-Stud B : SA 193-B7 (BOLT) / SA 194-2H (NUT), SA193/SA194, GR B7/2H, B1.1, 2 HEX NUT, SA 194 GR.2H, 120-ES-008, TYPE: HP SHELL AND TUBE HEAT EXCHANGER, B1.1, 2 HEX NUT, SA 194 GR.2H, 120-ES-008, TYPE: HP SHELL AND T | ST | 8 | 0 | 0 | NO | 0.0006 | 0.0011 | OME | 2220/872/1 |  | 02,22 | 1 | 1BCB | 2BBB |  | 2220-7109 |  |  | BEM |  | 41320 | 43749
6803 | 29200000TL | 03483 | EGC009008 | P | 58000279 | 58 | EGTL Spares | Mtce | 56 | 56Z | BOLT:STUD, ALL-THREAD | 1-1/4 IN DIA, 215 LG, 8 UN | *OBS*Fastener-Stud B : &quot;SA 193-B7 (BOLT) / SA 194-2H (NUT), SA193/SA194, GR B7/2H, 2 HEX NUT, SA 194 GR.2H, 120-ES-203 B TYPE: HP SHELL AND TUBE HEAT EXCHANGER, 2 HEX NUT, SA 194 GR.2H, 120-ES-203 B TYPE: HP SHELL AND TUBE HEAT E&quot; | ST | 30 | 0 | 0 | NO | 26.39 | 4097.0475 | OME | 2220/272/14 | SPW481-13 | 02,22 | 1 | 1BCB |  |  | 2220-7111 |  |  | DXU |  | 41320 | 41499
6804 | 29300000TL | 03483 | EGC009008 | P | 58007473 | 58 | EGTL Spares | Mtce | 56 | 56Z | STUD:7/8 IN DIA,9-1/4 IN LG | 9 UNC, 9-1/4 IN THD LG | *OBS*Fastener-BottWa : &quot;MOLYBDENUM DISULFIDE-BASED THREAD LUBRICANT COATED,SA193,GR B7, @ 2A,1A JOINT 172-ES-007A/B, , (SHELL & TUBE HEAT EXCHAGE )&quot;. ( “Note: This item requires PMI testing and logging, if passed, markings and documen | EA | 21 | 14 | 21 | YES | 53.04 | 87913.2696 | LONESTAR-HYDRO BOLT | X-7215A-BMLN-44 | X-7215A-BMLN-44 | 02,21,22 |  | 2CBB |  |  | X-7215A |  |  |  |  | 43770 |  | 45468
6805 | 29200000TL | 03483 | EGC009008 | P | 58010278 | 58 | EGTL Spares | Mtce | 56 | 56Z | STUD BOLT: ALL-THREAD | 7/8 IN DIA,160MM LG,9 TPI | *OBS*Fastener-Stud B : CR MOLY,SA193,GR B7, WITH 2 NUT, DWG. BE0023A-1-H62 & BE0023A-1-H63. PART NO: 15,16,17,19,21,22,23,24,25,26,27,28, 31,32, 160-VD-002. ( “Note: This item requires PMI testing and logging, if passed, markings and documentat | PC | 6 | 6 | 10 | NO | 47.9214 | 7439.8 | SAPORITI |  | 1161B01/1 | 02,21,22 | 1 | 1BBC | 1BBC |  | BE0023A-1-H62/H62 & 63 |  |  |  |  | 40914 | 43911
6806 | 29200000TL | 03483 | EGC009008A | P | 58002475 | 58 | EGTL Spares | Mtce | 56 | 56Z | BOLT: STUD ALL-THREAD | 5/8 IN DIA,90MM LG,11 UNC | *OBS*Fastener-BottWa : SA193,GR B7, HEAVY HEX.2NS, SA194-2H,DRAWING NO.: D0578-160VD001-D-03, TYPE: DRUM | ST | 1 | 3 | 5 | NO | 7.2 | 2202.3459 | HWA-SUNG BOLT CO. |  | 21 | 02,22 | 1 | 1BBA |  |  | D0578-160VD001-D03 |  |  |  |  | 40914 | 44914 | 43612
6807 | 29300000TL | 03483 | EGC009008A | P | 58061215 | 58 | EGTL Spares | Mtce | 56 | 56Z | BOLT: STUD, 5/8 IN X 95MM LG. | WITH TWO HEAVY HEX NUTS | Fasteners / Hardware : ASSEMBLED; ALLOY STEEL ASTM A193 GRADE B7 ASTM A194 GRADE 2H | EA | 124 | 540 | 772 | YES | 3.4921 | 5238.0426 | LAMONS |  |  | 02 | 1 | 2BAC | 1CCC | [6 empty] | 43785 | 46027 | 45918 | -628 | 11 | -160 | 2
6808 | 29200000TL | 03483 | EGC009008A | P | 58061220 | 58 | EGTL Spares | Mtce | 56 | 56Z | BOLT: STUD, 3/4 IN X 110MM LG. | WITH TWO HEAVY HEX NUTS | Fasteners / Hardware : ASSEMBLED; ALLOY STEEL ASTM A193 GRADE B7 ASTM A194 GRADE 2H | EA | 8 | 0 | 0 | NO | 9.4379 | 2902.165 | LAMONS |  |  | 02 | 1 | 2BAC | [7 empty] | 42092 | 45772 |  | -4 | 1
6809 | 29200000TL | 03483 | EGC009008A | P | 58061233 | 58 | EGTL Spares | Mtce | 56 | 56Z | BOLT: STUD, 3/4 IN X 200MM LG. | WITH TWO HEAVY HEX NUTS | Fasteners / Hardware : ASSEMBLED; ALLOY STEEL ASTM A193 GRADE B7 ASTM A194 GRADE 2H | EA | 40 | 10 | 17 | NO | 6.75 | 2068.335 | LAMONS |  |  | 02 | 1 | 2BAC | [7 empty] | 42092 | 43804 | 43738
6810 | 29200000TL | 03483 | EGC009008A | P | 58061593 | 58 | EGTL Spares | Mtce | 56 | 56Z | BOLT:STUD,1-1/2 IN X 260MM LG | WITHOUT NUTS | ASSEMBLED, ALLOY STEEL, ASTM A193 GRADE B7, ASTM A194 GRADE 2H | EA | 40 | 20 | 40 | NO | 0 | 0 | BEA S.R.L. |  |  | 02 |  |  | 2BAB | [6 empty] | 43331
6811 | 29200000TL | 03483 | EGC009008A | P | 58061828 | 58 | EGTL Spares | Mtce | 56 | 56Z | BOLT:STUD,1-3/8 IN X 295MM LG | WITH TWO HEAVY HEX NUTS | (8UN THDS); ASSEMBLED; STAINLESS STEEL, ASTM A193 GRADE B8T CLASS 2, ASTM A194 GRADE 8MA | EA | 38 | 0 | 0 | NO | 0 | 0 | BEA S.R.L. |  |  | 02 |  |  | 2BAB | [6 empty] | 43331
6812 | 29200000TL | 03483 | EGC009009 | P | 58061642 | 58 | EGTL Spares | Mtce | 56 | 56Z | BOLT:STUD,1-1/8 IN X 205MM LG | WITH TWO HEAVY HEX NUTS | ASSEMBLED, ALLOY STEEL, ASTM A193 GRADE B7, ASTM A194 GRADE 2H | EA | 2 | 0 | 0 | NO | 25.52 | 7820.0936 | BEA S.R.L. |  |  | 02 | [9 empty] | 43666 | 46018 | 43689 | -1 | 1 |  |  | -12 | 1
6813 | 29200000TL | 03483 | EGC009009 | P | 58061679 | 58 | EGTL Spares | Mtce | 56 | 56Z | BOLT:STUD,1-3/8 IN X 350MM LG | WITHOUT NUTS | ASSEMBLED, ALLOY STEEL, ASTM A193 GRADE B7, ASTM A194 GRADE 2H | EA | 4 | 0 | 0 | NO | 84.6 | 25923.978 | BEA S.R.L. |  |  | 02 | [9 empty] | 43666 | 44357 | 43689
6814 | 29200000TL | 03483 | EGC009009 | P | 58061692 | 58 | EGTL Spares | Mtce | 56 | 56Z | BOLT:STUD,1-5/8 IN X 330MM LG | WITHOUT NUTS | ASSEMBLED, ALLOY STEEL, ASTM A193 GRADE B7, ASTM A194 GRADE 2H | EA | 18 | 0 | 0 | NO | 90.25 | 27655.3075 | BEA S.R.L. |  |  | 02 |  |  | 2BAB | [6 empty] | 43666 |  | 43689
6815 | 29200000TL | 03483 | EGC009009A | P | 58006331 | 58 | EGTL Spares | Mtce | 56 | 56Z | SCREW:CAP,1-1/2 IN DIA,175MMLG | 8UN,HEX HD,ALLOY STL,ASTM A193 | *OBS*Fastener-BottWa : ASME B18.2.1,GR B7, HEAVY, CHAMFER POINT, MILL TEST REPORTS | EA | 7 | 0 | 0 | NO | 1.99 | 605.955 |  |  | SEE DESCRIPTION | 02,21,22 | 1 | 2CAC | 2CAC | [6 empty] | 40915 | 42645 | 42714
6816 | 29200000TL | 03483 | EGC009009A | P | 58006361 | 58 | EGTL Spares | Mtce | 56 | 56Z | STUD BOLT:1IN DIA, 240MM LG | 8 UNC,ALLOY STL,ASTM A193,GR | Fasteners / Hardware : B7, WITH TWO HEAVY HEX NUTS ASTM A194 GR 2H, ASSEMBLED | EA | 11 | 0 | 0 | NO | 19.158 | 5577.3252 |  |  | SEE DESCRIPTION | 02,21,22 | 1 | 2CAC | [7 empty] | 40915 | 45964 | 42629 | -16 | 1 |  |  | -12 | 1
6817 | 29200000TL | 03483 | EGC009009A | P | 58009788 | 58 | EGTL Spares | Mtce | 56 | 56Z | BOLT:STUD 1-1/8IN DIA,180MM LG | 8 UN,ALLOY STL,ASTM A193 | *OBS*Fastener-Stud B : GR B7, WITH TWO HEAVY HEX NUTS ASTM A194 GR 2H, ASSEMBLED | EA | 34 | 0 | 0 | NO | 3.1389 | 487.31 |  |  | SEE DESCRIPTION | 02,21 | 1 | 2CAC | 2CAC | [6 empty] | 40915 | 45680 |  | -96 | 1
6818 | 29200000TL | 03483 | EGC009009A | P | 58012609 | 58 | EGTL Spares | Mtce | 56 | 56Z | STUD BOLT:7/8 IN DIA,160MM LG | 9 UNC,ALLOY STL,ASTM A193 |  | EA | 4 | 0 | 0 | NO | 5.04 | 1508.7598 |  |  | SEE DESCRIPTION | 02,21,22 | 1 | 2CAC | [7 empty] | 40915 | 44804 | 42999
6819 | 29300000TL | 03483 | EGC009010 | P | 11990704 | 11 | Bolts, Nuts, Washers | Const | 56 | 56Z | BOLT TYPE:STUD DIA:1-3/8 IN | LG:275 MM THRDS:STD HEAD:HEX | MATL:STD SPEC:ASTM A193 GRADE B16 GRADE:STD 1-3/8 IN DIA: W/2 HVY HEX NUT: ASSEMBLED COMBINED (IMP SIZE X METRIC LG); ASTM A193 GR. B16/ASTM A194 GR.7; 1-3/8 X 275 MM (10.875") BOLT LENGTH | EA | 11 | 7 | 11 | YES | 128.77 | 52900.3369 | HYDROBOLT USA-STUDBOLT | 1-3/8 IN X 275 MM |  | 01,01A,02,07 | [9 empty] | 44019 |  | 44429
6820 | 29300000TL | 03483 | EGC009010 | P | 11990705 | 11 | Bolts, Nuts, Washers | Const | 56 | 56Z | BOLT TYPE:STUD DIA:1-3/8 IN | LG:280 MM THRDS:STD HEAD:HEX | MATL:STD SPEC:ASTM A193 GRADE B16 GRADE:STD 1-3/8 IN DIA: W/2 HVY HEX NUT: ASSEMBLED COMBINED (IMP SIZE X METRIC LG); ASTM A193 GR. B16/ASTM A194 GR.7; 1-3/8 X 280 MM (11.062") BOLT LENGTH | EA | 11 | 7 | 11 | YES | 129.47 | 53187.9057 | HYDROBOLT USA-STUDBOLT | 1-3/8 IN X 280 MM |  | 01,01A,02,07 | [9 empty] | 44019 |  | 44429
6821 | 29300000TL | 03483 | EGC009010 | P | 11990706 | 11 | Bolts, Nuts, Washers | Const | 56 | 56Z | BOLT TYPE:STUD DIA:1-3/8 IN | LG:350 MM THRDS:STD HEAD:HEX | MATL:STD SPEC:ASTM A193 GRADE B16 GRADE:STD 1-3/8 IN DIA: W/2 HVY HEX NUT: ASSEMBLED COMBINED (IMP SIZE X METRIC LG); ASTM A193 GR. B16/ASTM A194 GR.7; 1-3/8 X 350 MM (13.813") BOLT LENGTH | EA | 13 | 9 | 13 | YES | 137.06 | 56305.9732 | HYDROBOLT USA-STUDBOLT | 1-3/8 IN X 350 MM |  | 01,01A,02,07 | [9 empty] | 44019 |  | 44429
6822 | 29300000TL | 03483 | EGC009010 | P | 11990707 | 11 | Bolts, Nuts, Washers | Const | 56 | 56Z | BOLT TYPE:STUD DIA:1-3/8 IN | LG:285 MM THRDS:STD HEAD:HEX | MATL:STD SPEC:ASTM A193 GRADE B16 GRADE:STD 1-3/8 IN DIA: W/2 HVY HEX NUT: ASSEMBLED COMBINED (IMP SIZE X METRIC LG); ASTM A193 GR. B16/ASTM A194 GR.7; 1-3/8 X 285 MM (11.25") BOLT LENGTH | EA | 11 | 7 | 11 | YES | 133.3 | 54761.3179 | HYDROBOLT USA-STUDBOLT | 1-3/8 IN X 285 MM |  | 01,01A,02,07 | [9 empty] | 44019 |  | 44429
6823 | 29200000TL | 03483 | EGC009010 | P | 58001715 | 58 | EGTL Spares | Mtce | 56 | 56Z | NUT:SEPARATOR | 1-7/8 IN DIA,8 UN | *OBS*Fastener-Other : SA194-GR-2H,SA194,GR 2H,H=D, 150-VD-006, EGTL1-MGT-VES-DD-500635 | PC | 6 | 0 | 0 | NO | 86.4013 | 13413.8 | MANGIAROTTI | MNTS000031 |  | 01,21,22 | 1 | 2BBC | 2BBC |  | EGTL1-MGT-VES-DD-500605 |  |  |  |  | 41334 | 43785
6824 | 29300000TL | 03483 | EGC009010A | P | 11990471 | 11 | Bolts, Nuts, Washers | Const | 56 | 56Z | BOLT: STUD THRD W/2HVY HEX NUT | SIZE: 2IN X 445 MM (17.563IN) | 2 IN DIA: W/2 HVY HEX NUT: ASSEMBLED COMBINED (IMP SIZE X METRIC LG); ASTM A193 GR. B16/ASTM A194 GR.7; 2" X 445 MM (17.563") BOLT LENGTH | EA | 36 | 25 | 36 | YES | 197.0833 | 307811.9028 | HYDROBOLT USA-STUDBOLT | 2 IN X445 MM (17.563) |  | 07 | [7 empty] | ASTM A193 GR.B16/A194GR.7 | AGVL223 | 43769 | 45699 | 45729 | -20 | 1
6825 | 29300000TL | 03483 | EGC009010A | P | 11990555 | 11 | Bolts, Nuts, Washers | Const | 56 | 56Z | BOLT:HEX HEAD TYPE:STUD | DIA:7/8 IN LG:220 MM LG | THRDS:STD MATL:STAINLESS STEEL SPEC:ASTM A193 GR B8 CL 2, ASTM A19 GRADE:B8 CL2 BOLT: STUD, 7/8 IN X 220 MM LG WITH TWO HEAVY HEX NUTS ASSEMBLED; STAINLESS STEEL, ASTM A193 GRADE B8 CLASS 2, ASTM A194 GRADE 9. | EA | 12 | 8 | 12 | YES | 23.9 | 39614.011 | HYDROBOLT USA-STUDBOLT | 7/8 IN X 220 MM LG |  | 02,07,21 | [9 empty] | 43770 | 45603 | 45428 |  |  | -12 | 1
6826 | 29300000TL | 03483 | EGC009010A | P | 11990699 | 11 | Bolts, Nuts, Washers | Const | 56 | 56Z | BOLT TYPE:STUD DIA:1-5/8 IN | LG:400 MM THRDS:STD HEAD:HEX | MATL:STD SPEC:ASTM A193 GRADE B16 GRADE:B7 1-5/8 IN DIA: W/2 HVY HEX NUT: ASSEMBLED COMBINED (IMP SIZE X METRIC LG); ASTM A193 GR. B16/ASTM A194 GR.7; 1-5/8 X 400 MM (5.75") BOLT LENGTH | EA | 13 | 9 | 13 | YES | 181.79 | 74466.6377 | HYDROBOLT USA-STUDBOLT | 1-5/8 IN X 400 MM |  | 01,01A,07 | [9 empty] | 44018 |  | 44355
6827 | 29300000TL | 03483 | EGC009010A | P | 11990700 | 11 | Bolts, Nuts, Washers | Const | 56 | 56Z | BOLT TYPE:STUD DIA:1-5/8 IN | LG:395 MM THRDS:STD HEAD:HEX | MATL:STD SPEC:ASTM A193 GRADE B16 GRADE:B7 1-5/8 IN DIA: W/2 HVY HEX NUT: ASSEMBLED COMBINED (IMP SIZE X METRIC LG); ASTM A193 GR. B16/ASTM A194 GR.7; 1-5/8 X 395 MM (15.562") BOLT LENGTH | EA | 5 | 6 | 9 | YES | 216.52 | 88949.1414 | HYDROBOLT USA-STUDBOLT | 1-5/8 IN X 395 MM |  | 01,01A,07 | [9 empty] | 44018 | 45825 | 45896 | -4 | 1
6828 | 29200000TL | 03483 | EGC009010A | P | 58006330 | 58 | EGTL Spares | Mtce | 56 | 56Z | BOLT: MACHINE,1-1/8 IN DIA | 265MM LG,8 UNC,HEAVY HEX HD,CS | *OBS*Fastener-BottWa : ASTM A307,GR B, WITH TWO WASHERS, WITH HEAVY HEX NUT ASTM A563 GR A, ASSEMBLED | EA | 4 | 0 | 0 | NO | 14.8557 | 2306.34 |  |  | SEE DESCRIPTION | 02 | 1 | 2CAC | [7 empty] | 40915 | 44998 | [5 empty] | -6 | 1
6829 | 29200000TL | 03483 | EGC009010A | P | 58006340 | 58 | EGTL Spares | Mtce | 56 | 56Z | STUD BOLT:3/4IN DIA, 90MM LG | 10 UNC,ALLOY STL,ASTM A193,GR | Fasteners / Hardware : B7, WITH TWO HEAVY HEX NUTS ASTM A194 GR 2H, ASSEMBLED | EA | 167 | 0 | 0 | NO | 1.6959 | 263.2778 |  |  | SEE DESCRIPTION | 02,21,22 | 1 | 2CAC | [7 empty] | 40915 | 45740 | 41766 | -5 | 1 |  |  | -4 | 1
6830 | 29200000TL | 03483 | EGC009010A | P | 58006433 | 58 | EGTL Spares | Mtce | 52 | 52B | STUD BOLT:1-3/8IN DIA,370MM LG | 8 UN,SS,ASTM A193,GR B8T | *OBS*Fastener-Stud B : CLASS 2, WITH TWO HEAVY HEX NUTS ASTM A194 GR 8MA, ASSEMBLED | EA | 25 | 0 | 0 | NO | 23.1856 | 7105.01 |  |  | SEE DESCRIPTION | 02,21,22 | 1 | 2CAC | [7 empty] | 40915
6831 | 29300000TL | 03483 | EGC009010A | P | 58013244 | 58 | EGTL Spares | Mtce | 56 | 56Z | STUD BOLT:5/8 IN DIA,100MM LG | 11 UNC,ALLOY STL,ASTM A193 |  | EA | 273 | 229 | 328 | YES | 4.0935 | 6283.9976 |  |  | SEE DESCRIPTION | 02,21,22 | 1 | 2CAC | [7 empty] | 43770 | 46018 | 45779 | -202 | 7 | -126 | 6
6832 | 29200000TL | 03483 | EGC009010A | P | 58061293 | 58 | EGTL Spares | Mtce | 56 | 56Z | BOLT: STUD, 1-1/8IN X 205MM LG | WITH TWO HEAVY HEX NUTS | Fasteners / Hardware : ASSEMBLED; ALLOY STEEL ASTM A193 GRADE B7 ASTM A194 GRADE 2H | EA | 1 | 0 | 0 | NO | 2.1974 | 435.2993 | LAMONS |  |  | 02 | 1 | 2BAC | 1CCC | [5 empty] | AGVL225 | 42092 | 43628
6833 | 29200000TL | 03483 | EGC009010A | P | 58061819 | 58 | EGTL Spares | Mtce | 56 | 56Z | BOLT:STUD,1-3/4 IN X 195MM LG | WITH TWO HEAVY HEX NUTS | ASSEMBLED; STAINLESS STEEL, ASTM A193 GR B8T, ASTM A194 GR 8MA | EA | 9 | 0 | 0 | NO | 1604.25 | 491622.4125 | BEA S.R.L. |  |  | 02 |  |  | 2BAB | [6 empty] | 43331 |  | 43350
6834 | 29300000TL | 03483 | EGC009011 | P | 58006360 | 58 | EGTL Spares | Mtce | 56 | 56Z | STUD BOLT:1IN DIA, 200MM LG | 8 UNC,ALLOY STL,ASTM A193,GR | Fasteners / Hardware : B7, WITH TWO HEAVY HEX NUTS ASTM A194 GR 2H, ASSEMBLED | EA | 26 | 18 | 26 | YES | 15.86 | 24634.545 |  |  | SEE DESCRIPTION | 02,21,22 | 1 | 2CAC | [7 empty] | 43770 | 45653 | 45658 |  |  | -36 | 4
6835 | 29300000TL | 03483 | EGC009011 | P | 58061245 | 58 | EGTL Spares | Mtce | 56 | 56Z | BOLT: STUD, 7/8 IN X 140MM LG | WITH TWO HEAVY HEX NUTS | Fasteners / Hardware : ASSEMBLED; ALLOY STEEL ASTM A193 GRADE B7 ASTM A194 GRADE 2H BOLT: STUD, 7/8 IN X 140MM LG, Stud Bolts, ASTM A193/A193M and ASME SA193/SA193M, Grade B7 | EA | 40 | 28 | 40 | YES | 9 | 13347.1748 | LAMONS |  |  | 02 | 1 | 2BAC | [7 empty] | 43770 |  | 45349
6836 | 29300000TL | 03483 | EGC009011 | P | 58061340 | 58 | EGTL Spares | Mtce | 56 | 56Z | BOLT: STUD, 1-1/4IN X 260MM LG | WITH TWO HEAVY HEX NUTS | Fasteners / Hardware : ASSEMBLED; ALLOY STEEL ASTM A193 GRADE B7 ASTM A194 GRADE 2H | EA | 60 | 42 | 60 | YES | 29.43 | 11168.685 | LAMONS |  |  | 02 | 1 | 2BAC | 2BBB | [6 empty] | 43821 |  | 43906
6837 | 29200000TL | 03483 | EGC009011 | P | 58061980 | 58 | EGTL Spares | Mtce | 56 | 56Z | BOLT:STUD,1-5/8 IN X 395MM LG | WITHOUT NUTS | ASSEMBLED, STAINLESS STEEL, ASTM A193 GR B8T, ASTM A194 GR 8MA CLASS 2 | EA | 10 | 0 | 0 | NO | 4.5686 | 1400 | AALL AMERICAN FASTENERS. |  |  | 02 |  | 2BAC | 2BAC | [6 empty] | 42123
6838 | 29200000TL | 03483 | EGC009011A | P | 58000058 | 58 | EGTL Spares | Mtce | 14 | 14Z | GASKET: HEAT EXCHANGER | GRAPHITE LAYER 304 SS | *OBS*Gage&Parts-Othe : CAMPROFILE B27A, CAMPROFILE B27A, 785 MM ID, 811 MM OD, 4 MM THK, NO RIB RIB WD, 0 RADII, SHELL SIDE, 120-ES-016 A/B, SIZE: 811 O.D. - 785 I.D. -4 THK., SHAPE: CIRCULAR, 120-ES-016 A/B, SIZE: 811 O.D. - 785 I. | PC | 7 | 0 | 0 | NO | 698.87 | 108499.57 | SEVAL | 2214/605/10 |  | 01,22 | 1 | 1BBB | 1BBB |  | 2214-7086 |  |  | AEU |  | 41321 | 44850
6839 | 29200000TL | 03483 | EGC009011A | P | 58000060 | 58 | EGTL Spares | Mtce | 14 | 14Z | GASKET: HEAT EXCHANGER | GRAPHITE LAYER 304 SS | *OBS*Gage&Parts-Othe : CAMPROFILE B27A, CAMPROFILE B27A, 813 MM ID, 839 MM OD, 4 MM THK, NO RIB RIB WD, NO RIB RADII, 130-ES-004 A/B, SIZE: 839 O.D. - 813 I.D. -4 THK., SHAPE: CIRCULAR, 130-ES-004 A/B, SIZE: 839 O.D. - 813 I.D. -4 T | PC | 4 | 0 | 0 | NO | 701.82 | 108957.555 | SEVAL | 2214/518/19 | BWT1-1/1T-05-N-B-AX-V-0 | 01,22 | 1 | 1BBB | 1BBB |  | 2214-7087 |  |  | BEU |  | 41321 | 44803
6840 | 29200000TL | 03483 | EGC009011A | P | 58000061 | 58 | EGTL Spares | Mtce | 14 | 14Z | GASKET: HEAT EXCHANGER | GRAPHITE LAYER 304 SS | *OBS*Gage&Parts-Othe : CAMPROFILE B27A, CAMPROFILE B27A, 813 MM ID, 839 MM OD, 4 MM THK, 10 MM RIB WD, 0 RADII, SHELL SIDE, 130-ES-004 A/B, SIZE: 839 O.D. - 813 I.D. -4 THK., SHAPE: CIRCULAR, 130-ES-004 A/B, SIZE: 839 O.D. - 813 I.D | PC | 4 | 0 | 0 | NO | 741.45 | 115110.1125 | SEVAL | 2214/518/20 | 002 | 01,22 | 1 | 1BBB | 1BBB |  | 2214-7087 |  |  | BEU |  | 41321 | 44803
6841 | 29300000TL | 03483 | EGC009011A | P | 58006385 | 58 | EGTL Spares | Mtce | 56 | 56Z | STUD BOLT:1-1/2IN DIA,505MM LG | 8 UN,ALLOY STL,ASTM A193,GR | *OBS*Fastener-Stud B : B7, WITH TWO HEAVY HEX NUTS ASTM A194 GR 2H, ASSEMBLED | EA | 4 | 2 | 4 | YES | 35 | 13282.5 |  |  | SEE DESCRIPTION | 02,21,22 | 1 | 2CAC | 2CAC | [6 empty] | 43835 |  | 44214
6842 | 29200000TL | 03483 | EGC009011A | P | 58009416 | 58 | EGTL Spares | Mtce | 54 | 54A | GASKET:18IN,GRAPHITE,CIRCULAR | FOR GATE, GLOBE AND CHECK | Gaskets : VALVES | EA | 2 | 0 | 0 | NO | 495.0319 | 76848.75 | TY | W0120044SG | W0120044SG | 01,22 | 1 | 1BBA |  |  | DDP MATRIX |  |  |  |  | 40975
6843 | 29200000TL | 03483 | EGC009011A | S | 58061316 | 58 | EGTL Spares | Mtce | 56 | 56Z | BOLT: STUD, 1-1/8IN X 170MM LG | WITH TWO HEAVY HEX NUTS | Fasteners / Hardware : ASSEMBLED; ALLOY STEEL ASTM A320 GRADE L7 ASTM A194 GRADE 7 | EA | 39 | 9 | 15 | NO | 24.6 | 7538.424 | LAMONS |  |  | 02 | 1 | 2BAC | 2BBB | [6 empty] | 42092 | 44983 | 43640 |  |  |  |  | -16 | 1
6844 | 29200000TL | 03483 | EGC009011A | P | 58061317 | 58 | EGTL Spares | Mtce | 56 | 56Z | BOLT: STUD, 1-1/8IN X 175MM LG | WITH TWO HEAVY HEX NUTS | Fasteners / Hardware : ASSEMBLED; ALLOY STEEL ASTM A320 GRADE L7 ASTM A194 GRADE 7 | EA | 9 | 0 | 0 | NO | 3.485 | 690.3785 | LAMONS |  |  | 02 | 1 | 2BAC | [7 empty] | 42092
6845 | 29200000TL | 03483 | EGC009011A | P | 58061318 | 58 | EGTL Spares | Mtce | 56 | 56Z | BOLT: STUD, 1-1/8IN X 195MM LG | WITH TWO HEAVY HEX NUTS | Fasteners / Hardware : ASSEMBLED; ALLOY STEEL ASTM A193 GRADE B7 ASTM A194 GRADE 2H | EA | 7 | 0 | 0 | NO | 2.1335 | 422.6464 | LAMONS |  |  | 02 | 1 | 2BAC | [7 empty] | 42092
6846 | 29200000TL | 03483 | EGC009011A | P | 58061321 | 58 | EGTL Spares | Mtce | 56 | 56Z | BOLT: STUD, 1-1/2IN X 420MM LG | WITH TWO HEAVY HEX NUTS | Fasteners / Hardware : ASSEMBLED; ALLOY STEEL ASTM A193 GRADE B7 ASTM A194 GRADE 2H | EA | 1 | 50 | 100 | NO | 12.75 | 2525.775 | LAMONS |  |  | 02 | 1 | 2BAC | [7 empty] | 42092
6847 | 29200000TL | 03483 | EGC009011A | P | 58061809 | 58 | EGTL Spares | Mtce | 56 | 56Z | BOLT:STUD,1-1/2 IN X 560MM LG | WITH TWO HEAVY HEX NUTS | ASSEMBLED; ALLOY STEEL ASTM A193 GRADE B7 ASTM A194 GRADE 2H | EA | 7 | 10 | 18 | NO | 37.5 | 11491.875 | BEA S.R.L. |  |  | 02 |  |  | 2BAB | [6 empty] | 43331 | 44898 | 43350
6848 | 29200000TL | 03483 | EGC009012 | P | 58000001 | 58 | EGTL Spares | Mtce | 02 | 02A | GASKET:CAMPROFILE GRAPHITE | 618 ID X 658 OD X5 MM THK | WITH GRAPHITE LAYER AND MONEL, 0 RIB WD, 0 RADII, SHELL & TUBE, SHELL GIRTH FLANGE | EA | 2 | 0 | 0 | NO | 4681.733 | 727108.2 | KUK-IL INNOT / LAMONS / F | 2639-SPL-G-01-01 |  | 01,22 | 1 | 2BBB |  |  | DK2006-211-002 |  |  | DK2006-211 |  | 41206 | 45544 |  |  |  | -3 | 3
6849 | 29200000TL | 03483 | EGC009012 | P | 58000296 | 58 | EGTL Spares | Mtce | 54 | 54A | GASKET: CAMPROFILE B27A | HP SHELL & TUBE HEAT EXCH | Gaskets : WITHOUT ID BRAZING "1025 O.D. 1012 I.D, 4 THK., GRAPHITE LAYER MONEL, CIRCULAR CONVEX GROOVED CAMPROFILE GASKET PART/STYLE MUNBER B27A" REFERENCE DRAWING NUMBER EGTL1-BRE-HEX-DD-200008 | PC | 4 | 0 | 0 | NO | 61.024 | 9473.97 | FLEXITALLIC | B27A | 1228 | 01,22 | 1 | 1BCB |  |  | 2220-7109 |  |  | BEM |  | 41321 | 44842
6850 | 29300000TL | 03483 | EGC009012 | P | 58003081 | 58 | EGTL Spares | Mtce | 56 | 56Z | NUT:NOZZLE | 3 IN DIA,8 UN,CS | *OBS*Fastener-Other : SA194,GR 2H, M4, REACTORS | EA | 20 | 14 | 20 | YES | 39.73 | 15077.535 | ATB | 103-11 | WO053904-A,16 | 01,21,22 | 1 |  | 2BBB |  | 200000522-D-103 |  |  |  |  | 43821 |  | 43901
6851 | 29200000TL | 03483 | EGC009012 | P | 58003840 | 58 | EGTL Spares | Mtce | 54 | 54A | GASKET:KAMMPROFILE | 24 IN X 4MM THK | &quot;316L SS CORE,ASME 150 LB RF, DRAWING NO.D0578-160VD001-D-02 STYLE: KAMPROFILE INSIDE DIAMETER: 24 IN THICKNESS: 4 MM, DRUM&quot; | EA | 1 | 0 | 0 | NO | 510 | 79177.5 | CARTEC SEALING |  |  | 01,22 | 1 | 1BBA | 1CCC |  | D0578-160VD001-D02 |  |  |  |  | 41344 | 43971
6852 | 29300000TL | 03483 | EGC009012 | P | 58006375 | 58 | EGTL Spares | Mtce | 56 | 56Z | STUD BOLT:1-3/8IN DIA,300MM LG | 8 UN,ALLOY STL,ASTM A193,GR | *OBS*Fastener-Stud B : B7, WITH TWO HEAVY HEX NUTS ASTM A194 GR 2H, ASSEMBLED | EA | 34 | 35 | 50 | YES | 34.5776 | 52417.4562 |  |  | SEE DESCRIPTION | 02,21,22 | 1 | 2CAC | 2CAC | [6 empty] | 43770 | 45615 | 45806 |  |  | -94 | 4 | -28 | 2
6853 | 29200000TL | 03483 | EGC009012 | P | 58010193 | 58 | EGTL Spares | Mtce | 64 | 64B | GASKET: HEAT EXCHANGER CAM | PROFILE, GRAPHITE METAL | Power Transmission Equipment & Replacement Parts : &quot;LAYER/304 SS,762MM ID,788MM OD,5MM THK,0 RIB WD,0 RADII,SHELL SIDE, GMGC-160-ES-003 KUK-IL INNOT CO., LTD.-2606SPL-G-01-03, GMGC-160-ES-003 (FOR SHELL & TUBE HEAT EXCH)&quot; | EA | 2 | 2 | 4 | NO | 170.4 | 26454.6 | KUK-IL INNOT CO | 2606SPL-G-01-03 | ZB/MTL/D1 | 01,22 | 1 | 1BBB | [7 empty] | 41335 | 43633
6854 | 29200000TL | 03483 | EGC009FLR | S | 58011197 | 58 | EGTL Spares | Mtce | 54 | 54A | GASKET:COVER 2045 MM OD | X 1995 MM ID X 4 MM,316 SS/ | Dome cover gasket for pressure leaf filter change out. | EA | 30 | 10 | 20 | NO | 998.55 | 304937.199 | AMAFILTERGROUP | WO064892-A .19A |  | 01,22 | 1 | 1AXX | 1AXX | [6 empty] | 41505 | 43457 | 43251
6855 | 29200000TL | 03483 | EGC010001 | P | 58000048 | 58 | EGTL Spares | Mtce | 54 | 54A | GASKET: NON-SPIRAL FLANGE | 2-1/2 IN PIPE, 150 LB | Gaskets : GARLOCK 3200, 2.875 IN ID, 5.125 IN OD, 1/16 THK, MAGNETIC LEVEL GAUGE, 105-LG-0101, 120-LG-0033, 120-LG-0034, 130-LG-0016, 130-LG-2023, 130-LG-1023, 172-LG-0005A, 172-LG-0005B, 172-LG-0101A, 172-LG | EA | 48 | 0 | 0 | NO | 11.6244 | 2256.4075 | GARLOCK | P2326 81 | 125680-01 | 01 | 1 | 2CCB |  |  | MII-4164 |  |  | MIIH-SF |  | 41256 | 44164 | 42016
6856 | 29200000TL | 03483 | EGC010001 | P | 58000049 | 58 | EGTL Spares | Mtce | 54 | 54A | GASKET: NON-SPIRAL FLANGE | 2-1/2 IN PIPE, 300-600 LB | Gaskets : 2.875 IN ID, 5.125 IN OD, 1/16 IN THK, STYLE 3200 COMPRESSED, NON-ASBESTOS (CNA) GASKETING ARAMID FIBERS WITH A SBR BINDER. | EA | 46 | 0 | 0 | NO | 8.5438 | 1609.4274 | GARLOCK | GARLOCK 3200 |  | 01 | 1 | 2CCB |  |  | MII-4191 |  |  | STYLE 3200 |  | 41256 | 43943 | 42117
6857 | 29200000TL | 03483 | EGC010001 | P | 58009342 | 58 | EGTL Spares | Mtce | 54 | 54D | KIT: REPAIR | CENTRIFUGAL PUMP | *OBS*GS&P-Other : CONTAINS (8) SPRING COIL,(1) RETAINING RING,(1) O-RING,(1) SEAL FACE WASHER, CONSTING OF: SPRING COIL ,QTY:8,PART NUMBER: SP07AA03DB; RING, RETAINING ,QTY:1,PART NUMBER: RJ08BA03DB; DISC, SPRING BACK | EA | 1 | 0 | 0 | NO | 193.95 | 30110.73 | SUNDYNE | RK01SE18G | RK01SE18G | 01,22 | 1 | 1BAB | 1BAB |  | LMV-311 |  |  |  |  | 40914 | 45421 |  |  |  | -1 | 1
6858 | 29200000TL | 03483 | EGC010001 | P | 58009346 | 58 | EGTL Spares | Mtce | 76 | 76F | SLEEVE: PUMP CENTRIFUGAL | END, 1.5020 IN | Pump - Centrifugal - Parts : 316 SS, 150-PC-005-W | EA | 2 | 2 | 4 | NO | 4694.1871 | 878754.9486 | SUNDYNE | SL01AA16DB3A1 | SL01AA16DB3A1 | 01,22 | 1 | 1BAB |  |  | LMV-311 |  |  |  |  | 40914 | 45067 | 42026 |  |  |  |  | -1 | 1
6859 | 29200000TL | 03483 | EGC010001 | P | 58009361 | 58 | EGTL Spares | Mtce | 76 | 76Z | RING:SEAL MATING, 1-1/4 IN ID | X 2-1/8 IN OD X 3/16 IN | Pumps-Other : TUNGSTEN CARBIDE, 150-PC-005-W. | EA | 2 | 2 | 4 | NO | 1043.4802 | 161981.1413 | SUNDYNE | RJ09AA33REA | RJ09AA33REA | 01,22 | 1 | 1BAB |  |  | LMV-311 |  |  |  |  | 40914 | 45421 | 41846 |  |  | -1 | 1 | -1 | 1
6860 | 29200000TL | 03483 | EGC010002 | P | 58013057 | 58 | EGTL Spares | Mtce | 56 | 56Z | NUT: HEX HEAVY, 1-1/8 IN DIA, | 8 UN,27.4 MM HT,CS,SA194,GR 2H |  | EA | 90 | 0 | 0 | NO | 9.0502 | 1507.9158 | SI STUD INC. TEXAS | 13002339 | 65163631ECGGHY80 | 01,21,22 | 1 | 2BBC | [7 empty] | 41189 | 42401 | 41970
6861 | 29200000TL | 03483 | EGC010002 | P | 58013062 | 58 | EGTL Spares | Mtce | 56 | 56Z | NUT: HEX HEAVY,1-1/2 IN DIA, | 8 UN,36.4 MM HT,CS,SA194,GR 2H |  | EA | 120 | 0 | 0 | NO | 20.0503 | 3343.5225 | SI STUD INC. TEXAS | 13007295 | 21703033005 | 01,21,22 | 1 | 2BBC | [7 empty] | 41189 |  | 41970
6862 | 29200000TL | 03483 | EGC010003 | P | 58003133 | 58 | EGTL Spares | Mtce | 59 | 59Z | BAR: ROUND,1/2 IN DIA,10 IN LG | CU ALLOY,ASTM B187,C11000 | Raw Metals - All :7 OF 72 IN LG, BARS MAY BE USED, (WORKSHOP TOOLS & EQUIP) | EA | 49 | 2 | 4 | NO | 7.3 | 1133.33 | STROM COPPER COMPONENTS. |  |  | 01,22 | 1 | 2CAC | [7 empty] | 40915
6863 | 29200000TL | 03483 | EGC010003 | P | 58003134 | 58 | EGTL Spares | Mtce | 59 | 59Z | BAR: ROUND,3/4 IN DIA,10 IN LG | ALLOY,ASTM B187,C11000 | Raw Metals - All :7 OF 72 IN LG, BARS MAY BE USED, (WORKSHOP TOOLS & EQUIP) | EA | 46 | 0 | 0 | NO | 6.6 | 1024.65 | STROM COPPER COMPONENTS. |  |  | 01,22 | 1 | 2CAC | 2BBB | [6 empty] | 40915 | 43566
6864 | 29200000TL | 03483 | EGC010003 | P | 58006692 | 58 | EGTL Spares | Mtce | 51 | 51C | FUSE:FAST ACTING,5A | 115,AXIAL LEAD,GLASS | Electric Components - Motor / Generator :1/4 IN DIA X 1-1/4 IN LG, FUSE AT INLET (FU1) IS AGC 5, MA BAG HANDLING EQUIPMENT | EA | 3 | 1 | 2 | NO | 2.1117 | 336.5542 | CCC | M-11326-517 |  | 01,22 | 1 |  |  |  | M-721-019 |  |  |  |  | 41505 | 44564 | 41956
6865 | 29200000TL | 03483 | EGC010003 | P | 58006693 | 58 | EGTL Spares | Mtce | 51 | 51C | FUSE:FAST ACTING,1A | 115,AXIAL LEAD,GLASS | Electric Components - Motor / Generator :1/4 IN DIA X 1-1/4 IN LG,EGTL1-CCC-MEC-MM-450100 PG 21, FUSE ON CIRCUIT TIMER BOARD IS AGC 1, MA BAG HANDLING EQUIPMENT | EA | 2 | 0 | 0 | NO | 2.5317 | 405.6442 | CCC | M-11326-518 |  | 01,22 | 1 |  |  |  | M-721-019 |  |  |  |  | 41505 | 45903 | 41956 | -1 | 1
6866 | 29200000TL | 03483 | EGC010003 | P | 58006694 | 58 | EGTL Spares | Mtce | 51 | 51E | TERMINAL:110VAC | 1PH 60HZ | Electric Components - Conduit / Fitting :MA BAG HANDLING EQUIPMENT | EA | 1 | 0 | 0 | NO | 10 | 1552.3 | CCC | M-11326-519 |  | 01,22 | 1 |  | 2BBC |  | M-721-019 |  |  |  |  | 41502
6867 | 29200000TL | 03483 | EGC010003 | P | 58010519 | 58 | EGTL Spares | Mtce | 75 | 75A | WHEEL:TROLLEY/BRIDGE BRAKE | ALUM OVERHEAD CRANE | Material Handling -Whse / Dock Equipment & Accessories :105-XX-001,120-XX-004, 130-XX-001,CROSS REF DWG: / EGTL1-KCL-MEC-OM-201201 / EGTL1-KCL-MEC-OM-301301, 105-XX-001,120-XX-004, 130-XX-001 | EA | 6 | 4 | 6 | NO | 122.8074 | 19075.68 | KONECRANES | 52269587 |  | 01,22 | 1 | 2BBA | [7 empty] | 41183
6868 | 29200000TL | 03483 | EGC010003 | P | 58062431 | 58 | EGTL Spares | Mtce | 56 | 56Z | BOLT: MACHINE FULL THREADED | 1-1/4 IN X150MM LONG | WITH NUT (UNC THDS); ASSEMBLED; CARBON STEEL, ASTM A307 GRADE B, ASTM A563 GR A, GALV, (MECHANICALLY DEPOSITED) | EA | 16 | 0 | 0 | NO | 2.853 | 870.59 | BEA S.R.L. |  |  | 02 |  | 2BAC | 2BAC | [6 empty] | 42959 | 43748
6869 | 29300000TL | 03483 | EGC010004 | P | 11990556 | 11 | Bolts, Nuts, Washers | Const | 56 | 56Z | BOLT:HEX HEAD TYPE:STUD | DIA:7/8 IN LG:230 MM LG | THRDS:STD MATL:STAINLESS STEEL SPEC:ASTM A193 GR B8 CL 2, ASTM A19 GRADE:B8 CL2 BOLT: STUD, 7/8 IN X 230 MM LG WITH TWO HEAVY HEX NUTS ASSEMBLED; STAINLESS STEEL, ASTM A193 GRADE B8 CLASS 2, ASTM A194 GRADE 9. | EA | 12 | 8 | 12 | YES | 24.48 | 40575.3552 | HYDROBOLT USA-STUDBOLT | 7/8 IN X 230 MM LG |  | 02,07,21 | [9 empty] | 43770 | 45603 | 45428 |  |  | -12 | 1
6870 | 29300000TL | 03483 | EGC010004 | P | 58010365 | 58 | EGTL Spares | Mtce | 54 | 54D | PLATE:SEAL, 50 MM, 316L SS | LIFT REACTORS | *OBS*GS&P-O-Rings : 14G 130-VR-105/205 | EA | 6 | 4 | 6 | YES | 158.49 | 228756.5415 | KOCH-GLITSCH | 909-361G000 | 1020100000 | 22 | 1 |  | 2BAB | [6 empty] | 43770 | 45726 | 45802 | -6 | 1
6871 | 29300000TL | 03483 | EGC010004 | P | 58010371 | 58 | EGTL Spares | Mtce | 56 | 56Z | WASHER: LOCK M10 10.2 MM ID | 24.6 MM - 27.9 MM OD,3.3 MM - | *OBS*Fastener-BottWa : 4.8 MM THK,316 SS,COMMERCIAL,GR 316 SS, 130-VR-105/205 - FOR LIFT REACTORS | EA | 200 | 46 | 67 | YES | 13.81 | 20721.4907 | KOCH-GLITSCH | 803-316F23 | 5603154 | 01,22 | 1 | [8 empty] | 43770 | 45341 | 45538 |  |  | -200 | 1
6872 | 29200000TL | 03483 | EGC010004 | P | 58014682 | 58 | EGTL Spares | Mtce | 54 | 54A | KIT: SEAL, FOR MOTOR | AIR COOLED CONDENSER |  | EA | 2 | 1 | 2 | NO | 2185.2162 | 339254.82 | RELIANCE | 2687-6610-04 | 2687-6610-04 | 01,22 | 1 | 3CAC | 1BBB |  | 2687 A01 6083 |  |  |  |  | 40914 | 44141
6873 | 29300000TL | 03483 | EGC010005 | P | 58011198 | 58 | EGTL Spares | Mtce | 34 | 34Z | KIT:SPARES,FOR VIBRATOR | WAX FILTRATION PACKAGE | UNIT 45 WAX FILTRATION PACKAGE. | ST | 6 | 2 | 3 | YES | 1712.5 | 1819961.4375 | SOLID LIQUID FILTRATION, | 70492913 |  | 01 | 1 | 1AXX | 1AXX | [5 empty] | BENL1104 | 43770 | 45911 | 45476 | -10 | 3 |  |  | -4 | 1
6874 | 29200000TL | 03483 | EGC010006 | P | 58000033 | 58 | EGTL Spares | Mtce | 54 | 54A | NUT:HEX HEAVY | 3/4IN DIA,10 UNC,21/32 IN HT | Gaskets : CS,SA194,GR 2H, FOR NOZZLE V2- DEG 400 SH.1 POS. 86 | ST | 338 | 0 | 0 | NO | 5.1555 | 800.3318 | ITALTIR - ITALY | DEG-400 SH1-85,86 | 13007284 | 01,21,22 | 1 | 2BBB |  |  | EGTL1-TCI-MEC-DD-720001 |  |  | 172-VC-001 |  | 41257 | 44030 | 41813
6875 | 29200000TL | 03483 | EGC010006 | P | 58022829 | 58 | EGTL Spares | Mtce | 51 | 51E | CONNECTOR: CABLE/CONDUIT | 1/2 IN HUB | Electric Components - Conduit / Fitting :FLEXIBLE CORD CONNECTOR, 0.50 IN- 0.63 IN,LIQUID-TIGHT, STRAIGHT, STEEL | EA | 50 | 25 | 50 | NO | 3.3504 | 520.0875 | CROUSE-HINDS | CGB195-SG |  | 01 | 1 | 30AC | [7 empty] | 41086
6876 | 29200000TL | 03483 | EGC010006 | P | 58022930 | 58 | EGTL Spares | Mtce | 51 | 51E | UNION: CONDUIT EXPLOSION-PROOF | 2 IN,FEMALE-FEMALE,FERALOY | Electric Components - Conduit / Fitting :STRAIGHT FITTING | EA | 10 | 5 | 10 | NO | 29.1038 | 4517.78 | CROUSE-HINDS | UNF605 |  | 01 | 1 | 30AC | [7 empty] | 41086
6877 | 29200000TL | 03483 | EGC010007 | P | 58016413 | 58 | EGTL Spares | Mtce | 66 | 66S | VALVE:SOLENOID 1/4 IN NPT PIPE | 1/16 IN ORIFICE,24VDC,316 SS | Valve - On/Off, solenoid, actuated :BODY,3-WAY,DIRECT ACTING VALVE, SKINNER | EA | 4 | 2 | 4 | NO | 342.6493 | 64027.255 | JISKOOT | 73419AN2NNM0N0H111C2 | 10028070 | 02,22 | 1 | [8 empty] | 41349 |  | 42050
6878 | 29200000TL | 03483 | EGC010007 | P | 58016414 | 58 | EGTL Spares | Mtce | 72 | 72B | REGULATOR: AIR FILTER | 5-100 PSIG (0.3 TO 3.5 BAR) | *OBS*Filtration-Elem : OUTLET,PORT SIZE 1/4 IN,316 SS BODY, ELEMENT= 5 UM; THREADS= PTF | EA | 8 | 4 | 8 | NO | 106.2809 | 31782.175 | JISKOOT | B07-234-A1KA | 116-BD-505/140 | 01,10,22 | 1 | 2AAB | [7 empty] | 41349 | 42996 | 43430
6879 | 29200000TL | 03483 | EGC010007 | P | 58019476 | 58 | EGTL Spares | Mtce | 66 | 66H | VALVE: RELIEF PRESSURE, 1/4 IN | MNPT INLET,1/4 IN,FNPT OUTLET | Valve-Safety Relief : 6000 LB,316 SS BODY,316 SS TRIM,LOCKING-CAP OPERATED, 300 DEG F, VITON (FOR CHEMICAL DOSING SKIDS) (DUPLICATE OF 58100321 )ITEM IS THE SAME AS 58100321. | EA | 2 | 0 | 0 | NO | 295.9933 | 45969.7867 | SWAGELOK | SS-4R3A5 |  | 02,22 | 1 | 2CAB | [7 empty] | 41512 | 42448
6880 | 29200000TL | 03483 | EGC010008 | P | 58010502 | 58 | EGTL Spares | Mtce | 75 | 75F | WHEEL:BRAKE,ALUM | OVERHEAD CRANE | Material Handling - Lifting Equipment and Accessories : INFORMATION:120-XX-106/206, 105-XX-001, 120-XX-004, 130-XX-001,CROSS REF DWG: / EGTL1-KCL-MEC-OM-200201 / EGTL1-KCL-MEC-OM-051101 / EGTL1-KCL-MEC-OM-201201 / EGTL1-KCL-MEC-OM-30; PART OF HOIST MOTOR | EA | 10 | 0 | 0 | NO | 788.7245 | 122512.58 | KONECRANES | 52314610 | SS-4TF-05 | 01,22 | 1 | 2BBA | [7 empty] | 41183
6881 | 29200000TL | 03483 | EGC010008 | P | 58060216 | 58 | EGTL Spares | Mtce | 56 | 56Z | CLAMP | EQUAL | Fasteners / Hardware : | EA | 5 | 0 | 0 | NO | 5.2938 | 1040.175 |  |  |  | 01 |  |  | 2CBC | [6 empty] | 41425
6882 | 29200000TL | 03483 | EGC010008 | P | 58060221 | 58 | EGTL Spares | Mtce | 56 | 56Z | CLAMP | UNEQUAL | Fasteners / Hardware : | EA | 18 | 0 | 0 | NO | 5.2938 | 1040.175 |  |  |  | 01 |  |  | 2CBC | [6 empty] | 41425
6883 | 29200000TL | 03483 | EGC010008 | P | 58060224 | 58 | EGTL Spares | Mtce | 65 | 65A | TOOL:MAGNETIC | P/N 009700-001 | Tools - Hand / Power : | EA | 4 | 0 | 0 | NO | 5.2938 | 1040.175 |  |  |  | 00 | [9 empty] | 41425
6884 | 29200000TL | 03483 | EGC010008 | P | 58060225 | 58 | EGTL Spares | Mtce | 66 | 65A | MAGNET:CALIBRATION | P/N 102740-002 | Tools - Hand / Power : | EA | 4 | 0 | 0 | NO | 5.2938 | 1040.175 |  |  |  | 00 | [9 empty] | 41425
6885 | 29300000TL | 03483 | EGC010008 | S | 58062019 | 58 | EGTL Spares | Mtce | 56 | 56Z | BOLT: STUD, 1/2 IN X 70MM LG. | WITH TWO HEAVY HEX NUTS | GRADE B7 | EA | 4 | 9 | 14 | YES | 6 | 9002.82 | LAMONS |  |  | 02 | [9 empty] | 43770 |  | 45866
6886 | 29200000TL | 03483 | EGC010009 | P | 58002363 | 58 | EGTL Spares | Mtce | 66 | 66A | STEM: VALVE,BALL,2 IN 900-1500 | 3 IN 150-600 VALVE,1-1/8IN DIA | Valve-Ball : 14-1/2 IN LG,SS ASTM A638 GR 660 RC 35 MAX, 1 PC, 1-1/8 IN DIA W/ 1 IN-6 ACME, XDALAG | EA | 1 | 0 | 0 | NO | 1148.8309 | 178356 | CAMERON | 1A-FE569305 |  | 22 | 1 | 2BAB |  |  | EGTL1-CAM-PIP-DD-005005 |  |  |  |  | 40915
6887 | 29300000TL | 03483 | EGC010009 | P | 58009347 | 58 | EGTL Spares | Mtce | 56 | 56Z | STUD:INDUCER, 1/2 IN DIA | 1-1/2 IN LG,20,1 IN THD LG | *OBS*Fastener-Stud B : 316 STAINLESS STEEL,ASTM A193,GR B8M, 150-PC-005-W, 150-PC-005-W | EA | 1 | 0 | 0 | NO | 1005.63 | 1595432.1537 | SUNDYNE | ST06AA01BB1 | ST06AA01BB1 | 02,21,22 | 1 | 1BAB |  |  | LMV-311 |  |  |  |  | 43770 |  | 45152
6888 | 29200000TL | 03483 | EGC010009 | P | 58019891 | 58 | EGTL Spares | Mtce | 54 | 54D | CLAMP:WAND DRUM SEAL WORMGEAR | .31 IN THK X 30 IN DIA,430 SS | *OBS*GS&P-O-Rings : CROSS REF DWG SCHMALZ SPARE PARTS MANUAL (FOR FRESH CATALYST PACKAGE) | EA | 1 | 0 | 0 | NO | 60.19 | 9344.5 | SCHMALZ | # 6542K64 |  | 01,22 | 1 | 2BBB | 2BBB | [6 empty] | 41340
6889 | 29200000TL | 03483 | EGC010009 | P | 58019967 | 58 | EGTL Spares | Mtce | 75 | 75F | CELL: LOAD STRAIN GAGE, | 1000 LB CAPACITY | Material Handling - Lifting Equipment and Accessories : FRESH CATALYST PACKAGE | EA | 1 | 0 | 0 | NO | 1166.5281 | 181078.85 | EMERY-WINSLOW | B-24746-13 DK |  | 01,22 | 1 | 2BBB | [7 empty] | 41362 | 41568
6890 | 29200000TL | 03483 | EGC010010 | P | 58018725 | 58 | EGTL Spares | Mtce | 56 | 56Z | RIVET: BLIND 4 MM DIA | 10 MM LG GENERAL PURPOSE | *OBS*Fastener-Other : DOME HD, 3/16 IN - 1/4 IN GRIP RANGE, 0.328 IN, ALUM/MILD STL, 500 PER PACK | PK | 7 | 0 | 0 | NO | 13.8818 | 2154.87 |  |  | 97517A035-500 | 00 | 1 | 2CAC | 2CAC | [6 empty] | 40915 | 45888 |  | -3 | 2
6891 | 29200000TL | 03483 | EGC010010 | P | 58061516 | 58 | EGTL Spares | Mtce | 56 | 56Z | BOLT: MACHINE HEAVY HEX HEAD | 5/8 IN X 70MM LG | WITH TWO WASHERS WITH HEAVY HEX NUT; ASSEMBLED CARBON STEEL ASTM A307 GRADE B ASTM A563 GRADE A | EA | 25 | 5 | 25 | NO | 3.4855 | 1063.7622 | BEA S.R.L. |  |  | 02 |  |  | 2BAB | [6 empty] | 43002
6892 | 29200000TL | 03483 | EGC010010 | P | 58062433 | 58 | EGTL Spares | Mtce | 56 | 56Z | BOLT: MACHINE, HEX HEAD | 3/4 IN X 90MM LONG | PORTLAND BOLT WITH HEAVY HEX NUT (UNC THDS); ASSEMBLED; CARBON STEEL, ASTM A307 GRADE B, ASTM A563 GR A, GALV, (MECHANICALLY DEPOSITED) BOLT: MACHINE, HEX HEAD, 3/4 IN X 90MM LONG, MODEL# - ASTM A307 GRADE B / ASTM | EA | 27 | 0 | 0 | NO | 2.6972 | 823.2 | PORTLAND BOLT |  |  | 02 |  | 2BAC | 2BAC |  |  |  |  | ASTM A307 GRADE B / ASTM |  | 43002
6893 | 29200000TL | 03483 | EGC010010 | P | 58065367 | 58 | EGTL Spares | Mtce | 53 | 53A | SOCKOLET: MSS SP-97 | 36 IN- 1 1/2 IN X 3/4 IN | CLASS 3000, CARBON STEEL ASTM A105 (UNS K03504) POSSESTZZZAAAZ | EA | 6 | 4 | 8 | NO | 2.6169 | 801.9375 |  |  |  | 00 |  |  | 1CCC | [6 empty] | 43586 | 44200
6894 | 29200000TL | 03483 | EGC010011 | P | 58061263 | 58 | EGTL Spares | Mtce | 56 | 56Z | BOLT: STUD, 5/8 IN X 65MM LG | WITH TWO HEAVY HEX NUTS | Fasteners / Hardware : ASSEMBLED; ALLOY STEEL ASTM A193 GRADE B7 ASTM A194 GRADE 2H | EA | 18 | 4 | 7 | NO | 2.6155 | 785.0785 | LAMONS |  |  | 02 | 1 | 2BAC | [7 empty] | 42092 | 45363 | 43556 |  |  | -12 | 2
6895 | 29200000TL | 03483 | EGC010011 | P | 58061362 | 58 | EGTL Spares | Mtce | 54 | 54A | GASKET: FLAT RING, 3/4 IN | ASME B16.21; CLASS 150 | 1.50 MM THICK; POLYTETRAFLUOROETHYLENE | EA | 20 | 0 | 0 | NO | 0.9347 | 285.264 | LAMONS GASKET COMPANY |  |  | 01,02 | 1 | 2BAC | [7 empty] | 43002 | 44214
6896 | 29300000TL | 03483 | EGC010012 | P | 58061224 | 58 | EGTL Spares | Mtce | 56 | 56Z | BOLT: STUD, 3/4 IN X 150MM LG. | WITH TWO HEAVY HEX NUTS | Fasteners Hardware : ASSEMBLED; ALLOY STEEL ASTM A193 GRADE B7 ASTM A194 GRADE 2H | EA | 48 | 54 | 78 | YES | 5.9525 | 8994.7102 | LAMONS |  |  | 02 | 1 | 2BAC | 1CCC | [6 empty] | 43835 | 45787 | 45866 | -48 | 2 |  |  | -12 | 1
6897 | 29200000TL | 03483 | EGC010012 | P | 58061228 | 58 | EGTL Spares | Mtce | 56 | 56Z | BOLT: STUD, 3/4 IN X 165MM LG. | WITH TWO HEAVY HEX NUTS | Fasteners / Hardware : ASSEMBLED; ALLOY STEEL ASTM A193 GRADE B7 ASTM A194 GRADE 2H | EA | 1 | 8 | 14 | NO | 4.9064 | 1502.6401 | LAMONS |  |  | 02 | 1 | 2BAC | [6 empty] | RGN386 | 42092 | 43734 | 43440
6898 | 29200000TL | 03483 | EGC010012 | P | 58061760 | 58 | EGTL Spares | Mtce | 56 | 56Z | SCREW: CAP, HEAVY HEXAGON HEAD | 7/8 IN X 130MM LG | 6UN THREAD SERIES, CHAMFER POINT, ALLOY STEEL, ASTM A193 B7, | EA | 20 | 0 | 0 | NO | 1.8954 | 580 | AALL AMERICAN FASTENERS |  |  | 02,21,22 |  |  | 2BAB | [6 empty] | 43428
6899 | 29200000TL | 03483 | EGC010013 | P | 11990540 | 11 | Bolts, Nuts, Washers | Const | 56 | 56Z | BOLT: STUD W/2 HEAVY HEX NUTS | DIA:3/4 IN X240 MM LG(8UN THD) | BOLT: STUD, 3/4 IN X 240MM LGWITH TWO HEAVY HEX NUTS (8UN THDS); ASSEMBLED, STAINLESS STEEL, ASTM A193 GRADE B8 CLASS 2, ASTM A194 GRADE 8. | EA | 3 | 8 | 16 | NO | 94.14 | 28847.3202 | HYDROBOLT USA-STUDBOLT | 3/4 IN X 240 MM LG |  | 02,07,21 |  |  | 2BBB | [5 empty] | MTCNL025 | 43435 | 44165 | 43594
6900 | 29200000TL | 03483 | EGC010013 | P | 58000242 | 58 | EGTL Spares | Mtce | 72 | 72Z | BUSHING: DU,71 MM ID,CS | FOR 5.0 M2 ZWAG FILTER | Filtration - Filters/ Other : | EA | 4 | 0 | 0 | NO | 50.0032 | 7762.5 | STERI TECHNOLOGIES |  |  | 01,22 | 1 | 2BAB |  |  | 601-693 |  |  | ZWAG 5M2 |  | 41352
6901 | 29200000TL | 03483 | EGC010013 | P | 58000249 | 58 | EGTL Spares | Mtce | 72 | 72Z | RING: PISTON,SCRAPER,TEFLON | 178MM X 150MM X 14MM | Filtration - Filters/ Other : FOR 5.0 M2 ZWAG FILTER | EA | 8 | 0 | 0 | NO | 200.0129 | 31050 | STERI TECHNOLOGIES |  |  | 01,22 | 1 | 2BAB |  |  | 601-692 |  |  | ZWAG 5M2 |  | 41352
6902 | 29200000TL | 03483 | EGC010013 | P | 58000252 | 58 | EGTL Spares | Mtce | 72 | 72Z | SENSOR: ROTATION,2MM RANGE | 5-25VDC, SS | Filtration - Filters/ Other : FOR 5.0 M2 ZWAG FILTER | EA | 1 | 0 | 0 | NO | 167 | 25923.41 | PEPPERL-FUCHS |  |  | 01,22 | 1 | 2CBC |  |  | 601-692 |  |  | 5.0M2 ZWAG |  | 41505
6903 | 29200000TL | 03483 | EGC010014 | P | 58010517 | 58 | EGTL Spares | Mtce | 02 | 02A | DISC: BRAKE CRANE,STK | OVERHEAD CRANE | Heating Ventilation and Air Conditioning Equipnment & Parts : &quot;105-XX-001,120-XX-004, 130-XX-001,CROSS REF DWG: / EGTL1-KCL-MEC-OM-201201 / EGTL1-KCL-MEC-OM-301301 PART OF HOIST MOTOR, 105-XX-001,120-XX-004, 130-XX-001,CROSS REF DWG: / EGTL1-KCL- | EA | 6 | 2 | 4 | NO | 1604.1994 | 249180.3 | KONECRANES | 52318371 |  | 01,22 | 1 | 2BBA | [7 empty] | 41183
6904 | 29200000TL | 03483 | EGC010014 | P | 58022931 | 58 | EGTL Spares | Mtce | 51 | 51E | UNION: CONDUIT EXPLOSION-PROOF | 1-1/2 IN,FEMALE-FEMALE,FERALOY | Electric Components - Conduit / Fitting :STRAIGHT FITTING | EA | 15 | 8 | 15 | NO | 22.6529 | 3516.41 | CROUSE-HINDS | UNF505 |  | 01 | 1 | 30AC | [7 empty] | 41086
6905 | 29200000TL | 03483 | EGC010015 | P | 58006339 | 58 | EGTL Spares | Mtce | 56 | 56Z | STUD BOLT:3/4IN DIA, 65MM LG | 10 UNC,ALLOY STL,ASTM A193,GR | Fasteners / Hardware : B7, WITH TWO HEAVY HEX NUTS ASTM A194 GR 2H, ASSEMBLED | EA | 25 | 0 | 0 | NO | 3.0204 | 505.9338 |  |  | SEE DESCRIPTION | 02,21,22 | 1 | 2CAC | [7 empty] | 40915 |  | 41952
6906 | 29200000TL | 03483 | EGC010015 | P | 58009348 | 58 | EGTL Spares | Mtce | 56 | 56Z | WASHER: TAB,5/8 IN NOM | 5/8 IN ID,1-7/8 IN OD,3/32 IN | Fasteners / Hardware : 316 SS, 150-PC-005-W., 150-PC-005-W. FOR CENTRIFUGAL PUMP | EA | 90 | 100 | 200 | NO | 27.0045 | 5336.1725 | SUNDYNE | WA02AA01DB2 | 703601090399 | 01,22 | 1 | 1BAB | [7 empty] | 41248 | 44663 | 42038
6907 | 29300000TL | 03483 | EGC010015 | P | 58014540 | 58 | EGTL Spares | Mtce | 56 | 56Z | NUT: HEX 3/4 IN DIA, 10 UNC | 3/4 IN HT | Fasteners / Hardware : HEAT TREATED ALLOY STEEL, ASTM SA194, GR 7, H=D, 120-ES-202 | PC | 30 | 21 | 30 | YES | 1.5667 | 2448.5805 | LARSEN & TOUBRO |  | 8459 | 01,21,22 | 1 |  |  |  | 1P-3502-1 R 2 |  |  |  |  | 43770 |  | 45513
6908 | 29300000TL | 03483 | EGC010015 | P | 58020616 | 58 | EGTL Spares | Mtce | 14 | 14Z | GAUGE: PRESSURE | 0-5 PSI,40-200 BAR | *OBS*Gage&Parts-Pres : 1/4 IN NPT,304 SS CASE,BRASS TUBE,BRASS,BOTTOM,NPT MOUNT,NON FILLED | EA | 1 | 0 | 1 | YES | 84.32 | 129367.96 | NOSHOK | 1&QUOT; X 4-1/2&QUOT; X 9 |  | 05,22 | 1 |  | 2BAB | [6 empty] | 43770 |  | 45850
6909 | 29200000TL | 03483 | EGC010015 | P | 58020618 | 58 | EGTL Spares | Mtce | 66 | 66P | VALVE:FLOW CONTROL,1/2 IN | 150 LB,NPT | Valve - Control : CR PLTD DIE CAST ZINC BODY,SS SEAT,ADJUSTMENT SCREW OPERATED,-25 TO 95 DEG C,BUNA-N,DIRECT MOUNT | EA | 2 | 1 | 2 | NO | 61.13 | 9489.2099 | JHF | #FCP8 |  | 02,22 | 1 | [8 empty] | 41512
6910 | 29300000TL | 03483 | EGC010015 | P | 58061338 | 58 | EGTL Spares | Mtce | 56 | 56Z | BOLT: STUD, 5/8 IN X 95MM LG. | WITH TWO HEAVY HEX NUTS | Fasteners / Hardware : ASSEMBLED; ALLOY STEEL ASTM A320 GRADE L7 ASTM A194 GRADE 7 | EA | 10 | 7 | 10 | YES | 2.92 | 4492.858 | LAMONS |  |  | 02 | 1 | 2BAC | [7 empty] | 43770 |  | 45468
6911 | 29200000TL | 03483 | EGC010016 | P | 58018535 | 58 | EGTL Spares | Mtce | 28 | 28E | DETECTOR: SMOKE POINT TYPE | FOR FIRE & GAS DETECTION | Fire and Gas Control Systems : AUTRONICA PN 116-BHH300. | EA | 1 | 0 | 0 | NO | 320.8342 | 86514.2933 | AUTRONICA FIRE & SECURITY | 116-BHH-300 |  | 00 | 1 | 1CCA | [7 empty] | 41189 | 45991 | 43522 | -2 | 1 |  |  | -2 | 1
6912 | 29300000TL | 03483 | EGC010016 | P | 58062028 | 58 | EGTL Spares | Mtce | 56 | 56Z | BOLT: STUD, 5/8 IN X 110MM LG | WITH 2 HEX NUTS + WASHER | A.STL B7/2H TO AP SPEC 4WPI-MWCK01 | EA | 14 | 9 | 14 | YES | 7.2329 | 10884.4631 | LAMONS |  |  | 02 | [9 empty] | 45095 |  | 45692
6913 | 29300000TL | 03483 | EGC010017 | S | 58061554 | 58 | EGTL Spares | Mtce | 56 | 56Z | BOLT:STUD, 5/8 IN X 95MM LG | WITH TWO HEAVY HEX NUTS | (8UN THDS); ASSEMBLED; STAUNLESS STEEL, ASTM A193 GRADE B8T CLASS 2, ASTM A194 GRADE 8MA. | EA | 1 | 0 | 1 | YES | 9.8 | 15035.65 | BEA S.R.L. |  |  | 02 |  |  | 2BAB | [6 empty] | 43770 |  | 45805
6914 | 29200000TL | 03483 | EGC010018 | P | 58018555 | 58 | EGTL Spares | Mtce | 02 | 02A | BARRIER INTRINSICALLY SAFE IS | INTRINSICALLY SAFE BARRIER | Heating Ventilation and Air Conditioning Equipnment & Parts : INTRINSICALLY SAFE BARRIER FOR FIRE & GAS DETECTION AUTRONICA PN 116-BZ500 USED IN ADMIN BUILDING, LABORATORY, MAINTENANCE WORKSHOP, CONTROL ROOM, SUBSTATIONS, OPERATOR SHELTER, METERING HOUSE | EA | 3 | 2 | 4 | NO | 3096.3379 | 697932.4376 | AUTRONICA FIRE & SECURITY | 116-BZ500 |  | 00 | 1 | 1CCA | [7 empty] | 41189 | 42841 | 42885
6915 | 29200000TL | 03483 | EGC010019 | P | 58002387 | 58 | EGTL Spares | Mtce | 56 | 56Z | SET:SAFETY LATCH | OVERHEAD CRANE | Fasteners / Hardware : PART OF HOIST HOOK, STL, 2000 KG 145-XX-014 | ST | 1 | 0 | 0 | NO | 90.39 | 14031.2397 | KONECRANES | 52332930 | 104944122104 | 22 | 1 |  |  |  | EGTL1-KCL-MEC-OM-451601 |  |  |  |  | 41505
6916 | 29200000TL | 03483 | EGC010019 | P | 58009336 | 58 | EGTL Spares | Mtce | 54 | 54A | O-RING:CENTRIFUGAL PUMP | FLUOROCARBON | Gaskets : 150-PC-005-W | EA | 3 | 2 | 6 | NO | 128.5045 | 22489.4216 | SUNDYNE | 14-004UC | 5390009993 | 01,22 | 1 | 1BAB |  |  | LMV-311 |  |  |  |  | 41248 | 45880 | 42007 | -1 | 1
6917 | 29200000TL | 03483 | EGC010019 | P | 58009337 | 58 | EGTL Spares | Mtce | 54 | 54A | O-RING:VITON,1-5/8IN ID | 1-13/16 IN OD, 3/32 IN WD | Gaskets : FLUOROELASTOMER,AS 568 - 130, 150-PC-005-W, CENTRIFUGAL PUMP | EA | 5 | 0 | 0 | NO | 328.0433 | 50926.9951 | SUNDYNE | 14-046UC | 5390009994 | 01,22 | 1 | 1BAB |  |  | LMV-311 |  |  |  |  | 41248 | 45880 | 41877 | -1 | 1
6918 | 29200000TL | 03483 | EGC010020 | P | 58006040 | 58 | EGTL Spares | Mtce | 72 | 72Z | FILTER: OIL,96MM DIA X 200MM | PLEATED PAPER ELEMENT | :>*OBS*Filtration-Elem : 10 MICRON,ALUMINUM HSG, 150-PC-040, TEMPORARY START-UP DIESEL PUMP | EA | 4 | 0 | 0 | NO | 34.7238 | 5390.81 | IVECO | 3669312 | DKME-2702-01-05 | 01,22 | 1 | 2BAB |  |  | EGTL1-MLT-MEC-DD-500002 |  |  |  |  | 41322 | 42757
6919 | 29200000TL | 03483 | EGC010020 | P | 58100257 | 58 | EGTL Spares | Mtce | 66 | 66H | VALVE:PRESSURE,171-PSV-0563 | INLET SIZE-50MM, OUTLET-50MM | INLET-, & OUTLET-,; FOR SLDGE AIR LIFT SETTLR BASIN B; MODEL NUMBER-SV7; SET PRESSURE - 90 BARGQA Code 02, 04, 05, 07, 23, 27 | EA | 1 | 0 | 0 | NO | 350 | 107261 | MAPRO |  |  | 00 | 1 |  | 1BBB |  | EGTL1-UNI-PRO-PI-710519 |  |  |  |  | 43073 |  | 43562
6920 | 29200000TL | 03483 | EGC010020 | P | 58100315 | 58 | EGTL Spares | Mtce | 66 | 66H | VALVE:PRESSURE,173-PSV-0011 | INLET SIZE-12MM, OUTLET-12MM | INLET-THREADED - MALE, & OUTLET-THREADED - FEMALE,; FOR MOBILE HP PUMP STATION OUTLET; MODEL NUMBER-10.1 | EA | 1 | 0 | 1 | NO | 1830.96 | 561116.0016 | NIEZGODKA | TUV-SV-04-847 |  | 01A,02,07 | 1 |  | 1BBB |  | PRO-PI-730050 |  |  |  |  | 43073 |  | 43562
6921 | 29200000TL | 03483 | EGC010021 | P | 58015652 | 58 | EGTL Spares | Mtce | 32 | 32B | TRUCK: HYDRAULIC GATE, W4 | STEEL | Furniture : W4, ASSY, CROSS REF DWG NO EGTL1-CFC-CIV-DD-000001, EGTL1-CFC-CIV-DD-000004 | EA | 1 | 0 | 0 | NO | 169.3826 | 26296.65 | TYMETAL CORP | 3285 | 3285 | 22 | 1 | 1CCC |  |  | SEE ADDITIONAL INFO |  |  |  |  | 40975
6922 | 29200000TL | 03483 | EGC010021 | P | 58015657 | 58 | EGTL Spares | Mtce | 32 | 32B | YOKE: CATCHER, 3 IN | GALVANZED STEEL | Furniture : PAIR, CROSS REF DWG NO EGTL1-CFC-CIV-DD-000001, EGTL1-CFC-CIV-DD-000004 | EA | 1 | 0 | 0 | NO | 46.1916 | 7171.25 | TYMETAL CORP |  | 3340 | 22 | 1 | 1CCC |  |  | SEE ADDITIONAL INFO |  |  |  |  | 40975
6923 | 29200000TL | 03483 | EGC010021 | P | 58015661 | 58 | EGTL Spares | Mtce | 32 | 32B | ARM: BARB ARM CENTER | 1 IN-2-3/8 IN LG, ALUMINUM | Furniture : HEAVY DUTY, CROSS REF DWG NO EGTL1-CFC-CIV-DD-000001, EGTL1-CFC-CIV-DD-000004 | EA | 1 | 0 | 0 | NO | 20.018 | 3107.8 | TYMETAL CORP | 3391 | 3391 | 01,22 | 1 | 1CCC |  |  | SEE ADDITIONAL INFO |  |  |  |  | 40975
6924 | 29200000TL | 03483 | EGC010021 | P | 58015665 | 58 | EGTL Spares | Mtce | 32 | 32B | CAP | END, 11 IN, GAL STEEL | Furniture : CROSS REF DWG NO EGTL1-CFC-CIV-DD-000001, EGTL1-CFC-CIV-DD-000004 | EA | 1 | 0 | 0 | NO | 27.0243 | 4195.53 | TYMETAL CORP | 3424 | 3424 | 01,22 | 1 | 1CCC | 2CBC |  | SEE ADDITIONAL INFO |  |  |  |  | 40975
6925 | 29200000TL | 03483 | EGC010021 | P | 58017956 | 58 | EGTL Spares | Mtce | 54 | 54A | O-RING TYPE:PUMP SEAL ID:60MM | OD:62.62MM WIDTH:N/A SEC | PUMPS-OTHER : AS568-142,173-PC-001A, 173-PC-001B, 173-PC-002A, 173-PC-002B, 173-PC-003A, 173-PC-003B, STEAM TURBINE COND. PUMP. (TEFLON ) | EA | 1 | 0 | 0 | NO | 24.5134 | 7864.0668 | PARKER PTFE O-RINGS | AS568-142 | C02495A1426359 | 00 | 1 | 2BAB | 1BBB | [6 empty] | 41248 | 45139 | 43432 |  |  |  |  | -1 | 1
6926 | 29200000TL | 03483 | EGC010021 | P | 58017971 | 58 | EGTL Spares | Mtce | 54 | 54D | O-RING:IMPELLER,26.7MM ID | 28.48MM OD,1.78MM,VITON,2-023 | *OBS*GS&P-O-Rings : AS568-23, 173-PC-005BA, 173-PC-005B, 173-PC-006A, 173-PC-006B, 173-PC-007A, 173-PC-007B(MODEL 3196 STX 1.5X3-8), FOR STEAM TURBINE COND. PUMP | EA | 5 | 4 | 8 | NO | 11.7068 | 1816.89 | ITT CORPORATION | C02495A23 6359 |  | 00 | 1 | 2BAB | 2BAB | [6 empty] | 41248 | 45037 | [5 empty] | -1 | 1
6927 | 29200000TL | 03483 | EGC010021 | P | 58022893 | 58 | EGTL Spares | Mtce | 51 | 51E | O-RING:CONDUIT OUTLET BOX | 4 IN ID,4 IN OD,3-1/2 IN WD | Electric Components - Conduit / Fitting :NEOPRENE, TYPE EAB SERIES REPLACEMENT | EA | 100 | 50 | 100 | NO | 3.1504 | 489.04 | CROUSE-HINDS | GASK1151 |  | 01 | 1 | 30AC | [7 empty] | 41086
6928 | 29200000TL | 03483 | EGC010021 | P | 58023005 | 58 | EGTL Spares | Mtce | 51 | 51E | PLUG: CONDUIT | EXPLOSION-PROOF,THREADED | Electric Components - Conduit / Fitting :1-1/4 IN,SQ HD,THD,ALUM | EA | 23 | 13 | 25 | NO | 1.5502 | 240.64 | CROUSE-HINDS | PLG45-SA |  | 01 | 1 | 30AC | [7 empty] | 41086 | 43890
6929 | 29200000TL | 03483 | EGC010021 | P | 58023126 | 58 | EGTL Spares | Mtce | 51 | 51E | ELBOW: CONDUIT, 45 DEG | 1-1/2 IN,FEMALE,FERALOY IRON | Electric Components - Conduit / Fitting :ALLOY, EXPLOSION-PROOF SHORT ELBOW | EA | 15 | 8 | 15 | NO | 10.7014 | 1661.18 | CROUSE-HINDS | EL5 |  | 01 | 1 | 30AC | [7 empty] | 41086
6930 | 29200000TL | 03483 | EGC010022 | P | 58018533 | 58 | EGTL Spares | Mtce | 28 | 28E | DETECTOR: HEAT POINT TYPE | FOR FIRE & GAS DETECTION | Fire and Gas Control Systems : AUTRONICA PN 116-BDH-300 | EA | 2 | 0 | 0 | NO | 115.0741 | 17869.85 | AUTRONICA FIRE & SECURITY | 116-BDH-300 |  | 00 | 1 | 1CCA | [7 empty] | 41189 | 45990 |  | -4 | 2
6931 | 29200000TL | 03483 | EGC010022 | P | 58018539 | 58 | EGTL Spares | Mtce | 28 | 28E | BEACON FIRE RED | GENTEX GESR24PWR MASS | Fire and Gas Control Systems : NOTIFICATION 24 VDC WALL MOUNT RED LENS STROBE FOR FIRE & GAS INDICATION PN 904-1341-002 USED IN ADMIN BUILDING, LABORATORY, MAINTENANCE WORKSHOP, | EA | 3 | 0 | 0 | NO | 142.0914 | 22065.38 | GENTEX FIRE PROTECTION GR | 904-1341-002 |  | 00 | 1 | 1CCA | [7 empty] | 41189 | 43227
6932 | 29200000TL | 03483 | EGC010022 | P | 58018694 | 58 | EGTL Spares | Mtce | 56 | 56Z | SCREW SET: SELF-DRILLING | NO.8 AND NO.12, HEX WASHER HD | *OBS*Fastener-BottWa : NO. 8 (150 EACH) X 1/2 IN , 3/4 IN , AND 1 IN LENGTHS; NO. 10 (200 EACH) X 1/2 IN, 5/8 IN, 3/4 IN, AND 1 IN LENGTHS; NO. 12 (100 EACH) X 3/4 IN AND 1 IN LENGTHS; 1/4 IN (75 EACH) X 3/4 IN | EA | 3 | 0 | 0 | NO | 77.02 | 11957.36 |  |  | 90430A112 | 00 | 1 | 2CAC | 2CAC | [6 empty] | 40915 | 44907
6933 | 29200000TL | 03483 | EGC010023 | P | 58014534 | 58 | EGTL Spares | Mtce | 56 | 56Z | WASHER: 2-1/2 IN | 66MM ID, 120MM OD | Fasteners / Hardware : NOM, , 8MM THK, CS, ASME SA516,GR 70, 120-VD-206 | PC | 22 | 0 | 0 | NO | 394.96 | 61317.7669 | LARSEN & TOUBRO |  | 8489 | 01 | 1 |  |  |  | 1P-3503-2 R3 |  |  |  |  | 40914 | 44263 | 41680
6934 | 29200000TL | 03483 | EGC010023 | P | 58023025 | 58 | EGTL Spares | Mtce | 51 | 51E | PLUG: CONDUIT,1/2 IN, SQ HD | EXPLOSION-PROOF,THREADED | Electric Components - Conduit / Fitting :THD,ALUM | EA | 31 | 25 | 50 | NO | 1.431 | 437.6113 | CROUSE-HINDS | PLG15-SA |  | 01 | 1 | 30AC | [7 empty] | 41086 | 44333 | 43715
6935 | 29200000TL | 03483 | EGC010024 | P | 58000039 | 58 | EGTL Spares | Mtce | 54 | 54A | NUT:HEX HEAVY,5/8 IN DIA,GR 8 | 11 UNC,17/32 IN HT,SS,SA194 | Gaskets : FOR VENT SYSTEM - DEG-403 SH1-POS. 28 | ST | 380 | 0 | 0 | NO | 6.7719 | 1051.2272 | ITALTIR - ITALY | DEG-403 SH1-28,29 | 01500200001 | 01,21,22 | 1 | 2BBB |  |  | EGTL1-TCI-MEC-DD-720008 |  |  | 172-VC-001 |  | 41257 | 44611 | 41813
6936 | 29200000TL | 03483 | EGC010024 | P | 58018537 | 58 | EGTL Spares | Mtce | 02 | 02A | DETECTOR SMOKE & HEAT | FOR FIRE & GAS DETECTION | Heating Ventilation and Air Conditioning Equipnment & Parts : | EA | 17 | 3 | 5 | NO | 224.1442 | 34807.36 | AUTRONICA FIRE & SECURITY | 116-BHH-320 |  | 00 | 1 | 1CCA | [7 empty] | 41189 | 45990 |  | -3 | 1 |  |  | -3 | 1
6937 | 29200000TL | 03483 | EGC010024 | P | 58018547 | 58 | EGTL Spares | Mtce | 28 | 28E | KIT DIRECT DUCT MOUNT GAS DET | HVAC | Fire and Gas Control Systems : DIRECT DUCT MOUNT KIT 316 STAINLESS STEEL WITH RUBBER GASKET AND TYGON TUBING WITHOUT HYDROCARBON DETECTOR FOR HVAC FIRE & GAS DETECTION EQUIPMENT P/N 007525-003 MANUFACTURER: DET TRONICS HOUSTON, 10607 HADDINGTON, SUITE 100 | EA | 3 | 0 | 0 | NO | 921.5931 | 143114.19 | DET TRONICS HOUSTON | 007525-003 |  | 01,22 | 1 | 1CCA | [7 empty] | 41189
6938 | 29200000TL | 03483 | EGC010025 | P | 58002392 | 58 | EGTL Spares | Mtce | 02 | 02A | CONTACTOR: MOTOR | OVERHEAD CRANE | Heating Ventilation and Air Conditioning Equipnment & Parts : &quot;NON REVERSING,IEC,600V LINE,120VAC COIL,9A,4 POLE,2000 KG PLASTIC, 145-XX-014 TELEMECANIQUE - LC1K09008F7&quot; | EA | 1 | 1 | 2 | NO | 59.553 | 9250.37 | KONECRANES | LC1K09008F7 | 6441370XXU05C000 | 01,10,22 | 1 |  |  |  | EGTL1-KCL-MEC-OM-451601 |  |  |  |  | 41183 | 45910 |  | -2 | 2
6939 | 29200000TL | 03483 | EGC010025 | P | 58015655 | 58 | EGTL Spares | Mtce | 32 | 32B | CATCH: HYDRAULIC GATE ASSEMBLY | 3 IN, GALVANIZED STEEL | Furniture : CANTILEVER, ASSY, CROSS REF DWG EGTL1-CFC-CIV-DD-000001 EGTL1-CFC-CIV-DD-000004 | EA | 1 | 0 | 0 | NO | 115.9545 | 18001.93 | TYMETAL CORP |  | 3336 | 22 | 1 | 1CCC |  |  | SEE ADDITIONAL INFO |  |  |  |  | 40975
6940 | 29200000TL | 03483 | EGC010026 | P | 58061264 | 58 | EGTL Spares | Mtce | 56 | 56Z | BOLT: STUD, 5/8 IN X 70MM LG | WITH TWO HEAVY HEX NUTS | Fasteners / Hardware : ASSEMBLED; ALLOY STEEL ASTM A193 GRADE B7 ASTM A194 GRADE 2H | EA | 163 | 0 | 0 | NO | 0.357 | 70.7217 | LAMONS |  |  | 02 | 1 | 2BAC | [7 empty] | 42092 | 45385 |  |  |  | -8 | 1
6941 | 29300000TL | 03483 | EGC010026 | P | 58061481 | 58 | EGTL Spares | Mtce | 56 | 56Z | BOLT:STUD, 1/2 IN X 55MM LG | WITH TWO HEAVY HEX NUTS | ASSEMBLED; ALLOY STEEL, ASTM A193 GRADE B7, ASTM A194 GRADE 2H. | EA | 60 | 9 | 14 | YES | 10 | 4158.35 | BEA S.R.L. |  |  | 02 |  |  | 2BAB | [5 empty] | CSL343 | 43770 | 45512 | 44627 |  |  | -4 | 1 | -16 | 1
6942 | 29200000TL | 03483 | EGC010026 | P | 58100828 | 58 | EGTL Spares | Mtce | 66 | 66H | DISC:VALVE VALVE STYLE:RELIEF | VALVE SIZE:3/4 IN X 1 IN | MATL:316 SS DISC METAL: SAFETY RELIEF VALVE (120-PSV-0711-R1, 120-PSV-0712-R1, 120-PSV-0714-R1, 120-PSV-0719-R1, 120-PSV-0720-R1, 120-PSV-0723-R1, 120-PSV-0724-R1, 120-PSV-0725-R1, 120-PSV-0726-R1, 120-PSV-0727-R1, 172-PSV-0700-R1, 172-PSV-0712-R1, 120-PS | EA | 27 | 0 | 0 | NO | 138.03 | 42300.6738 | TYCO CROSBY | 10059781 |  | 00 | [7 empty] | 121391C5 | IBCL030 | 43303 | 44383 | 43487
6943 | 29200000TL | 03483 | EGC010027 | P | 58002648 | 58 | EGTL Spares | Mtce | 54 | 54D | O-RING:6 IN NPS ID,PTFE | CRYOGENIC BUTTERFLY VALVES | *OBS*GS&P-O-Rings : V06407A/B, V12318B, V22318A, V22318B, V07272A, V07272B | EA | 1 | 2 | 4 | NO | 175.0016 | 27169 | MAPAG | 417511 | 417511 | 01,22 | 1 | 1BBA | 1BBA |  | 464943, 464877 |  |  |  |  | 40915 | 43602
6944 | 29200000TL | 03483 | EGC010027 | P | 58009502 | 58 | EGTL Spares | Mtce | 14 | 14Z | KIT:METER | HART TRANSMITTER | CONTAINS LCD METER, COVER, GLASS, LCD, HART INSTRUMENTS, DP PRESSURE TRANSMITTERS; ALUMINUM HOUSING METER KIT, LCD, HART INSTRUMENTS, 03031-0193-0101. Cross Ref Equip Tag :150-PXT-0507 150-PXT-0509 150-PXT-0511 150-PXT-0514 175-PXT-0001 181-PT-0021 150- | EA | 10 | 0 | 0 | NO | 256.2144 | 39768.7467 | ROSEMOUNT MEASUREMENT | 03031-0193-0101 | AG2096M-F-M190 | 01,22 | 1 | 1AXX | 1CCC | [6 empty] | 41259
6945 | 29200000TL | 03483 | EGC010027 | P | 58017957 | 58 | EGTL Spares | Mtce | 54 | 54D | O-RING:SIDE PLATE,234.5MM ID | 238 MM OD,3.53 MM WD,VITON | *OBS*GS&P-O-Rings : AS568-271, 173-PC-001A, 173-PC-001B, 173-PC-002A, 173-PC-002B, 173-PC-003A, 173-PC-003B, STEAM TURBINE COND. PUMP | EA | 3 | 0 | 0 | NO | 36.9214 | 5730.2 | ITT CORPORATION | C02495A2715304 |  | 00 | 1 | 2BAB | 2BAB | [6 empty] | 41248 | 45079 | [5 empty] | -2 | 1
6946 | 29200000TL | 03483 | EGC010027 | P | 58064868 | 58 | EGTL Spares | Mtce | 56 | 56Z | SCREW: CAP 7/8 IN X 95 MM LG | 316 STAINLESS STEEL |  | EA | 30 | 0 | 0 | NO | 0 | 0 | HYDROBOLT USA |  |  | 00 | 1 | [8 empty] | 43406
6947 | 29200000TL | 03483 | EGC010028 | P | 58014589 | 58 | EGTL Spares | Mtce | 56 | 56Z | BOLT: STUD ALL-THREAD | M24 DIA, 115 MM LG, 3 MM | *OBS*Fastener-BottWa : CARBON STEEL, SA-193,GR B7, 120-ES-202 | PC | 2 | 0 | 0 | NO | 6.867 | 2100 | LARSEN & TOUBRO |  | 8404 | 02 | 1 |  | 2BAB | [6 empty] | 40975 |  | 43014
6948 | 29200000TL | 03483 | EGC010028 | P | 58061226 | 58 | EGTL Spares | Mtce | 56 | 56Z | BOLT: STUD, 1/2 IN X 60MM LG. | WITH TWO HEAVY HEX NUTS | HYDROBOLT GROUP USA-STUDBOLT ASSEMBLED STUD BOLT 1/2 IN X 60MM LG. ALLOY STEEL, WITH TWO HEAVY HEX NUTS ASTM A193 GRADE B7 ASTM A194 GRADE 2H. NOTE: We required test certificates for the materials especially (PMI Test Certificate) Positive Material Identi | EA | 5 | 0 | 0 | NO | 4.1715 | 1453.3254 | LONE STAR FASTENERS |  |  | 02 | 1 | 2BAC | 3CCA | [6 empty] | 42092 | 45848 | 43330 | -4 | 1 |  |  | -10 | 1
6949 | 29300000TL | 03483 | EGC010028 | P | 58061303 | 58 | EGTL Spares | Mtce | 56 | 56Z | BOLT: STUD, 5/8 IN X 150MM LG. | WITH TWO HEAVY HEX NUTS | Fasteners / Hardware : ASSEMBLED; ALLOY STEEL ASTM A193 GRADE B7 ASTM A194 GRADE 2H | EA | 45 | 32 | 47 | YES | 10.58 | 16143.7046 | LAMONS |  |  | 02 | 1 | 2BAC | [7 empty] | 43782 | 46027 | 45645 | -20 | 1
6950 | 29300000TL | 03483 | EGC010029 | P | 11990526 | 11 | Bolts, Nuts, Washers | Const | 56 | 56Z | BOLT:HEX HEAD TYPE:STUD | DIA:1/2 IN LG:85MM LG | THRDS:8UN THDS MATL:STAINLESS STEEL SPEC:ASTM A193 GRADE B8 CLASS 2, GRADE:B8 CL2 BOLT: STUD, 1/2 IN X 85MM LG WITH TWO HEAVY HEX NUTS(8UN THDS); ASSEMBLED, STAINLESS STEEL, ASTM A193 GRADE B8 CLASS 2, ASTM A194 GRADE 8. | EA | 8 | 1 | 2 | YES | 30.61 | 46111.5162 | HYDROBOLT USA-STUDBOLT | 1/2 IN X 85 MM LG |  | 02,07,21 | [8 empty] | FSL128 | 43770 | 45159 | 45171 |  |  |  |  | -6 | 1
6951 | 29200000TL | 03483 | EGC010029 | P | 58017958 | 58 | EGTL Spares | Mtce | 54 | 54D | O-RING:SHAFT SLEEVE,152MM ID | 155.53 MM OD,3.53 MM WD,BUNA-N | *OBS*GS&P-O-Rings : AS 568-258, 173-PC-001B, 173-PC-002A, 173-PC-002B, 173-PC-003A, 173-PC-003B, STEAM TURBINE COND. PUMP | EA | 4 | 0 | 0 | NO | 34.2198 | 5310.92 | ITT CORPORATION | C02495A2585302 |  | 00 | 1 | 2BAB | 2BAB | [6 empty] | 41248 | 44346
6952 | 29200000TL | 03483 | EGC010030 | P | 58000253 | 58 | EGTL Spares | Mtce | 51 | 51C | MOTOR: HYDRAULIC ROLLER | AXIAL PISTON 5.0 M2 ZWAG | Electric Components - Motor / Generator :FILTER 330 LPM @ 6000 INPUT, 392 HP OUTPUT, 3300 RPM, NO BRAKE, NO 90M100, CS | EA | 1 | 0 | 0 | NO | 3276.211 | 508599 | SAUER-DANFOSS |  | 90M100SAE | 01,011,19,22, | 1 | 2BAB |  |  | 601-692 |  |  | ZWAG 5M2 |  | 40914
6953 | 29200000TL | 03483 | EGC010030 | P | 58015662 | 58 | EGTL Spares | Mtce | 32 | 32B | ARM: HEAVY DUTY, BARB, | LEFT, RIGHT, 1 IN-3 IN LG | Furniture : ALUMINUM, CROSS REF DWG NO EGTL1-CFC-CIV-DD-00000, EGTL1-CFC-CIV-DD-000004; THIS PART HAS BEEN SUPERCEDED BY: 32843 UNIVERSAL BARB ARM | EA | 1 | 0 | 0 | NO | 61.5855 | 9561.1467 | TYMETAL CORP | 3390 | 3390 | 01,22 | 1 | 1CCC |  |  | SEE ADDITIONAL INFO |  |  |  |  | 40975
6954 | 29200000TL | 03483 | EGC010030 | P | 58022939 | 58 | EGTL Spares | Mtce | 51 | 51E | REDUCER: CONDUIT | 2 IN X 1.25 IN,THD,FERALOY | Electric Components - Conduit / Fitting :EXPLOSION-PROOF REDUCING BUSHING | EA | 18 | 10 | 20 | NO | 3.9505 | 613.2375 | CROUSE-HINDS | RE64 |  | 02,21,22 | 1 | 30AC | [7 empty] | 41086 | 43515
6955 | 29200000TL | 03483 | EGC011001 | P | 58019713 | 58 | EGTL Spares | Mtce | 76 | 76Z | SLEEVE:FLEXIBLE OUTLET 8 IN ID | X 30 IN LG, 2 PLY BLACK | Pumps-Other : NEOPRENE RBR (FOR FRESH CATALYST PACKAGE) | EA | 2 | 0 | 0 | NO | 32.0289 | 4972.48 | DONALDSON | TD573 HI VAC HOSE |  | 01,22 | 1 | 2BBB | [7 empty] | 41328
6956 | 29200000TL | 03483 | EGC011002 | P | 58003789 | 58 | EGTL Spares | Mtce | 73 | 73A | HEATER: PICK, 3IN-NPT | 5000 LB/HR | Heat Transfer - Units & Parts : 26-13, SS 316 , , 110-EX-062A, 110-EX-062BGRID SIZE 3.065HEAT NO QJ128 | EA | 3 | 1 | 3 | NO | 5336.5671 | 828502.5767 |  | PICK 26-13 | PICK 26-13 | 22 | 1 | 1BBB |  |  | EDA05.530.110C |  |  |  |  | 40914 |  | 41612
6957 | 29200000TL | 03483 | EGC011002 | P | 58003792 | 58 | EGTL Spares | Mtce | 73 | 73A | HEATER:PICK,2IN NPT | EXCHANGER | Heat Transfer - Units & Parts : HEATER:PICK,2 IN NPT,2500 LB/HR, :26-12, SS 316, 110-EX-072, 26-12, SS 316, , 110-EX-072GRID SIZE 2.064HEAT NO V81031 | EA | 2 | 0 | 0 | NO | 2782.4357 | 431973.67 |  | PICK 26-12 | PICK 26-12 | 22 | 1 | 1BBB |  |  | EDA05.530.110C |  |  |  |  | 40914 |  | 41612
6958 | 29200000TL | 03483 | EGC011002 | P | 58020694 | 58 | EGTL Spares | Mtce | 54 | 54A | SEAL:INFLATABLE | FABRIC REINFORCED EPDM | Seals : 25.53 IN X 61.53 IN X 10 IN LG | EA | 1 | 0 | 1 | NO | 1861.56 | 310973.598 | PAWLING | PRS32991-1 |  | 01,22 | 1 |  | 1BBB | [6 empty] | 41522 | 41900 | 41946
6959 | 29200000TL | 03483 | EGC011003 | P | 58000290 | 58 | EGTL Spares | Mtce | 54 | 54A | GASKET:AIR CHAMBER | AND STEAM CHEST, EJECTOR | Gaskets : 0.062 IN THK, GRAFOIL GTK, CIRCULAR, 12.75 IN OD X 9.0 IN ID, 12.75 IN OD X 9.0 IN ID | EA | 7 | 0 | 0 | NO | 231.2083 | 35895.09 | GRAHAM CORP. | 66167-0360 | PN 00485765 | 01,22 | 1 | 2CCB |  |  | C-59543-1 |  |  | 06-66167-1 |  | 41322
6960 | 29200000TL | 03483 | EGC011003 | P | 58024004 | 58 | EGTL Spares | Mtce | 66 | 66Q | VALVE: GATE,DN25 (1 IN),800LB | 1 IN THD X FNPT,CS ASTM A105N | BODY,CS ASTM A105N BONNET,SS ASTM A182 F6A SEAT/STELLITED SEAT,AISI 416 HANDWHEEL BUSHING,CS ASTM A105 GLAND FLG,SS ASTM A182 F6A WEDGE,SS,ALLOY STL ASTM A193 GR B7/ASTM A194 GR 2H BOLTS/STUDS/NU R254/TH. ALTERNATIVE OEM BONNEY FORGE BONNEY FORGE V100340A | EA | 13 | 0 | 0 | NO | 126.4405 | 38556.1025 | CAPITAL / BONNEY FORGE | 1� HL-11-T |  | 02 |  | 2BAC | [7 empty] | 41086 | 44350 | 42622
6961 | 29300000TL | 03483 | EGC011004 | P | 58000046 | 58 | EGTL Spares | Mtce | 14 | 14Z | KIT: LEVEL GAUGE REPAIR | WITH TRANSPARENT GLASS | Instruments - Other & Parts : CONTAINS (2) T-BOROSILICATE GLASS, (2) GRAFOIL, (2) IFG5500, (2) MICA, 120-LG-2107, 120-LG-2107, 172-LG-0043, 172-LG-0044, 172-LG-0143, 172-LG-0144. | KI | 7 | 2 | 3 | YES | 1664.25 | 2578405.8825 | JERGUSON | 38TMCH40 |  | 01 | 1 | 2CCB |  |  | EGTL1-CLR-INS-GA-000201 |  |  | JRK-39AG |  | 43770 | 46003 | 45714 | 0 | 2
6962 | 29300000TL | 03483 | EGC011005 | P | 58017969 | 58 | EGTL Spares | Mtce | 54 | 54A | GASKET:CASING,0.062 IN THK | NON ASBESTOS,ROUND | Gaskets : &quot;173-PC-005A, 173-PC-005B, 173-PC-006A, 173-PC-006B, 173-PC-007A, 173-PC-007B , EGTL1-GOU-MEC-DD-730404 PART 351, STEAM TURBINE COND. PUMP&quot; | EA | 5 | 1 | 2 | YES | 150 | 232393.5 | ITT CORPORATION | 70782 82 5127 |  | 00 | 1 | 2BAB | [7 empty] | 43770 |  | 45477
6963 | 29200000TL | 03483 | EGC011005 | P | 58061247 | 58 | EGTL Spares | Mtce | 56 | 56Z | BOLT: STUD, 7/8 IN X 150MM LG | WITH TWO HEAVY HEX NUTS | Fasteners / Hardware : ASSEMBLED; ALLOY STEEL ASTM A193 GRADE B7 ASTM A194 GRADE 2H | EA | 2 | 0 | 0 | NO | 4.9333 | 1501.9961 | LAMONS |  |  | 02 | 1 | 2BAC | [6 empty] | FOEZC084 | 42092 | 44908 | 43589
6964 | 29200000TL | 03483 | EGC011006 | P | 58061230 | 58 | EGTL Spares | Mtce | 56 | 56Z | BOLT: STUD, 3/4 IN X 175MM LG. | WITH TWO HEAVY HEX NUTS | Fasteners / Hardware : ASSEMBLED; ALLOY STEEL ASTM A193 GRADE B7 ASTM A194 GRADE 2H | EA | 26 | 0 | 0 | NO | 3.9912 | 1223.0663 | LAMONS |  |  | 02 | 1 | 2BAC | [7 empty] | 42092 | 43944 | 43503
6965 | 29200000TL | 03483 | EGC011006 | P | 58061453 | 58 | EGTL Spares | Mtce | 56 | 56Z | BOLT:STUD,1-3/8 IN X 360MM LG | WITH TWO HEAVY HEX NUTS | ASSEMBLED, ALLOY STEEL ASTM A193 GRADE B7 ASTM A194 GRADE 2H | EA | 10 | 0 | 0 | NO | 5.0891 | 1558.096 | HYDROBOLT GROUP USA |  |  | 02 |  |  | 2BAB | [6 empty] | 43309 | 45499 |  |  |  | -2 | 1 | -28 | 2
6966 | 29200000TL | 03483 | EGC011007 | P | 58000288 | 58 | EGTL Spares | Mtce | 54 | 54A | GASKET:AIR CHAMBER | AND STEAM CHEST, EJECTOR | Gaskets : 0.062 IN THK, GRAFOIL GTK, CIRCULAR, 12.75 IN OD X 9.0 IN ID, 12.75 IN OD X 9.0 IN ID | EA | 9 | 0 | 0 | NO | 231.2083 | 35895.09 | GRAHAM CORP. | 66166-0360 | SNB10D-213/CU2T | 01,22 | 1 | 2CCB |  |  | C-59542-1 |  |  | 06-66166-1 |  | 41322
6967 | 29200000TL | 03483 | EGC011007 | P | 58022968 | 58 | EGTL Spares | Mtce | 51 | 51Z | BREAKER: CIRCUIT | 480 VAC,3 POLE,70A,22KAIC | Electric-Other : THERMAL MAGNETIC,480 VAC, 3 POLE, 70A, 22KAIC, WITH 24VDC SHUNT TRIP, WITH 24VDC SHUNT TRIP | EA | 3 | 2 | 3 | NO | 401.02 | 122912.63 | EATON | GD3070 |  | 01,10 | 1 | 30AC | [7 empty] | 41086 | 42721 | 42761
6968 | 29200000TL | 03483 | EGC011007 | P | 58022969 | 58 | EGTL Spares | Mtce | 51 | 51Z | BREAKER: CIRCUIT | 480 VAC,3 POLE,90A,22KAIC | Electric-Other : THERMAL MAGNETIC, WITH 24VDC SHUNT TRIP, WITH 24VDC SHUNT TRIP | EA | 3 | 1 | 3 | NO | 1653.9 | 627655.05 | EATON CUTLER HAMMER | GD3100S4 |  | 01,10 | 1 | 30AC | [5 empty] | :GD 3P 100A W/ 24V |  | 41086 | 43631 | 43735
6969 | 29200000TL | 03483 | EGC011008 | P | 58061525 | 58 | EGTL Spares | Mtce | 56 | 56Z | BOLT:STUD, 3/4 IN X 160MM LG | WITH TWO HEAVY HEX NUTS | (8UN THDS); ASSEMBLED; STAINLESS STEEL, ASTM A193 GRADE B8T CLASS 2, ASTM A194 GRADE 8MA. | EA | 1 | 0 | 0 | NO | 2.8199 | 864.14 | BEA S.R.L. |  |  | 02 |  |  | 2BAB | [6 empty] | 43310
6970 | 29200000TL | 03483 | EGC011008 | P | 58061565 | 58 | EGTL Spares | Mtce | 56 | 56Z | SCREW: CAP 7/8 IN X 65MM LG | GRADE B7 |  | EA | 20 | 10 | 20 | NO | 1.8954 | 580 | AALL AMERICAN FASTENERS |  |  | 02,21,22 |  |  | 2BAB | [6 empty] | 43428
6971 | 29200000TL | 03483 | EGC011008 | P | 58061643 | 58 | EGTL Spares | Mtce | 56 | 56Z | BOLT:STUD,1-1/8 IN X 230MM LG | WITH TWO HEAVY HEX NUTS | ASSEMBLED, STAINLESS STEEL, ASTM A193 GR B8T, ASTM A194 GR 8MA | EA | 2 | 0 | 0 | NO | 0 | 0 | BEA S.R.L. |  |  | 02 |  |  | 2BAB | [6 empty] | 43310
6972 | 29200000TL | 03483 | EGC011008 | P | 58062490 | 58 | EGTL Spares | Mtce | 56 | 56Z | BOLT:STUD,5/8 IN X 130MM LG | WITH TWO HEAVY HEX NUTS | ASSEMBLED, ALLOY STEEL ASTM A193 GRADE B7 ASTM A194 GRADE 2H | EA | 12 | 0 | 0 | NO | 11.6682 | 3575.7279 | BEA S.R.L. |  |  | 02 |  | 2BAC | 2BAC | [6 empty] | 43310 | 46005 |  | -32 | 1
6973 | 29200000TL | 03483 | EGC011009 | P | 58000090 | 58 | EGTL Spares | Mtce | 54 | 54A | GASKET: FLEXICARB | 424 MM ID, 444 MM OD | KAMMPROFILE, GMGC - 304 SS, 4 MM THK, 11 MM RIB WD, 6 MM RADII, CHANNEL SIDE, 120-ES-013, 120-ES-013 | EA | 1 | 0 | 0 | NO | 1050.8792 | 163159.5 | EEC | X-7211-K-CG | 3ZTW450519476 | 01,22 | 1 | 2CBB | 1CCC |  | X-7211-K |  |  | X-7211 |  | 41285 | 44842
6974 | 29200000TL | 03483 | EGC011009 | P | 58000322 | 58 | EGTL Spares | Mtce | 54 | 54A | GASKET: SPIRAL WOUND | DN50 (2 IN) PIPE, 150 LB | Gaskets : 304 SS INNER RING, CS OUTER RING, GRAPHITE FILLER, 316 SS WINDING, FLEXITALLIC CGI, ASME B16.20, 150 LB RF, ASME B16.20, 150 LB RF. | PC | 2 | 0 | 0 | NO | 24.55 | 7279.7107 | FLEXITALLIC |  | 4 | 01,22 | 1 | 3CAC |  |  | EGTL1-MIS-VES-DD-452006 |  |  | 1644-02 |  | 41209 | 45952 | 41949 | -6 | 1
6975 | 29300000TL | 03483 | EGC011011 | P | 58061211 | 58 | EGTL Spares | Mtce | 56 | 56Z | BOLT: STUD, 5/8 IN X 175MM LG. | WITH TWO HEAVY HEX NUTS | Fasteners / Hardware : ASSEMBLED; ALLOY STEEL ASTM A193 GRADE B7 ASTM A194 GRADE 2H | EA | 11 | 7 | 11 | YES | 17.0727 | 26207.0755 | LAMONS |  |  | 02 | 1 | 2BAC | [7 empty] | 43770 |  | 45870
6976 | 29200000TL | 03483 | EGC011011 | P | 58061216 | 58 | EGTL Spares | Mtce | 56 | 56Z | BOLT: STUD, 3/4 IN X 55MM LG. | WITH TWO HEAVY HEX NUTS | Fasteners / Hardware : ASSEMBLED; ALLOY STEEL ASTM A193 GRADE B7 ASTM A194 GRADE 2HNUTS: Standard Specification for Carbon Steel, Alloy Steel, and Stainless Steel Nuts for Bolts for High Pressure or High Temperature Service | EA | 20 | 0 | 0 | NO | 0.2102 | 41.6371 | LAMONS |  |  | 02 | 1 | 2BAC | [7 empty] | 42092 | 42879
6977 | 29200000TL | 03483 | EGC011011 | P | 58061217 | 58 | EGTL Spares | Mtce | 56 | 56Z | BOLT: STUD, 3/4 IN X 75MM LG. | WITH TWO HEAVY HEX NUTS | Fasteners / Hardware : ASSEMBLED; ALLOY STEEL ASTM A193 GRADE B7 ASTM A194 GRADE 2H | EA | 4 | 0 | 0 | NO | 0.595 | 117.8695 | LAMONS |  |  | 02 | 1 | 2BAC | [7 empty] | 42092
6978 | 29200000TL | 03483 | EGC011011 | P | 58061238 | 58 | EGTL Spares | Mtce | 56 | 56Z | BOLT: STUD, 7/8 IN X 60MM LG | WITH TWO HEAVY HEX NUTS | Fasteners / Hardware : ASSEMBLED; ALLOY STEEL ASTM A193 GRADE B7 ASTM A194 GRADE 2H | EA | 5 | 0 | 0 | NO | 0.25 | 49.5251 | LAMONS |  |  | 02 | 1 | 2BAC | [7 empty] | 42092
6979 | 29200000TL | 03483 | EGC011012 | P | 58003404 | 58 | EGTL Spares | Mtce | 02 | 02A | PACKING: RING SET OST,4 RINGS | GRAFOIL, SQ, 6 IN | Heating Ventilation and Air Conditioning Equipnment & Parts : FOR SOLENOID VALVES | EA | 28 | 4 | 12 | NO | 64.0302 | 9938.304 | EVERLASTING | GX16S01H0 |  | 01,22 | 1 | 2CAB | [7 empty] | 41257 | 45837 |  | -32 | 4
6980 | 29200000TL | 03483 | EGC011012 | P | 58061229 | 58 | EGTL Spares | Mtce | 56 | 56Z | BOLT: STUD, 3/4 IN X 170MM LG. | WITH TWO HEAVY HEX NUTS | Fasteners / Hardware : ASSEMBLED; ALLOY STEEL ASTM A193 GRADE B7 ASTM A194 GRADE 2H | EA | 4 | 50 | 100 | NO | 9.2982 | 2849.5753 | LAMONS |  |  | 02 | 1 | 2BAC | [7 empty] | 42092 | 44738 | 42754
6981 | 29200000TL | 03483 | EGC011012 | P | 58061442 | 58 | EGTL Spares | Mtce | 54 | 54D | BOLT: STUD, 7/8 IN X 120MM LG | WITH TWO HEAVY HEX NUTS | ASSEMBLED STUD BOLT WITH TWO HEAVY HEX NUTS, 7/8 IN X 120MM LG, ALLOY STEEL ASTM A193 GRADE B7 ASTM A194 GRADE 2H. | EA | 42 | 20 | 30 | NO | 0.8166 | 249.1944 | BEA S.R.L. GROUP/PORTLAND | ASTM A193-B7/ASTM A194/2H |  | 02 |  |  | 2BAB | [6 empty] | 42959
6982 | 29200000TL | 03483 | EGC011013 | P | 07991569 | 07 | Gaskets, Rags, Chain, Packings | Const | 54 | 54A | GASKET:RTJ RING NUMBER:R-49 | PIPE SIZE:8 CLASS:SEE |  | EA | 5 | 4 | 10 | NO | 351.6575 | 107751.952 | LAMONS KAMMPRO GASKET | 347 SST- 8 INCH PIPE |  | 23 | [9 empty] | 43395 | 45744 | 43556 | -2 | 1
6983 | 29200000TL | 03483 | EGC011013 | P | 58006687 | 58 | EGTL Spares | Mtce | 56 | 56Z | WASHER: FLAT,M24 NOM,25 MM ID | 44 MM OD,4 MM THK,304 SS | *OBS*Fastener-BottWa : SA194,GR 8, 171-XF-020B, 183-XF-001A, 183-XF-001B, EGTL1-FAC-MEC-DD-830005, POTABLE WATER BARRIER FILTERS | PC | 26 | 0 | 0 | NO | 15.0953 | 2343.54 | FACET | 48140240 |  | 01,22 | 1 | 2BCC |  |  | EGTL1-FAC-MEC-DD-710005 |  |  | 7R6, 1M4 |  | 41158 | 44584
6984 | 29200000TL | 03483 | EGC011014 | P | 58006685 | 58 | EGTL Spares | Mtce | 54 | 54A | GASKET: SPIRAL WOUND,10 IN PIP | 150 LB,304 SS INNER RING,304 | Gaskets : SS OUTER RING,GRAPHITE FILLER,304 SS WINDING,SPIROMETALLIC,10 IN-150#RF, 171-XF-020B SPIROMETALLIC RF, POTABLE WATER BARRIER FILTERS. | PC | 92 | 0 | 0 | NO | 178.7573 | 27748.5426 |  |  |  | 01,22 | 1 | 2BCC |  |  | EGTL1-FAC-MEC-DD-710005 |  |  | 7R4 |  | 41158 | 45913 | 41810 | -8 | 2
6985 | 29200000TL | 03483 | EGC011015 | P | 58000208 | 58 | EGTL Spares | Mtce | 54 | 54A | GASKET: SPIRAL WOUND | DN150 6 IN PIPE,300 LB,304 SS | Gaskets : INNER RING,304 SS OUTER RING,GRAPHITE FILLER,304L SS WINDING,FLEXITALLIC CGI,3.2MM THK,ASME B16.20135-VD-007 | PC | 1 | 0 | 0 | NO | 48.6164 | 7763.9956 | FLEXITALLIC |  |  | 01,22 | 1 | 2BBC |  |  | EGTL1-MIS-VES-GA-351002 |  |  | 9464-06 |  | 41249 | 45810 | 41922 | -26 | 8 | -10 | 1 | -50 | 5
6986 | 29200000TL | 03483 | EGC011016 | P | 58000806 | 58 | EGTL Spares | Mtce | 54 | 54A | GASKET: SPIRAL WOUND | 10 IN PIPE,150 LB,304SS | Gaskets : INNER RING,CS OUTER RING,GRAPHITE FILLER,304 SS WINDING,FLEXITALLIC CGI,10 IN, LUBE OIL FILTER, FLG, TAG NO 120-XF-020A/B & 021A/B. FOR OIL-FREE SCREW COMPRESSOR | EA | 41 | 0 | 0 | NO | 132.5352 | 20575.412 | FLEXITALLIC | GSKT-010-0150-SW-IR | DKME-2702-01-11 | 01,22 | 1 |  |  |  | ES-345-053A/B |  |  |  |  | 41320 | 45739 | 41903 | -2 | 1 |  |  | -36 | 2
6987 | 29300000TL | 03483 | EGC011018 | P | 11990538 | 11 | Bolts, Nuts, Washers | Const | 56 | 56Z | BOLT: STUD W/2 HEAVY HEX NUTS | DIA:3/4 IN X220 MM LG(8UN THD) | BOLT: STUD, 3/4 IN X 220MM LGWITH TWO HEAVY HEX NUTS (8UN THDS); ASSEMBLED, STAINLESS STEEL, ASTM A193 GRADE B8 CLASS 2, ASTM A194 GRADE 8MA. | EA | 16 | 2 | 3 | YES | 215.705 | 147031.5742 | HYDROBOLT USA-STUDBOLT | 3/4 IN X 220 MM LG |  | 02,07,21 |  |  | 2BBB | [5 empty] | MTCNL024 | 43770 | 45118 | 45159 |  |  |  |  | -8 | 1
6988 | 29200000TL | 03483 | EGC011018 | P | 58022746 | 58 | EGTL Spares | Mtce | 76 | 76Z | KIT: SPARE PARTS MAJOR | FOR VACUUM PUMP | Pumps-Other : CONTAINS (1) O-RINGS, (1) OIL SEALS, (1) NON-RETURN VALVE, (1) GAS BALLEST SET, (1) EXHAUST VALVE SET,(1) GASKET SET, (1) VANE SET, PHV50 | KI | 2 | 0 | 0 | NO | 1198.6472 | 186077.9925 | WILSON |  |  | 01,22 | 1 | 1BAB | [7 empty] | 41086
6989 | 29200000TL | 03483 | EGC011018 | P | 58061231 | 58 | EGTL Spares | Mtce | 56 | 56Z | BOLT: STUD, 3/4 IN X 185MM LG. | WITH TWO HEAVY HEX NUTS | Fasteners / Hardware : ASSEMBLED; ALLOY STEEL ASTM A193 GRADE B7 ASTM A194 GRADE 2H | EA | 88 | 0 | 0 | NO | 10.6296 | 3257.5472 | LAMONS |  |  | 02 | 1 | 2BAC | 3CCA | [6 empty] | 42092 | 44867 | 42754
6990 | 29300000TL | 03483 | EGC011019 | P | 58005854 | 58 | EGTL Spares | Mtce | 54 | 54A | GASKET:CASING | 400MM DIA X 0.062 IN THK | Gaskets : ARAMID FIBER WITH EPDM RBR,CIRCULAR, PART NO. 70782 28 5127, TAGS. REF. 171-PC-053 A/B/C, 171-PC-054 A/B, 171-PC-056 A/B SN E732F577, EQUIPMENT: CENTRIFUGAL PUMPS, SOLENOID VALVES AND SILECER | EA | 1 | 0 | 1 | YES | 94.27 | 43403.7934 | ITT CORPORATION | 70782 28 5127 |  | 01 | 1 | 2CAC |  |  | SEE ADDITIONAL INFO |  |  |  |  | 43770 | 45202 | 44783 |  |  |  |  | -1 | 1
6991 | 29300000TL | 03483 | EGC011019 | P | 58005855 | 58 | EGTL Spares | Mtce | 54 | 54A | GASKET:CASING | 0.062 IN THK,NON-ASBESTOS | Gaskets : PART. NO. 70782 29 5127 TAGS. REF. 171-PC-051, 171-PC-052 A/B | EA | 1 | 0 | 1 | YES | 145 | 217568.15 | ITT CORPORATION | 70782 29 5127 | E3056-16-P52935-8 | 01 | 1 | 2CAC |  |  | A732580C, A732579C |  |  |  |  | 43770 |  | 45564
6992 | 29200000TL | 03483 | EGC011020 | P | 07991581 | 07 | Gaskets, Rags, Chain, Packings | Const | 54 | 54A | GASKET:RTJ RING NUMBER:R-49 | PIPE SIZE:8 CLASS:SEE |  | EA | 4 | 4 | 10 | NO | 287.1572 | 91997.3318 | LAMONS KAMMPRO GASKET | 316 SST - 8 INCH PIPE |  | 23 | [9 empty] | 43395 | 44039 | 43780
6993 | 29300000TL | 03483 | EGC011020 | P | 58017952 | 58 | EGTL Spares | Mtce | 54 | 54A | GASKET:CASING,0.062IN THK | NON-ASBESTOS,ROUND | Gaskets : &quot;173-PC-001A, 173-PC-001B, 173-PC-002A, 173-PC-002B, 173-PC-003A, 173-PC-003B (MODEL 3180 M 4X6-19) , EGTL1-GOU-MEC-DD-730204 PART 351, STEAM TURBINE COND. PUMP&quot; | EA | 3 | 1 | 2 | YES | 291.1876 | 441638.9667 | ITT CORPORATION | 70782 176 5127 |  | 00 | 1 | 2BAB | [7 empty] | 43770 | 45139 | 45356 |  |  |  |  | -2 | 2
6994 | 29200000TL | 03483 | EGC011021 | P | 07991606 | 07 | Gaskets, Rags, Chain, Packings | Const | 54 | 54A | GASKET:RTJ RING NUMBER:R-49 | PIPE SIZE:8 CLASS:SEE |  | EA | 1 | 4 | 10 | NO | 547.9566 | 176944.0618 | LAMONS KAMMPRO GASKET | FOR CHROME 8 INCH PIPE |  | 01A,02 | [9 empty] | 43421 | 44234 | 43780
6995 | 29200000TL | 03483 | EGC011021 | P | 07991607 | 07 | Gaskets, Rags, Chain, Packings | Const | 54 | 54A | GASKET:RTJ RING NUMBER:R-53 | PIPE SIZE:10 CLASS:SEE |  | EA | 1 | 0 | 0 | NO | 275.9032 | 84484.33 | LAMONS KAMMPRO GASKET | FOR CHROME 10 INCH PIPE |  | 23 | [9 empty] | 43421 | 44039
6996 | 29300000TL | 03483 | EGC011021 | P | 58000210 | 58 | EGTL Spares | Mtce | 54 | 54A | GASKET: SPIRAL WOUND DN80 3 IN | PIPE,300 LB,304 SS INNER RING, | Gaskets : "CS OUTER RING,GRAPHITE FILLER,304 SS WINDING,FLEXITALLIC CGI,3.2MM THK, ASME B16.20 130-VD-013, (FOR PRESSURE VESSELS)" | PC | 24 | 17 | 25 | YES | 27.69 | 41459.9601 | FLEXITALLIC |  |  | 01,22 | 1 | 2CCC | [5 empty] | 9465-06 | BENL3495 | 43770 | 45509 | 45359 |  |  | -20 | 2 | -30 | 2
6997 | 29200000TL | 03483 | EGC011021 | P | 58023103 | 58 | EGTL Spares | Mtce | 51 | 51E | BODY: CONDUIT OUTLET | 1-1/4 IN HUB,3 HUB,TYPE T | Electric Components - Conduit / Fitting :FORM 7,THD,ALUM,TEE HUB PLACEMENT,SIDE ACCESS OPENING,WITHOUT COVER & GASKET | EA | 25 | 13 | 25 | NO | 16.5022 | 2561.63 | CROUSE-HINDS | T47-SA |  | 01 | 1 | 30AC | [7 empty] | 41086
6998 | 29300000TL | 03483 | EGC011022 | P | 58061213 | 58 | EGTL Spares | Mtce | 56 | 56Z | BOLT: STUD, 5/8 IN X 200MM LG. | WITH TWO HEAVY HEX NUTS | Fasteners / Hardware : ASSEMBLED; ALLOY STEEL ASTM A193 GRADE B7 ASTM A194 GRADE 2H | EA | 30 | 10 | 15 | YES | 4.424 | 6709.9024 | LAMONS |  |  | 02 | 1 | 2BAC | [6 empty] | GIL568 | 43770 | 44950 | 45611 |  |  |  |  | -15 | 1
6999 | 29200000TL | 03483 | EGC011022 | P | 58061305 | 58 | EGTL Spares | Mtce | 56 | 56Z | BOLT: STUD, 3/4IN X 185MM LG | WITH TWO HEAVY HEX NUTS | Fasteners / Hardware : ASSEMBLED; ALLOY STEEL ASTM A193 GRADE B7 ASTM A194 GRADE 2H (TEFLON COATED) | EA | 34 | 0 | 0 | NO | 8.9 | 2727.85 | LAMONS |  |  | 02 | 1 | 2BAC | [7 empty] | 42092 | 45812 | 42754 | -16 | 1
7000 | 29200000TL | 03483 | EGC011023 | P | 58000091 | 58 | EGTL Spares | Mtce | 54 | 54A | GASKET: FLEXICARB | 424 MM ID, 444 MM OD | KAMMPROFILE, GMGC-304 SS, 4 MM THK, NONE RIB WD, NONE RADII, SHELL SIDE, 120-ES-013, 120-ES-013 | EA | 1 | 0 | 0 | NO | 975.8164 | 151505.25 | EEC | X-7211-K-SG | 3GTW450506721 | 01,22 | 1 | 2CBB | 1CCC |  | X-7211-K |  |  | X-7211 |  | 41285 | 44842
7001 | 29300000TL | 03483 | EGC011023 | P | 58061320 | 58 | EGTL Spares | Mtce | 56 | 56Z | BOLT: STUD, 1-1/2IN X 255MM LG | WITH TWO HEAVY HEX NUTS | Fasteners / Hardware : ASSEMBLED; ALLOY STEEL ASTM A193 GRADE B7 ASTM A194 GRADE 2H | EA | 6 | 2 | 4 | YES | 25.98 | 38528.8447 | LAMONS |  |  | 02 | 1 | 2BAC | 2CCC | [6 empty] | 43770 |  | 45407
7002 | 29200000TL | 03483 | EGC011024 | P | 11990537 | 11 | Bolts, Nuts, Washers | Const | 56 | 56Z | BOLT: STUD W/2 HEAVY HEX NUTS | DIA:3/4 IN X200 MM LG(8UN THD) | BOLT: STUD, 3/4 IN X 200MM LGWITH TWO HEAVY HEX NUTS (8UN THDS); ASSEMBLED, STAINLESS STEEL, ASTM A193 GRADE B8 CLASS 2, ASTM A194 GRADE 8 | EA | 10 | 8 | 16 | NO | 84.65 | 25939.2995 | HYDROBOLT USA-STUDBOLT | 3/4 IN X 200 MM LG |  | 02,07,21 |  |  | 2BBB | [6 empty] | 43435 |  | 43594
7003 | 29200000TL | 03483 | EGC011024 | P | 11990541 | 11 | Bolts, Nuts, Washers | Const | 56 | 56Z | BOLT: STUD W/2 HEAVY HEX NUTS | DIA:3/4 IN X250 MM LG(8UN THD) | BOLT: STUD, 3/4 IN X 250MM LGWITH TWO HEAVY HEX NUTS (8UN THDS); ASSEMBLED, STAINLESS STEEL, ASTM A193 GRADE B8 CLASS 2, ASTM A194 GRADE 8. | EA | 2 | 10 | 20 | NO | 95.97 | 29408.0871 | HYDROBOLT USA-STUDBOLT | 3/4 IN X 250 MM LG |  | 02,07,21 |  |  | 2BBB | [5 empty] | PPNL500 | 43435 | 45118 | 43594 |  |  |  |  | -10 | 1
7004 | 29200000TL | 03483 | EGC011024 | P | 11990550 | 11 | Bolts, Nuts, Washers | Const | 56 | 56Z | BOLT:HEX HEAD TYPE:STUD | DIA:1-1/4 IN LG:240 MM LG | THRDS:STD MATL:STAINLESS STEEL SPEC:ASTM A193 GRB8 CL2, ASTM A194 GRADE:B8 CL2 BOLT: STUD, 1-1/4 IN X 240 MM LG WITH TWO HEAVY HEX NUTSASSEMBLED, STAINLESS STEEL, ASTM A193 GR B8 CLASS 2, ASTM A194 GR 8. | EA | 2 | 0 | 0 | NO | 258.45 | 79196.8335 | HYDROBOLT USA-STUDBOLT | 1-1/4 IN X 240 MM LG |  | 02,07,21 | [9 empty] | 43445 | 43974 | 43594
7005 | 29200000TL | 03483 | EGC011024 | P | 58022940 | 58 | EGTL Spares | Mtce | 51 | 51E | REDUCER: CONDUIT | 2 IN X 1 IN,THD,FERALOY | Electric Components - Conduit / Fitting :EXPLOSION-PROOF REDUCING BUSHING | EA | 20 | 10 | 20 | NO | 3.9505 | 613.2375 | CROUSE-HINDS | RE63 |  | 02,21,22 | 1 | 30AC | [7 empty] | 41086
7006 | 29200000TL | 03483 | EGC011024 | P | 58022942 | 58 | EGTL Spares | Mtce | 51 | 51E | REDUCER: CONDUIT | 1.50 IN X 1 IN,THD,ALUM | Electric Components - Conduit / Fitting :EXPLOSION-PROOF REDUCING BUSHING | EA | 40 | 20 | 40 | NO | 2.9504 | 457.9875 | CROUSE-HINDS | RE53 |  | 02,21,22 | 1 | 30AC | [7 empty] | 41086
7007 | 29200000TL | 03483 | EGC011024 | P | 58022944 | 58 | EGTL Spares | Mtce | 51 | 51E | REDUCER: CONDUIT | 1.25 IN X .75 IN,THD,ALUM | Electric Components - Conduit / Fitting :EXPLOSION-PROOF REDUCING BUSHING | EA | 22 | 20 | 40 | NO | 1.7002 | 263.925 | CROUSE-HINDS | RE42 |  | 02,21,22 | 1 | 30AC | [7 empty] | 41086 | 43823
7008 | 29200000TL | 03483 | EGC011025 | P | 58022934 | 58 | EGTL Spares | Mtce | 51 | 51E | UNION: CONDUIT EXPLOSION-PROOF | 3/4 IN,FEMALE-FEMALE,ALUM | Electric Components - Conduit / Fitting :STRAIGHT FITTING | EA | 23 | 13 | 25 | NO | 6.5009 | 1009.13 | CROUSE-HINDS | UNF205 |  | 01 | 1 | 30AC | [7 empty] | 41086 | 42563
7009 | 29200000TL | 03483 | EGC011025 | P | 58022943 | 58 | EGTL Spares | Mtce | 51 | 51E | REDUCER: CONDUIT | 1.25 IN X 1 IN,THD,ALUM | Electric Components - Conduit / Fitting :EXPLOSION-PROOF REDUCING BUSHING | EA | 32 | 10 | 20 | NO | 1.7002 | 263.925 | CROUSE-HINDS | RE43 |  | 02,21,22 | 1 | 30AC | [7 empty] | 41086 | 43688
7010 | 29200000TL | 03483 | EGC011025 | P | 58061237 | 58 | EGTL Spares | Mtce | 56 | 56Z | BOLT: STUD, 1-1/8IN X 345MM LG | WITH TWO HEAVY HEX NUTS | Fasteners / Hardware : COLLAR-B MECHANICAL BOLT | EA | 5 | 0 | 0 | NO | 4.6325 | 917.6983 | LAMONS |  |  | 02 | 1 | 2BAC | [7 empty] | 42092
7011 | 29200000TL | 03483 | EGC011026 | P | 58022932 | 58 | EGTL Spares | Mtce | 51 | 51E | UNION: CONDUIT EXPLOSION-PROOF | 1-1/4 IN,FEMALE-FEMALE,FERALOY | Electric Components - Conduit / Fitting :STRAIGHT FITTING | EA | 15 | 8 | 15 | NO | 17.6523 | 2740.16 | CROUSE-HINDS | UNF405 |  | 01 | 1 | 30AC | [7 empty] | 41086
7012 | 29300000TL | 03483 | EGC011026 | P | 58061232 | 58 | EGTL Spares | Mtce | 56 | 56Z | BOLT: STUD, 3/4 IN X 190MM LG. | WITH TWO HEAVY HEX NUTS | Fasteners / Hardware : ASSEMBLED; ALLOY STEEL ASTM A193 GRADE B7 ASTM A194 GRADE 2H | EA | 54 | 11 | 16 | YES | 8.25 | 2974.125 | LAMONS |  |  | 02 | 1 | 2BAC | 1BBB | [6 empty] | 43770 | 45597 | 43873 |  |  | -10 | 1 | -24 | 1
7013 | 29200000TL | 03483 | EGC011026 | P | 58061262 | 58 | EGTL Spares | Mtce | 56 | 56Z | BOLT: STUD, 5/8 IN X 45MM LG | WITH TWO HEAVY HEX NUTS | Fasteners / Hardware : ASSEMBLED; ALLOY STEEL ASTM A193 GRADE B7 ASTM A194 GRADE 2H | EA | 52 | 0 | 0 | NO | 0.34 | 67.354 | LAMONS |  |  | 02 | 1 | 2BAC | [7 empty] | 42092
7014 | 29300000TL | 03483 | EGC011027 | P | 58061395 | 58 | EGTL Spares | Mtce | 54 | 54A | GASKET: SPIRAL WOUND, 3 IN | ASME B16.20; CLASS 150 | STAINLESS STEEL WINDING; GRAPHITE FILLER; TYPE 304 STAINLESS STEEL INNER RING; CARBON STEEL OUTER RING | EA | 2 | 1 | 2 | YES | 14 | 20426.56 | LAMONS GASKET COMPANY |  |  | 01,02 | 1 | 2BAC | 2CBC | [6 empty] | 44107 | 45859 | 45965 | -2 | 1
7015 | 29200000TL | 03483 | EGC011028 | P | 58000727 | 58 | EGTL Spares | Mtce | 54 | 54A | GASKET: SPIRAL WOUND | 2 IN PIPE,150 LB,304 SS | Gaskets : INNER RING,304 SS OUTER RING,GRAPHITE FILLER,304 SS WINDING, RF, 130-VH-003A/B / DRAWING NUMBER EGTL1-GNG-VES-DD-300014.FOR HOPPERS | PC | 3 | 0 | 0 | NO | 193.0999 | 29978.5814 | HERTEL |  | 3670104 | 01 | 1 | 2CCB |  |  | EGTL1-GNG-VES-DD-300003 |  |  |  |  | 41447 | 44677
7016 | 29200000TL | 03483 | EGC011028 | P | 58011055 | 58 | EGTL Spares | Mtce | 54 | 54A | GASKET:CASING,PTFE | WAX FILTRATION PACKAGE |  | EA | 2 | 1 | 2 | NO | 26 | 4035.98 | SAM ENGINEERING | 330-150-17 | A6X19900413 | 01 | 1 | [8 empty] | 41505
7017 | 29200000TL | 03483 | EGC011028 | P | 58022878 | 58 | EGTL Spares | Mtce | 51 | 51E | CONNECTOR: CABLE/CONDUIT | 1/2 IN HUB,0.25 IN-0.38 IN | Electric Components - Conduit / Fitting :FLEXIBLE CORD CONNECTOR, LIQUID-TIGHT,STRAIGHT,ALUM | EA | 40 | 20 | 40 | NO | 3.3504 | 520.0875 | CROUSE-HINDS | CGB193-SG |  | 01 | 1 | 30AC | [7 empty] | 41086 | 43492
7018 | 29200000TL | 03483 | EGC011028 | P | 58064877 | 58 | EGTL Spares | Mtce | 56 | 56Z | SCREW: CAP 3/4 IN X 60 MM LG | FULL THREAD CARBON STEEL |  | EA | 15 | 0 | 0 | NO | 20 | 6111.162 | BEA |  |  | 00 | 1 | [8 empty] | 42987 |  | 43057
7019 | 29300000TL | 03483 | EGC011029 | P | 58061267 | 58 | EGTL Spares | Mtce | 56 | 56Z | BOLT: STUD, 1 IN X 175MM LG | WITH TWO HEAVY HEX NUTS | Fasteners / Hardware : ASSEMBLED; ALLOY STEEL ASTM A193 GRADE B7 ASTM A194 GRADE 2H | EA | 37 | 15 | 22 | YES | 26.6 | 41441.7025 | LAMONS |  |  | 02 | 1 | 2BAC | 2BBB | [6 empty] | 43971 | 45680 | 45890 | -9 | 1 | -5 | 1
7020 | 29200000TL | 03483 | EGC011029 | P | 58062467 | 58 | EGTL Spares | Mtce | 56 | 56Z | SCREW: CAP WITH NUT | 1 IN X 305MM LONG | CARBON STEEL, 307 B | EA | 10 | 0 | 0 | NO | 6.3509 | 1943.39 | BEA S.R.L. |  |  | 02,21,22 |  |  | 2BAB | [6 empty] | 43426
7021 | 29200000TL | 03483 | EGC011030 | P | 58005676 | 58 | EGTL Spares | Mtce | 53 | 53A | O-LET: PIPE SOCKOLET | 3/4 IN, 6000 LB | Fittings - Pipe - Carbon Steel :FLAT, CS ASTM A105, UNS K03504, B | EA | 20 | 0 | 0 | NO | 14.7779 | 2294.27 | WILSON SUPPLY | SEE DESCRIPTION |  | 02 |  | 2CAC | [7 empty] | 40915 | 44148 | 41464
7022 | 29200000TL | 03483 | EGC011030 | P | 58005678 | 58 | EGTL Spares | Mtce | 53 | 53A | O-LET: PIPE SOCKOLET | 1-1/2 IN, 6000 LB | Fittings - Pipe - Carbon Steel :FLAT, CS ASTM A105, UNS K03504, B | EA | 74 | 10 | 15 | NO | 77.6534 | 12055.992 | USA INDUSTRIES INC. | SEE DESCRIPTION |  | 02 |  | 2CAC | [7 empty] | 40915 | 42882 | 41464
7023 | 29200000TL | 03483 | EGC012001 | P | 58011208 | 58 | EGTL Spares | Mtce | 54 | 54A | GASKET:8 MM,GRAPHITE,CIRCULAR | GATE, GLOBE AND CHECK VALVES |  | PC | 3 | 0 | 0 | NO | 372 | 57753 | PACMAAN J.D.JONES & CO.(P | NA-710V |  | 01,22 | 1 | 2CBA | [5 empty] | NA-710V |  | 41320 | 41625
7024 | 29200000TL | 03483 | EGC012001 | P | 58011209 | 58 | EGTL Spares | Mtce | 54 | 54A | GASKET:6 MM,GRAPHITE,CIRCULAR | GATE, GLOBE AND CHECK VALVES |  | PC | 7 | 0 | 0 | NO | 259.63 | 40307.56 | AUDCO INDIA LTD | 5390009585 |  | 01,22 | 1 | 2CBA | [7 empty] | 41320
7025 | 29200000TL | 03483 | EGC012001 | P | 58011292 | 58 | EGTL Spares | Mtce | 54 | 54D | GLAND: PACKING 12 IN,GRAPHITE | GATE, GLOBE AND CHECK VALVES |  | PC | 48 | 0 | 0 | NO | 26.35 | 4090.84 | AUDCO INDIA LTD | 5390009999 | 104943272323 | 01,22 | 1 | 2CBA | 1CCC | [6 empty] | 41320
7026 | 29200000TL | 03483 | EGC012002 | P | 58004065 | 58 | EGTL Spares | Mtce | 64 | 64B | KIT | KEY STOCK | Power Transmission Equipment & Replacement Parts : FOR MAKE MACHINE KEYS THAT ARE READY TO CUT, FILE, AND FIT, CONTAINS (5) 1/8 IN X 1/8 IN, (5) 3/16 IN X 3/16 IN, (5) 1/4 IN X 1/4 IN, (5) 5/16 IN X 5/16 IN, (5) 3/8 IN X 3/8 IN, (3) 7/16 IN X 7/16 IN, (3) | EA | 1 | 0 | 0 | NO | 89.0057 | 13817.25 |  |  | 5WB10 | 01 | 1 | 2CAC | 2CBC | [6 empty] | 40915 | 45456 |  |  |  | -1 | 1
7027 | 29200000TL | 03483 | EGC012002 | P | 58011232 | 58 | EGTL Spares | Mtce | 54 | 54A | GASKET: SPIRAL WOUND 14 IN, | 316 SS INNER RING,316 SS OUTER |  | PC | 4 | 0 | 0 | NO | 204.6 | 31764.15 | AUDCO INDIA LTD | AG0442M-L-S04D |  | 01,22 | 1 | 2CBA | [7 empty] | 41320
7028 | 29200000TL | 03483 | EGC012002 | P | 58011290 | 58 | EGTL Spares | Mtce | 54 | 54A | GASKET:12 IN,GRAPHITE,CIRCULAR | GATE, GLOBE AND CHECK VALVES |  | PC | 4 | 0 | 0 | NO | 1776.895 | 318366.8156 | AUDCO INDIA LTD | AL0559M-E-M127 | 104943079570 | 01,22 | 1 | 2CBA | [7 empty] | 41320 | 45291 | 41857 |  |  |  |  | -2 | 1
7029 | 29200000TL | 03483 | EGC012003 | P | 58061489 | 58 | EGTL Spares | Mtce | 56 | 56Z | BOLT:STUD, 7/8 IN X 160MM LG | WITH TWO HEAVY HEX NUTS | ASSEMBLED; ALLOY STEEL, ASTM A193 GRADE B7, ASTM A194 GRADE 2H. (TEFLON COATED) | EA | 1 | 20 | 50 | NO | 1.0101 | 308.5834 | PORTLAND BOLT / BEA S.R.L |  |  | 02 |  |  | 2BAB |  |  |  |  | ASTM A193 GRADE B7 |  | 42924 | 46008 |  | -16 | 1
7030 | 29200000TL | 03483 | EGC012003 | P | 58061629 | 58 | EGTL Spares | Mtce | 56 | 56Z | BOLT:STUD,1-1/4 IN X 290MM LG | WITH TWO HEAVY HEX NUTS | ASSEMBLED, ALLOY STEEL, ASTM A193 GRADE B7, ASTM A194 GRADE 2H | EA | 1 | 0 | 0 | NO | 2.0753 | 634 | BEA S.R.L. |  |  | 02 | [9 empty] | 42920
7031 | 29200000TL | 03483 | EGC012004 | P | 58001625 | 58 | EGTL Spares | Mtce | 56 | 56Z | WASHER: LOCK SPLIT | 1/2 IN NOM,13MM ID,22.2 MM OD | *OBS*Fastener-BottWa : 1/8 IN THK,304 SS,AISI 304,GR 304,150-VC-012. FOR TOWER TRAY | EA | 16 | 100 | 200 | NO | 0.46 | 71.415 | KOCH-GLITSCH | B204YE252113 |  | 01,22 | 1 | 1AXX |  |  | 926232-D002 TO D023 |  |  |  |  | 41343
7032 | 29200000TL | 03483 | EGC012004 | P | 58001627 | 58 | EGTL Spares | Mtce | 56 | 56Z | NUT: HEX | 1/2 IN DIA,13 UNC-2B,1/2 IN HT | *OBS*Fastener-Other : A194 - 12 CR,ANSI B16.2.1,GR 6, NUT-HVY 410- 1/2 IN,150-VC-012, ANSI B16.2.1, FOR TOWER TRAY | EA | 11 | 0 | 0 | NO | 0.53 | 82.2825 | KOCH-GLITSCH | B411DEA08N19 |  | 01,21,22 | 1 | 1AXX |  |  | 926232-D002 TO D023 |  |  |  |  | 41343 | 45282 | [5 empty] | -8 | 1
7033 | 29200000TL | 03483 | EGC012004 | P | 58001635 | 58 | EGTL Spares | Mtce | 56 | 56Z | GASKET: FLANGE | 220 MM X 220 MM 16 MM DIA | *OBS*Fastener-BottWa : FIBERBOARD, SQ, GSKT 220 MM X 220 MM 770-1/16 (2) SQUARE FLANGE - 220 MM X 220 MM W/ 4 HOLES - 16 MM DIA 150-VC-012 | EA | 3 | 0 | 0 | NO | 47.74 | 7411.635 | KOCH-GLITSCH | GH20XAQ22002 |  | 01,22 | 1 | 1AXX | 2BAB |  | 926232-D002 TO D023 |  |  |  |  | 41343 | 44857
7034 | 29200000TL | 03483 | EGC012004 | P | 58001642 | 58 | EGTL Spares | Mtce | 56 | 56Z | PLATE: SEAL | 42.1MM X 51MM LG X 1.9MM THK | Fasteners / Hardware : &quot;410 SS, SEAL-PLATE 410S 51MM 14G , 150-VC-012&quot; | EA | 40 | 4 | 8 | NO | 7.51 | 1165.9275 | KOCH-GLITSCH | H410NSP25050 |  | 22 | 1 | 1AXX |  |  | 926232-D002 TO D023 |  |  |  |  | 41343
7035 | 29300000TL | 03483 | EGC012004 | S | 58001643 | 58 | EGTL Spares | Mtce | 56 | 56Z | PLATE: SEAL | 42.1MM WD X 76MM LG X 1.9MM | Fasteners / Hardware : &quot;THK, 410 SS, SEAL-PLATE 410S 76MM 14G , 150-VC-012/014/015&quot; | EA | 16 | 11 | 17 | YES | 27.6013 | 40933.4125 | KOCH-GLITSCH | H410NSP25075 |  | 22 | 1 | 1AXX |  |  | 926232-D002 TO D023 |  |  |  |  | 43770 |  | 45425
7036 | 29300000TL | 03483 | EGC012004 | S | 58001644 | 58 | EGTL Spares | Mtce | 56 | 56Z | PLATE: SEAL | 42.1MM X 89MM LG X 1.9MM THK | Fasteners / Hardware : &quot;410 SS, SEAL-PLATE 410S 89MM 14G , 150-VC-012/015&quot; | EA | 14 | 9 | 14 | YES | 28.4086 | 42130.8023 | KOCH-GLITSCH | H410NSP25090 | I3100001 | 22 | 1 | 1AXX |  |  | 926232-D002 TO D023 |  |  |  |  | 43770 |  | 45425
7037 | 29200000TL | 03483 | EGC012004 | P | 58001645 | 58 | EGTL Spares | Mtce | 56 | 56Z | PLATE: SEAL | 42.1MM WD X 102MM LG X 1.9MM | Fasteners / Hardware : &quot; THK, 410 SS, SEAL-PLAT 410S 102MM 14G , 150-VC-012/014&quot; | EA | 40 | 0 | 0 | NO | 7.7774 | 1207.8975 | KOCH-GLITSCH | H410NSP25100 | I3300003A | 22 | 1 | 1AXX |  |  | 926232-D002 TO D023 |  |  |  |  | 41257
7038 | 29200000TL | 03483 | EGC012004 | P | 58001652 | 58 | EGTL Spares | Mtce | 66 | 66A | WASHER: FLAT 3/8 IN NOM | 3/8 IN ID,1 IN OD,1/8 IN THK | Valve-Ball : 410 SS,ASTM A240, GR 410 S,WASHER 410S 10.5X25 10G TYPE: TRAY 150-VC-012 | EA | 150 | 100 | 200 | NO | 0.26 | 40.365 | KOCH-GLITSCH | H410WS302510 | PW24BR (MODULE ASSEMBLY) | 01,22 | 1 | 1AXX |  |  | 926232-D002 TO D023 |  |  |  |  | 41343 | 44857
7039 | 29300000TL | 03483 | EGC012004 | P | 58061221 | 58 | EGTL Spares | Mtce | 56 | 56Z | BOLT: STUD, 3/4 IN X 115MM LG. | WITH TWO HEAVY HEX NUTS | Fasteners / Hardware : ASSEMBLED; ALLOY STEEL ASTM A193 GRADE B7 ASTM A194 GRADE 2H | EA | 12 | 22 | 32 | YES | 2.6009 | 4005.2539 | LONE STAR FASTENERS |  |  | 02 | 1 | 2BAC | 1BBB | [5 empty] | GIL519 | 43770 | 45939 | 45951 | -32 | 2 | -80 | 2
7040 | 29300000TL | 03483 | EGC012004 | P | 58061234 | 58 | EGTL Spares | Mtce | 56 | 56Z | BOLT: STUD, 3/4 IN X 215MM LG. | WITH TWO HEAVY HEX NUTS | Fasteners / Hardware : ASSEMBLED; ALLOY STEEL ASTM A193 GRADE B7 ASTM A194 GRADE 2H | EA | 44 | 4 | 6 | YES | 8.16 | 3096.72 | LAMONS |  |  | 02 | 1 | 2BAC | 2BBB | [6 empty] | 43770 | 45318 | 43906 |  |  | -16 | 1
7041 | 29200000TL | 03483 | EGC012005 | P | 58001628 | 58 | EGTL Spares | Mtce | 56 | 56Z | NUT: HEX HEAVY | 5/8 IN DIA,11 TPI,5/8 IN HT | Fasteners / Hardware : 5/8 IN DIA,11 TPI,5/8 IN HT,A194 - 12 CR,ANSI B16.2.1,GR 6,NUT-HVY 410- 5/8 IN,150-VC-012, ANSI B16.2.1, . FOR TOWER TRAY | EA | 390 | 200 | 400 | NO | 19.0183 | 2952.4154 | KOCH-GLITSCH | B411DEA10N24 |  | 01,21,22 | 1 | 1AXX |  |  | 926232-D002 TO D023 |  |  |  |  | 41343 | 44857 | 41819
7042 | 29200000TL | 03483 | EGC012005 | P | 58001646 | 58 | EGTL Spares | Mtce | 56 | 56Z | PLATE: SEAL | 42.1MM WD X 115MM LG X 1.9MM | Fasteners / Hardware : &quot;THK,410 SS, SEAL-PLATE 410S 115MM 14G , 150-VC-012/014&quot; | EA | 20 | 0 | 0 | NO | 7.78 | 1207.845 | KOCH-GLITSCH | H410NSP25115 |  | 22 | 1 | 1AXX |  |  | 926232-D002 TO D023 |  |  |  |  | 41343
7043 | 29300000TL | 03483 | EGC012005 | P | 58001653 | 58 | EGTL Spares | Mtce | 66 | 66A | WASHER: FLAT 3/8 IN NOM | 3/8 IN ID,38 MM OD,1/8 IN THK | Valve-Ball : 410 SS,ASTM A240,GR 410 S, WASHER 410S 11 X 38 10G TYPE: TRAY, 150-VC-012 | EA | 85 | 46 | 67 | YES | 50.6234 | 80282.4461 | KOCH-GLITSCH | H410WS303910 |  | 01,22 | 1 | 1AXX |  |  | 926232-D002 TO D023 |  |  |  |  | 43770 |  | 45810
7044 | 29200000TL | 03483 | EGC012005 | P | 58004070 | 58 | EGTL Spares | Mtce | 75 | 75F | PIN: COTTER | VARIOUS DIA, VARIOUS LG, | Material Handling - Lifting Equipment and Accessories : LOW CARBON STEEL, 2306 PIECE, (240) 1/16 X 1/2 IN, 150 EACH: 1/16 X 3/4, 3/32 X 3/4 IN 100 EACH: 3/64 X 1/2, 1/16 X 1, 1/16 X 1-1/2, 1/16 X 2, 3/32 X 1, 3/32 X 1-1/4, 3/32 X 1-1/2, 3/32 X 2, 7/64 X 1 | EA | 1 | 0 | 0 | NO | 175.0113 | 27168.75 |  |  | 1PJC6 | 01 |  | 2CAC | [7 empty] | 40915 | 42879
7045 | 29300000TL | 03483 | EGC012006 | P | 58001648 | 58 | EGTL Spares | Mtce | 66 | 66A | CLAMP: TRAY,2.5 MM,410 SS | TOWER TRAYS | Valve-Ball : &quot;CLAMP #Y 410S 2.5MM , 150-VC-012/014/015&quot; | EA | 340 | 140 | 200 | YES | 71.6326 | 106760.9603 | KOCH-GLITSCH | H410TCYY2500 |  | 01,22 | 1 | 1AXX |  |  | 926232-D002 TO D023 |  |  |  |  | 43770 |  | 45798
7046 | 29200000TL | 03483 | EGC012007 | P | 58011214 | 58 | EGTL Spares | Mtce | 56 | 56Z | GASKET: SPIRAL WOUND 14 IN 31 | 316 SS INNER RING,316 SS OUTER |  | PC | 35 | 25 | 50 | NO | 122.4833 | 23793.7138 | FLEXITALLIC | RIR |  | 01,22 | 1 | 2CBA | [5 empty] | STYLE RIR |  | 41320 | 44993 | 42046 |  |  |  |  | -12 | 1
7047 | 29200000TL | 03483 | EGC012007 | P | 58802318 | 58 | EGTL Spares | Mtce | 66 | 66O | VALVE:CHECK TYPE:SS POPPET | CHECK VALVE SIZE:3/4 INCH | Valve - Check : CONN:3/4 INCH MNPT TO 3/4 INCH FNPT PORT:FULL BODY MATL:316 SS STYLE:POPPET CONFIG:1-WAY, 10PSI SET PRESSURE SEE ATTACHMENT DETAILS ON CHECK VALVE SWAGELOK JJ5556001, SS-CHM12F12-10 | EA | 2 | 1 | 3 | NO | 395.95 | 77804.175 | SWAGELOK | SS-CHM12F12-10 |  | 07,12 | [9 empty] | 42488 | 43578 | 42410
7048 | 29300000TL | 03483 | EGC012008 | P | 19200501 | 19 | Air Compressors & Parts | Mtce | 72 | 72B | FILTER:AIR TYPE:AIR SIZE:STD | ELEMENT MATL:STD FILTERING | RETENTION:STD HOUSING MATL:STD MINIATURE FILTER/REGULATOR, MODEL NUMBER: B548-01AHC/M2 SERIAL NUMBER:0818 MAX. PRESS. : 10BAR (150PSI) MAX TEMP. 52DEGC (125 DEGF) TAG NUMBER: 172-PCV-0824 | EA | 4 | 2 | 4 | YES | 63.48 | 24090.66 | PARKER HANNIFIN CORP | B548-01AHC/M2 |  | 07 | [7 empty] | B548-01AHC/M2 |  | 43909 |  | 44148
7049 | 29300000TL | 03483 | EGC012008 | P | 26024209 | 26 | Electrical Supplies/Hardware | Mtce | 64 | 64B | ALTERNATOR TYPE:DIESEL | GENERATOR AMP:55 A VOL:24 VDC | PERKINS 4016 ALTERNATOR (PRESTOLITE) 24V-55A TYPE: AS123 ALT (PART NO 66021626A) | EA | 5 | 1 | 2 | YES | 629.185 | 281172.5397 | PRESOLITE ELEC COY | 66021638A |  | 07 | [7 empty] | AS123 ALT |  | 43769 | 45399 | 44828 |  |  | -2 | 2 | -1 | 1
7050 | 29300000TL | 03483 | EGC012008 | P | 26030473 | 26 | Electrical Supplies/Hardware | Mtce | 51 | 51F | FUSE:ELECTRICAL TYPE:TIME | DELAY AMP:90 VOL:600VAC | INTERRUPTING RATING:200A CONN:KNIFE BLADE CARTRIDGE:METAL LITTELFUSE ,POWR-PRO CLASS J,TIME DELAY CURRENTLIMITING FUSE JTD90 ,600VACOR LESS | EA | 4 | 2 | 4 | YES | 14.12 | 5358.54 | LITTELFUSE | JTD30 |  | 07 | [9 empty] | 43785 |  | 44148
7051 | 29300000TL | 03483 | EGC012008 | P | 26030498 | 26 | Electrical Supplies/Hardware | Mtce | 51 | 51F | FUSE:ELECTRICAL TYPE:FAST | ACTING AMP:1A VOL:120V | INTERRUPTING RATING:FAST ACTING CONN:KNIFE BLADE CARTRIDGE:GLASS SIZE:5 X 20MM G-FUSE CARTRIDGE, 5 X 20 MM (IEC60127-2), 1.00A FAST FUSE , MODEL #: G20/1.00A/F, ORDERING #: 0430700000, MANUFACTURER: WEIDMULLER, (NOTE: 1 PACK CONTAINS 10 FUSES) FUSES FO | EA | 8 | 5 | 8 | YES | 28.18 | 10694.31 | WEIDMULLER | 0430700000 |  | 16 | [7 empty] | G20/1.00A/F |  | 43797 |  | 44148
7052 | 29300000TL | 03483 | EGC012008 | P | 26030553 | 26 | Electrical Supplies/Hardware | Mtce | 51 | 51Z | BREAKER:CIRCUIT TYPE:STD | VOL:STD POLE:STD AMP:10A | INTERRUPT CAP:STD CIRCUIT BREAKER, 10A | EA | 2 | 1 | 2 | YES | 59.61 | 22621.9948 | WEIDMULLER | 9101903500 |  | 01A |  |  | 2BBB | [6 empty] | 43897 |  | 44148
7053 | 29200000TL | 03483 | EGC012008 | P | 58016411 | 58 | EGTL Spares | Mtce | 65 | 65A | KIT: SPARES, 3J-45-0127-00 | FOR 210P CELL SAMPLER | Tools - Hand / Power :CONTAINS 36-2000-00 210/710 'C' SPANNER E15149 MODIFIED FROM 36-2000R 1.0,36-2004-0 TOOL FOR CHECK VALVE NUT / LOWER PISTON ROD SEAL NUT 1.0,36-2005-00 TOMMY BAR,TOOL 'F' – E15150 1.0,E21803 2CC BALSEAL LOADING MANDREL,TOOL | KI | 2 | 0 | 0 | NO | 139.5919 | 21670.25 | JISKOOT | 3J-45-0127-00 | SEE ADDITIONAL INFO | 01 | 1 | 2AAB | [7 empty] | 41349
7054 | 29200000TL | 03483 | EGC012009 | P | 58006588 | 58 | EGTL Spares | Mtce | 14 | 14Z | TRANSMITTER:VIBRATION | 110-VSH-13261/2326 A TO H | Instruments - Other & Parts : | EA | 1 | 0 | 0 | NO | 1233.8909 | 321385.065 | BENTLY NEVADA | 330525 VELOMITOR XA | 330525 VELOMITOR XA | 05,22 | 1 | 1AXX |  |  | 2687 A01 7805 |  |  |  |  | 40914 | 45948 | 43272 | -1 | 1 | -1 | 1
7055 | 29200000TL | 03483 | EGC012009 | P | 58006600 | 58 | EGTL Spares | Mtce | 86 | 86Z | BOOT:BRAKE, RUBBER | AIR COOLED CONDENSER | Automotive - Parts and Accessories: HP CLEANING SYSTEM | EA | 1 | 0 | 0 | NO | 32.229 | 5003.26 | JW | 00121 | 00121 | 01,22 | 1 | 2CAC |  |  | 2687 A01 7900 |  |  |  |  | 40975
7056 | 29200000TL | 03483 | EGC012009 | P | 58006601 | 58 | EGTL Spares | Mtce | 87 | 87B | SPRING:BRAKE, STEEL | AIR COOLED CONDENSER | *OBS*Machinery-Misc- : HP CLEANING SYSTEM, 110-EA-130/230 | EA | 1 | 0 | 0 | NO | 252.7854 | 39244.94 | JW | 00120 | 00120 | 01,22 | 1 | 2CAC | 2CAC |  | 2687 A01 7900 |  |  |  |  | 40975
7057 | 29200000TL | 03483 | EGC012009 | P | 58006605 | 58 | EGTL Spares | Mtce | 72 | 72Z | FILTER:PRESSURE REGULATOR | COMPOSITE ELEMENT | *OBS*Filtration-Elem : HP CLEANING SYSTEM PUMP UNIT | EA | 1 | 0 | 0 | NO | 218.0424 | 33851.08 | JW | 1002931 | 1002931 | 01,22 | 1 | 2CAC | 2CAC |  | 2687 A01 7900 |  |  |  |  | 40975
7058 | 29200000TL | 03483 | EGC012009 | P | 58006606 | 58 | EGTL Spares | Mtce | 72 | 72Z | FILTER:PUMP STRAINER | COMPOSITE ELEMENT | *OBS*Filtration-Elem : FOR HP CLEANING SYSTEM PUMP | EA | 1 | 0 | 0 | NO | 815.862 | 126662.57 | JW | 1002932 | 1002932 | 01,22 | 1 | 2CAC | 2CAC |  | 2687 A01 7900 |  |  |  |  | 40975
7059 | 29200000TL | 03483 | EGC012009 | P | 58022266 | 58 | EGTL Spares | Mtce | 61 | 61A | DISC: RUPTURE | 6 IN DIA,17 BAR AT 230 DEG C | *OBS*PL Equip & Sup- : &quot;BURST PRESSURE,316 SS, FOR 6 IN NPS REQD, MODEL RLS, MANUF RANGE 0%, HINGE / TOP, TYPE REVERSE BUCKLING EGTL1-MGN-PRO-DS-300112 130-PSE-0075, FOR 6 IN NPS REQD, MODEL RLS, MANUF RANGE 0%, HIN&quot; | EA | 3 | 0 | 0 | NO | 2550.2 | 395918.55 | BS&B SAFETY SYSTEMS | A6689000-3 |  | 01,22 | 1 | 2BAC | 2BAB | [6 empty] | 41321 | 45021 | [5 empty] | -1 | 1
7060 | 29200000TL | 03483 | EGC012009 | P | 58061522 | 58 | EGTL Spares | Mtce | 56 | 56Z | BOLT: MACHINE HEAVY HEX HEAD | 5/8 IN X 130MM LG | WITH TWO WASHERS WITH HEAVY HEX NUT; ASSEMBLED CARBON STEEL ASTM A307 GRADE B ASTM A563 GRADE A | EA | 10 | 5 | 10 | NO | 3.4859 | 1063.73 | BEA S.R.L. |  |  | 02 |  |  | 2BAB | [6 empty] | 42959
7061 | 29300000TL | 03483 | EGC012010 | P | 58000728 | 58 | EGTL Spares | Mtce | 56 | 56Z | STUD BOLT:5/8 IN DIA,90MM LG | 5/8 IN DIA,90MM LG,11 TPI | *OBS*Fastener-Stud B : CR MOLY,SA193,GR B7, 130-VH-003A/B, DWG NO EGTL1-GNG-VES-DD-300014.FOR HOPPERS. ( “Note: This item requires PMI testing and logging, if passed, markings and documentation as per the PMI specification are required.”) | PC | 4 | 2 | 3 | YES | 1.62 | 2685.1338 | BASCO / FABORY |  | 003-08 | 02,21,22 | 1 | 2CCB | 2CCB |  | EGTL1-GNG-VES-DD-300003 |  |  |  |  | 43770 |  | 45389
7062 | 29200000TL | 03483 | EGC012010 | P | 58801593 | 58 | EGTL Spares | Mtce | 53 | 53Z | CONNECTOR: 1/2 INCH | UNION BALL JOINTS | Fittings - Pipe - Metal - Non CS :SS PIPE, MATERIAL: 316 SS TYPE: STRAIGHT NPT SIZE: 1/2 INCH FEMALE NPT, PRESSURE RATING 413BAR (6000PSIG) | EA | 20 | 10 | 20 | NO | 105.69 | 20787.1092 | SWAGELOK | SS-8-UBJ |  | 01 | 1 |  |  |  |  | GTL202 |  | SS-8-UBJ |  | 42009 |  | 42079
7063 | 29300000TL | 03483 | EGC012011 | P | 58061248 | 58 | EGTL Spares | Mtce | 56 | 56Z | BOLT: STUD, 7/8 IN X 300MM LG | WITH TWO HEAVY HEX NUTS | Fasteners / Hardware : ASSEMBLED; ALLOY STEEL ASTM A193 GRADE B7 ASTM A194 GRADE 2H | EA | 36 | 5 | 8 | YES | 15.55 | 6047.825 | LAMONS |  |  | 02 | 1 | 2BAC | 2BBB | [6 empty] | 43821 | 45384 | 44585 |  |  | -12 | 1
7064 | 29200000TL | 03483 | EGC012011 | P | 58061250 | 58 | EGTL Spares | Mtce | 56 | 56Z | BOLT: STUD, 7/8 IN X 175MM LG | WITH TWO HEAVY HEX NUTS | Fasteners / Hardware : ASSEMBLED; ALLOY STEEL ASTM A193 GRADE B7 ASTM A194 GRADE 2H | EA | 2 | 12 | 24 | NO | 0.1853 | 66.7986 | LAMONS |  |  | 02 | 1 | 2BAC | 2BAC | [6 empty] | 42092 | 43956
7065 | 29300000TL | 03483 | EGC012012 | P | 58010357 | 58 | EGTL Spares | Mtce | 51 | 51B | WASHER:LIFT REACTOR,11 MM ID | X 25 MM NOM,11 MM ID,25 MM OD | Electric Components - Lighting : 12 GA THK,316L SS,COMMERCIAL,GR 316L SS, 130-VR-105/205, FOR LIFT REACTORS | EA | 30 | 361 | 516 | YES | 0 | 0 | KOCH-GLITSCH | 800-361G020801 | 360190320 | 01,22 | 1 | [8 empty] | 43770
7066 | 29300000TL | 03483 | EGC012012 | P | 58061278 | 58 | EGTL Spares | Mtce | 56 | 56Z | BOLT: STUD, 5/8 IN X 80MM LG | WITH TWO HEAVY HEX NUTS | Fasteners / Hardware : ASSEMBLED; ALLOY STEEL ASTM A193 GRADE B7 ASTM A194 GRADE 2H | EA | 51 | 49 | 71 | YES | 4.9109 | 7368.2884 | LAMONS |  |  | 02 | 1 | 2BAC | [7 empty] | 43770 | 45775 | 45592 | -20 | 2 | -94 | 3
7067 | 29300000TL | 03483 | EGC012013 | P | 11990545 | 11 | Bolts, Nuts, Washers | Const | 56 | 56Z | BOLT:HEX HEAD TYPE:STUD DIA:1 | IN LG:200 MM THRDS:STD | MATL:ASTM A193 GR. B16 SPEC:ASTM A194 GRADE:GR.7 STUD BOLT 1 IN DIA: W/2 HVY HEX NUT: ASSEMBLED COMBINED (IMP SIZE X METRIC LG); ASTM A193 GR. B16/ASTM A194 GR.7; 1" X 200 MM BOLT LENGTH | EA | 12 | 2 | 3 | YES | 150 | 178261.5 | HYDROBOLT USA-STUDBOLT | 1 X 200 MM |  | 07 | [8 empty] | PPNL267 | 43770 |  | 45273
7068 | 29200000TL | 03483 | EGC012014 | P | 58801595 | 58 | EGTL Spares | Mtce | 53 | 53Z | CONNECTOR: 1/4 INCH | UNION BALL JOINTS | Fittings - Pipe - Metal - Non CS :PIPE MATERIAL: 316 SS TYPE: STRAIGHT NPT SIZE: 1/4 INCH FEMALE NPT, PRESSURE RATING 454BAR (6600PSIG) | EA | 20 | 10 | 20 | NO | 60.11 | 11822.4348 | SWAGELOK | SS-4-UBJ |  | 01 | 1 |  |  |  |  | GTL202 |  | SS-4-UBJ |  | 42009 |  | 42079
7069 | 29200000TL | 03483 | EGC012015 | P | 57060123 | 57 | Escravos Gas Plant Spares | Mtce | 54 | 54A | KIT:GASKET,FOR CONTROL VALVE, | CONTAINS 5X GASKET,1X SHIM | Gaskets : SET | ST | 2 | 0 | 0 | NO | 70.23 | 16074.225 | FISHER CONTROLS | RGASKETX242 |  | 01 | 1 |  | 2BBB | [6 empty] | 41526 | 43663 | 41710
7070 | 29200000TL | 03483 | EGC012015 | P | 58004909 | 58 | EGTL Spares | Mtce | 14 | 14C | RING: RETAINING GATE | GLOBE & CHECK VALVE | Flow Measuring Instruments : LAMINATED UNS31803, DWG. 06-3677-OD-01, VALVE VANESSA 10 IN, REFORMER PACKAGE 160-XP-001 | EA | 1 | 0 | 0 | NO | 1103.4417 | 171287.253 | TYCO | 3KRA10102751 |  | 01,22 | 1 |  |  |  | 06-3677-OD-01 |  |  |  |  | 41505
7071 | 29200000TL | 03483 | EGC012015 | P | 58008043 | 58 | EGTL Spares | Mtce | 66 | 66P | KIT: SOFT GOODS | CONTROL VALVES | Valve - Control : CONTAINS PLUG VALVE PN 1E398146172,VALVE PLUG SPRING PN 1E398837022,DIAPHRAGM PN 1E399236012,GASKET PN 1E399304022,ORIFICE PN 1E398046172, | EA | 1 | 0 | 0 | NO | 316.6981 | 49186.41 | FISHER CONTROLS | R95HX000072 | R95HX000072 | 01,22 | 1 | 1AXX |  |  | 1151 |  |  |  |  | 40914 | 45679 | 41477 | -1 | 1
7072 | 29200000TL | 03483 | EGC012015 | P | 58061564 | 58 | EGTL Spares | Mtce | 56 | 56Z | SCREW: CAP 7/8 IN X 60MM LG | GRADE B7 |  | EA | 20 | 10 | 20 | NO | 1.7582 | 538 | AALL AMERICAN FASTENERS |  |  | 02,21,22 |  |  | 2BAB | [6 empty] | 43428
7073 | 29200000TL | 03483 | EGC012016 | P | 58801594 | 58 | EGTL Spares | Mtce | 53 | 53Z | CONNECTOR:1 INCH | UNION BALL JOINTS | Fittings - Pipe - Metal - Non CS :58801594 | EA | 20 | 10 | 20 | NO | 303.54 | 59700.2472 | SWAGELOK | SS-16-UBJ |  | 01 | 1 |  |  |  |  | GTL202 |  | SS-16-UBJ |  | 42009 | 42330 | 42079
7074 | 29200000TL | 03483 | EGC012018 | P | 58010358 | 58 | EGTL Spares | Mtce | 51 | 51B | WASHER:LIFT REACTOR,11 MM ID | X 38 NOM,11 MM ID,38 MM OD | Electric Components - Lighting : 12 GA THK,316L SS,COMMERCIAL,GR 316L SS, | EA | 1206 | 40 | 60 | NO | 1.78 | 276.345 | AALL AMERICAN FASTENERS | 800-361G020101 | K00195 | 01,22 | 1 | [8 empty] | 41335
7075 | 29300000TL | 03483 | EGC012018 | P | 58010360 | 58 | EGTL Spares | Mtce | 51 | 51B | WASHER:LIFT REACTOR,11 MM ID | 44 MM NOM,11 MM ID,44 MM OD | Electric Components - Lighting : 12 GA THK,316L SS,COMMERCIAL,GR 316L SS, 130-VR-105/205, FOR LIFT REACTORS | EA | 162 | 113 | 162 | YES | 17.1105 | 26066.5632 | KOCH-GLITSCH | 800-361G020201 | CP2718 | 01,22 | 1 | [8 empty] | 43770 |  | 45839
7076 | 29300000TL | 03483 | EGC012018 | P | 58010370 | 58 | EGTL Spares | Mtce | 56 | 56Z | WASHER: LOCK M10 10.2 MM ID | 16.1 MM- 18.1 MM OD,2 MM - | *OBS*Fastener-BottWa : 2.35 MM THK,316 SS,COMMERCIAL,GR 316 SS, 130-VR-105/205 - FOR LIFT REACTORS | EA | 193 | 135 | 193 | YES | 11.4072 | 17458.4902 | KOCH-GLITSCH | 803-316F20 | 380460000 | 01,22 | 1 |  | 2BAB | [6 empty] | 43770 |  | 45839
7077 | 29200000TL | 03483 | EGC012020 | P | 58014704 | 58 | EGTL Spares | Mtce | 54 | 54D | GASKET: FLANGE NON-SPIRAL RF, | 12 IN PIPE,150 LB,PTFE/SILICA |  | EA | 100 | 10 | 20 | NO | 150.2716 | 23326.7334 |  |  | 3J-48-1002-00 | 01 | 1 | 2BAA | 2BAA | [6 empty] | 41344 |  | 41853
7078 | 29200000TL | 03483 | EGC012020 | P | 58014705 | 58 | EGTL Spares | Mtce | 54 | 54D | GASKET: FLANGE NON-SPIRAL RF, | 24 IN PIPE,150 LB, |  | EA | 55 | 0 | 0 | NO | 483.337 | 92697.0375 | FLEXITALLIC GASKET | SIGMA 511 | 3J-49-0093-00 | 01 | 1 | 2BAA | 2BAA |  |  |  |  | FLEXITALLIC SIGMA 511 |  | 41344 | 45354 | 42048 |  |  | -5 | 1
7079 | 29200000TL | 03483 | EGC012020 | P | 58015663 | 58 | EGTL Spares | Mtce | 32 | 32B | KIT | HARDWARE, BARB ARM | Furniture : | EA | 1 | 0 | 0 | NO | 26.1736 | 4063.4485 | TYMETAL CORP | 3393 | 3393 | 01,22 | 1 | 1CCC | 2CBC | [6 empty] | 40975
7080 | 29200000TL | 03483 | EGC012020 | P | 58015666 | 58 | EGTL Spares | Mtce | 56 | 56Z | BOLT: U 4 IN NOM 1/2 IN DIA | 1/2 IN-13UNC, 4 IN INSIDE WD | *OBS*Fastener-BottWa : 5 IN INSIDE LG, 2-5/8 IN THD LG, STEEL, CROSS REF DWG NO EGTL1-CFC-CIV-DD-000001; EGTL1-CFC-CIV-DD-000004 | EA | 1 | 0 | 0 | NO | 4.0036 | 621.56 | TYMETAL CORP | 3292 | 3292 | 02,22 | 1 | 1CCC | 1CCC |  | SEE ADDITIONAL INFO |  |  |  |  | 40975 | 45773 |  | -1 | 1
7081 | 29200000TL | 03483 | EGC012020 | P | 58015669 | 58 | EGTL Spares | Mtce | 32 | 32B | KIT:GAP FILLER | HYDRAULIC GATE | Furniture : KIT:GAP FILLER | KI | 1 | 0 | 0 | NO | 50.0451 | 7769.5 | TYMETAL CORP | 22442 | 22442 | 01,22 | 1 | 1CCC | [7 empty] | 40975
7082 | 29300000TL | 03483 | EGC012021 | P | 11990439 | 11 | Bolts, Nuts, Washers | Const | 56 | 56Z | BOLT: STUD THRD W/2HVY HEX NUT | SIZE:3/4 X 6.938IN BOLT LENGTH | 3/4 IN DIA: W/2 HVY HEX NUT: ASSEMBLED COMBINED (IMP SIZE X METRIC LG); SS ASTM A453 GR-660 CL. A OR B; 3/4" X 6.938" BOLT LENGTH | EA | 25 | 4 | 6 | YES | 89.2 | 36538.996 | HYDROBOLT USA-STUDBOLT | 3/4 X 6.938 IN. |  | 07 |  |  | 2BBB |  |  |  |  | SS/ASTM A453/GR-660#.A/B |  | 43769 | 45054 | 44324 |  |  |  |  | 0 | 2
7083 | 29200000TL | 03483 | EGC012022 | P | 58015656 | 58 | EGTL Spares | Mtce | 32 | 32B | KIT | CENTER LOCKING | Furniture : KIT:CENTER LOCKING | EA | 1 | 0 | 0 | NO | 138.5849 | 21515.3 | TYMETAL CORP |  | 3418 | 01,22 | 1 | 1CCC | 2CBC | [6 empty] | 40975
7084 | 29200000TL | 03483 | EGC012022 | P | 58015668 | 58 | EGTL Spares | Mtce | 32 | 32B | COVER: GUIDE WHEEL | FITS A 3 IN DIAMETER | Furniture : BOTTOM GUIDE WHEEL, PLASTIC, UL, CROSS REF DWG NO EGTL1-CFC-CIV-DD-000001, EGTL1-CFC-CIV-DD-000004, UL | EA | 1 | 0 | 0 | NO | 6.0054 | 932.34 | TYMETAL CORP | 34219 | 34219 | 01,22 | 1 | 1CCC |  |  | SEE ADDITIONAL INFO |  |  |  |  | 40975
7085 | 29200000TL | 03483 | EGC012022 | P | 58023117 | 58 | EGTL Spares | Mtce | 51 | 51E | ELBOW: CONDUIT, 90 DEG | 1 IN,FEMALE,FERALOY IRON ALLOY | Electric Components - Conduit / Fitting :EXPLOSION-PROOF SHORT ELBOW | EA | 25 | 13 | 25 | NO | 6.8009 | 1055.7 | CROUSE-HINDS | EL39 |  | 01 | 1 | 30AC | [7 empty] | 41086
7086 | 29300000TL | 03483 | EGC012023 | P | 58010361 | 58 | EGTL Spares | Mtce | 56 | 56Z | WASHER:LIFT REACTOR,30MM ID | 51MM O.D. X 30MM I.D. X 3.5 MM | *OBS*Fastener-BottWa : THK NOM,30MM ID,2 IN OD,3,5MM THK,316 SS,HW CATALOGUE,GR 316SS COMMERCIAL QUALITY, 130-VR-205, 130-VR-205, HW CATALOGUE - FOR LIFT REACTORS | EA | 19 | 4 | 7 | YES | 68.53 | 102827.2091 | KOCH-GLITSCH | 800-361G030606 | B00726 | 01,22 | 1 | [8 empty] | 43770 |  | 45538
7087 | 29300000TL | 03483 | EGC012023 | P | 58010363 | 58 | EGTL Spares | Mtce | 56 | 56Z | WASHERS:MANWAY LOCK CLAMP N.20 | LG 45 MM X WD 26 MM X 4.0 MM | *OBS*Fastener-Other : KOCH-GLITSCHLP CLAM#MNL20-316LSS, PART NUMBER 861-361G1, HEAT - V6B3, PART PO 99139 MSI TH | EA | 50 | 35 | 50 | YES | 64.19 | 92648.6365 | KOCH-GLITSCH LP CANADA | 861-361G1 | 97-1608-0 | 01,22 | 1 |  | 2BAB |  |  |  |  | MNL 20 |  | 43770 |  | 45802
7088 | 29200000TL | 03483 | EGC012023 | P | 58061448 | 58 | EGTL Spares | Mtce | 56 | 56Z | BOLT: STUD, 7/8 IN X 130MM LG | WITH TWO NUTS AND TWO WASHERS | A.STL B7/2H TO AP SPEC 4WPI-MWCK01 | EA | 64 | 50 | 100 | NO | 5.2619 | 1896.9255 | BEA S.R.L. |  |  | 02 |  |  | 2BAB | [6 empty] | 43415 | 45063 | [5 empty] | -24 | 2
7089 | 29200000TL | 03483 | EGC012024 | P | 58010362 | 58 | EGTL Spares | Mtce | 56 | 56Z | WASHER: MANWAY LOCK CLAMP N.3 | LG 45 MM X WD 26 MM X 4.0 MM | *OBS*Fastener-Other : KOCH-GLITSCHLP CLAM#MNL3-16LSS, PART NUMBER 860-361G4, HEAT - W3L9, PART PO 99190 MSI AR | EA | 124 | 40 | 80 | NO | 7.6653 | 1486.3662 | KOCH-GLITSC LP | 860-361G4 | B00725 | 01,22 | 1 |  | 2BAB |  |  |  |  | MNL3-16LSS |  | 41335 | 42273 | 42335
7090 | 29200000TL | 03483 | EGC012024 | P | 58062037 | 58 | EGTL Spares | Mtce | 56 | 56Z | BOLT: STUD, 1-1/8IN X 165MM LG | WITH TWO HEAVY HEX NUTS | A.STL b7/L7 TO AP SPEC 4WPI-MWCK01 | EA | 30 | 15 | 30 | NO | 0 | 0 | LAMONS |  |  | 02 |  |  | 2BAB | [6 empty] | 43416
7091 | 29200000TL | 03483 | EGC012025 | P | 58010986 | 58 | EGTL Spares | Mtce | 51 | 51E | RING:SEAL,DN32,PTFE/C2 | WAX FILTRATION PACKAGE |  | EA | 16 | 0 | 0 | NO | 652.042 | 101223 | RHINE RUHR | 53292.0233 |  | 01 | 1 | 2BAB | [7 empty] | 41348 | 42418
7092 | 29200000TL | 03483 | EGC012025 | P | 58012679 | 58 | EGTL Spares | Mtce | 54 | 54A | GASKET: FLANGE NON-SPIRAL 2 IN | PIPE,300 LB,FLEXIBLE GRAPHITE/ |  | PC | 5 | 0 | 0 | NO | 35.8023 | 5559.6641 | KNM FLEXITALLIC |  | 204649064001 | 01,22 | 1 | 1BAB | [7 empty] | 41193 |  | 41563
7093 | 29200000TL | 03483 | EGC012026 | P | 58001676 | 58 | EGTL Spares | Mtce | 54 | 54A | KIT:REPAIR,FOR METERING PUMP | (1) HALLITE SEAL RING MN 23E | Gaskets : NO 1 MN 23B HALLITE SEAL RING,NO 1 MN 23 HALLITE SEAL RING,NO 1 SEAL RING OR,MN 690A NBR,NO 2 SEAL RING HALLITE MN 659L NBR, ALSO INCLUDE : N.1 SEAL RING HALLITE HA, FOR INJECTION PUMPS | ST | 3 | 2 | 4 | NO | 233.372 | 61429.3333 | O.M.G | KIT GUAR DX3 DS | KIT GUAR DX3 DS | 01 | 1 | 2CAC |  |  | A04269 |  |  |  |  | 40914 | 43123 | 43557
7094 | 29200000TL | 03483 | EGC012026 | P | 58001678 | 58 | EGTL Spares | Mtce | 66 | 66A | KIT:REPAIR,FOR METERING PUMP | (2) VALVE SEAT MN 12 HC | Valve-Ball : NO 2 MN 13 PTFE VALVE BALL,NO 4 MN 14 VALVE GASKETS,NO 2 HC VALVE SEAT, FOR INJECTION PUMPS | ST | 2 | 0 | 0 | NO | 2068 | 633738.6 | O.M.G |  | SET VLV 2&QUOT; V | 01 | 1 | 2CAC | 1BBB |  | A04269 |  |  |  |  | 40914 | 43626
7095 | 29200000TL | 03483 | EGC012026 | P | 58009400 | 58 | EGTL Spares | Mtce | 54 | 54A | O-RING:IMPELLER | PTFE | Gaskets : 130-PC-020A, 130-PC-020B, FOR WAX FILTRATION PACKAGE | EA | 2 | 1 | 2 | NO | 41.25 | 10184.8875 | SAM ENGINEERING | 132-228 | 5390009050 | 01 | 1 | [8 empty] | 41505 | 42467 | 42516
7096 | 29200000TL | 03483 | EGC012026 | P | 58060432 | 58 | EGTL Spares | Mtce | 56 | 56Z | WASHERS: M16 MECHANICAL | SIZE: 17 X 30 X 4 THK | M 16 WASHERS FOR HIGH STRENGTH BOLTS UNI 5714 (HDG) HOT DIP GALVANISED /QA CODE: 02 & 07 | EA | 200 | 0 | 0 | NO | 0 | 0 | AALL AMERICAN FASTENERS | 17X30X4 UNI 5714 |  | 02, 07 |  |  | 2BAB |  |  | EGTL ZZ ITEMS |  |  |  | 43666
7097 | 29200000TL | 03483 | EGC012026 | P | 58100700 | 58 | EGTL Spares | Mtce | 66 | 66H | DISC: SAFETY RELIEF VALVE | VALVE SIZE:1 X 2 IN SUS630 | DISC METAL SS: SAFETY RELIEF VALVE MODEL NUMBER - REC171-STM (C), REC171-STM C 1" X 2" VALVE MATERIAL SPAECIFICATION SUS316 REPLACED WITH SUS630.QA Codes 02, 01A, 21 | EA | 2 | 0 | 0 | NO | 411.1735 | 126000 | FUKUI SEISAKUSHO CO., LTD | B100001T0 |  | 00 |  |  | 1BBB | [6 empty] | 43290 |  | 43441
7098 | 29200000TL | 03483 | EGC012027 | P | 58001596 | 58 | EGTL Spares | Mtce | 66 | 66A | KIT: GASKET | HALLITE/NBR,7 PIECE | Valve-Ball : CONTAINS N.2 SEAL RING HALLITE HALLITE,N.2 SEAL RING HALLITE,MODEL 23 NBR,N.1 SEAL RING OR,MODEL 652 NBR,N.1 SEAL RING OR,MODEL 690 NBR,N.2 SEAL RING OR,MODEL 659G NBR,N.1 SEAL RING OR,MOD | ST | 4 | 0 | 0 | NO | 270.009 | 52275.7875 | O.M.G | KIT GUAR DL MM3 | 1511F01/1 | 01 | 1 | 2CAC |  |  | A00988 |  |  |  |  | 41257 |  | 41995
7099 | 29200000TL | 03483 | EGC012027 | P | 58001597 | 58 | EGTL Spares | Mtce | 66 | 66A | KIT: MAINTENANCE | FOR METERING PUMP | Valve-Ball : N.1 SEAL RING OR AU,N.1 SEAL RING OR,MODEL 659L NBR,N.1 SEAL RING OR AU,N.1 SEAL RING OR,MODEL 659L NBR,N.1 SEAL RING OR,MODEL 673A NBR,N.1 SEAL RING OR,MODEL 669L NBR,N.1 SEAL RING OR,MODEL 673B NBR, | ST | 3 | 0 | 0 | NO | 60.0348 | 9317.4 | O.M.G | KIT GUAR DX2 DS | 1511F01/1 | 01 | 1 | 2CAC |  |  | A02481 |  |  |  |  | 41257
7100 | 29200000TL | 03483 | EGC012027 | P | 58001600 | 58 | EGTL Spares | Mtce | 66 | 66A | KIT: REPAIR | FOR INJECTION PUMP | Valve-Ball : CONTAINS N.4 VALVE SEAT,MODEL 12 AISI 316,,N.4 VALVE BALL,MODEL 13 AISI 316,N.6 VALVE GASKETS,MODEL 14,N.4 VALVE SEAT AISI 316Officine Meccaniche GallaratesiControlled volume Diaphragm PumpModel - DOXA.L/15MMx15Serial - 305038 | ST | 4 | 0 | 0 | NO | 742.1875 | 226604.6875 | O.M.G | SET VLV 1/4&QUOT; VV | 1616A01/1 | 01,22 | 1 | 2CAC |  |  | A00988 |  |  | DOXA.L/15MMX25 |  | 41257 | 43173 | 43214
7101 | 29200000TL | 03483 | EGC012028 | P | 58001599 | 58 | EGTL Spares | Mtce | 66 | 66F | KIT:DOUBLE DIAPHRAGMS STEEL | FOR PUMPING HEAD | Set of diaphragms for 150-PX-004. Oil side and product side steel diaphragms. Drawing number-A01854-4.szd. Pump type - DOXA.l.15x25mm. Serial 305038. Position numbers 688A/688B. | ST | 1 | 0 | 0 | NO | 691.15 | 136916.815 | O.M.G | A01812-1.DOX/A01813-1.DOX |  | 01,22 | 1 | 2CAC |  |  | 150-PX-004 |  |  | DOXA.L/15MMX25 |  | 41257 | 45791 | 41989 | -1 | 1 |  |  | -1 | 1
7102 | 29200000TL | 03483 | EGC012029 | P | 58001677 | 58 | EGTL Spares | Mtce | 64 | 64B | KIT: REPAIR | FOR METERING PUMP | Power Transmission Equipment & Replacement Parts : CONTAINS (1) PTFE OIL SIDE DIAPHRAGM,NO 1 MN 688B PTFE OIL SIDE DIAPHRAGM,NO 1 MN 688A PROCESS SIDE DIAPHRAGM. | ST | 1 | 0 | 0 | NO | 700.0869 | 176715.5 | O.M.G | KIT DD DX3 DS C | N6S3T3TT2.5R1DU1A | 01 | 1 | 2CAC |  |  | A04269 |  |  |  |  | 41257 | 44339 | 43643
7103 | 29200000TL | 03483 | EGC012029 | P | 58003326 | 58 | EGTL Spares | Mtce | 66 | 66A | KIT:REPAIR | FOR METERING PUMP | Valve-Ball : CONTAINS (1) VALVE SEAT MN 12M HC,NO 1 MN 13M PTFE VALVE BALL,NO 1 MN 14M VALVE GASKETS,NO 2 MN 14A HC VALVE GASKETS,NO 1 VALVE BALL MN 13A PTFE,NO 1 VALVE SEAT MODEL 12A HC, 171-PX-040, CROSS REF DWG, INJECTION PUMPS. | ST | 1 | 1 | 2 | NO | 2150 | 333744.5 | O.M.G |  |  | 01 | 1 |  |  |  | SEE ADDITIONAL INFO |  |  | DOXE-3M/100DSX70 |  | 41505
7104 | 29200000TL | 03483 | EGC012029 | P | 58004755 | 58 | EGTL Spares | Mtce | 66 | 66F | KIT:REPAIR, | FOR METERING PUMP | Valve - Parts & Accessories :CONTAINS N.1 PROCESS SIDE DIAPHRAGM,MODEL 688A,N.1 OIL SIDE DIAPHRAGM,MODEL 688B PTFE,N.1 OIL SIDE DIAPHRAGM PTFE/NBR | ST | 1 | 0 | 0 | NO | 500.2899 | 77645 | O.M.G | KIT DD DX2 DS | KIT DD DX2 DS | 01 | 1 | 2CAC |  |  | A02481 |  |  |  |  | 40914 | 45214 | [5 empty] | -1 | 1
7105 | 29200000TL | 03483 | EGC012030 | P | 58001675 | 58 | EGTL Spares | Mtce | 66 | 66A | KIT:REPAIR,FOR INJECTION PUMP | CONTAINS N.2 VALVE SEAT | Valve-Ball : MODEL 12 AISI 316,N.2 VALVE BALL,MODEL 13 PTFE,N.4 VALVE GASKETS,MODEL 14,N.2 VALVE SEAT AISI 316, 150-PX-003,183-PX-018, INJECTION PUMPS | ST | 1 | 0 | 0 | NO | 1667.85 | 328032.738 | O.M.G | SET VLV 1 1/4&QUOT; V | SET VLV 1 1/4&QUOT; V | 01,22 | 1 | 2CAC |  |  | A02481 / A04283 |  |  |  |  | 40914 | 44963 | 42013 |  |  |  |  | -1 | 1
7106 | 29200000TL | 03483 | EGC013001 | P | 58010158 | 58 | EGTL Spares | Mtce | 66 | 66F | GASKET:GRAPHITE | FOR BOILER | Valve - Parts & Accessories :172-XP-001A/B/C, VALVES 172-HV-200/1, 172-HV-300/1, 172-HV-400/1 | EA | 5 | 2 | 4 | NO | 1480.8582 | 229829.2 | AUDCO INDIA LTD | BQ720003-7 |  | 01,22 | 1 | 1AXX |  |  | EGTL1-TBW-PRO-BQ-720003 |  |  |  |  | 40914
7107 | 29200000TL | 03483 | EGC013001 | P | 58010159 | 58 | EGTL Spares | Mtce | 66 | 66F | PACKING:GRAPHITE/BRAIDED END | GRAPHITE TOP/BOTTOM RING | Valve - Parts & Accessories :OEM PACMAAN GRAPHITE GASKET, STYLE/MODEL NA 710 PRESSURE SEAL RINGFLEXIBLE PURE GRAPHITE PRESSURE SEAL RING/ SELF SEALING RING REINFORCED, TOP & BOTTOM STAINLESS STEEL RING COVERS. | EA | 5 | 0 | 0 | NO | 1480.8582 | 229829.2 | OEM PACMAAN | NA 710 |  | 01,22 | 1 | 1AXX |  |  | EGTL1-TBW-PRO-BQ-720003 |  |  |  |  | 40914
7108 | 29200000TL | 03483 | EGC013002 | P | 58008359 | 58 | EGTL Spares | Mtce | 66 | 66P | O-RING:CONTROL VALVE | 1-3/4 IN ID,2 IN OD,1/8 IN WD | Valve - Control : EPDM 17F51 | EA | 3 | 0 | 0 | NO | 224 | 44016 | FISHER CONTROLS | 1C6280X0102 | 19B6042X042 | 01,22 | 1 |  |  |  | TANK BLANKETING |  |  |  | FG055 | 40914 | 44465 | 41822
7109 | 29200000TL | 03483 | EGC013002 | P | 58008361 | 58 | EGTL Spares | Mtce | 66 | 66P | O-RING:CONTROL VALVE | 0.44 IN ID, 0.62 IN OD | Valve - Control : 0.09 IN WD, EPDM, USP CL VI | EA | 2 | 0 | 0 | NO | 22.62 | 3511.3026 | FISHER CONTROLS | 1D2888X0042 |  | 01,22 | 1 |  |  |  | TANK BLANKETING |  |  |  |  | 40914 | 44465 | 41791
7110 | 29200000TL | 03483 | EGC013002 | P | 58008363 | 58 | EGTL Spares | Mtce | 66 | 66P | O-RING:CONTROL VALVE | 1-5/8 IN ID,2 IN OD,3/16 IN WD | Valve - Control : O-RING:CONTROL VALVE,1-5/8 IN ID,2 IN OD,3/16 IN WD,EPDM 17F51 | EA | 3 | 0 | 0 | NO | 107 | 21025.5 | FISHER CONTROLS | 1D7853X0032 | 19B6042X042 | 01,22 | 1 |  |  |  | TANK BLANKETING |  |  |  |  | 40914 | 44465 | 41822
7111 | 29200000TL | 03483 | EGC013002 | P | 58011034 | 58 | EGTL Spares | Mtce | 66 | 66Z | DIAPHRAGM: 150 MM VALVE | 83 IN H20,KALREZ |  | EA | 2 | 0 | 0 | NO | 2033.16 | 340244.5335 | PROTECTOSEAL | 7806-218A-140K6375 | 7806-218A-140K6375 | 00 | 1 | 1AXX | 1BBB |  | 6 |  |  | K6375 |  | 40914 | 45840 | 41972 | -1 | 1
7112 | 29300000TL | 03483 | EGC013002 | P | 58064166 | 58 | EGTL Spares | Mtce | 67 | 67B | ELECTRO ROD | WELDING | WELDING ELECTRO ROD 4.0 X 350MM AWS A5.1 E7018-1 H4R; 8PACKS X 28 PCS. | EA | 4 | 2 | 3 | YES | 285.5 | 399521.72 | LINCOLN | E7018-1 H4R |  | 00 | 1 | 2BAC | 1CCC |  |  |  |  | AWS A5.1 E7018-1 H4R |  | 43770 |  | 45415
7113 | 29200000TL | 03483 | EGC013003 | P | 58007691 | 58 | EGTL Spares | Mtce | 66 | 66P | O-RING: 1/4 IN ID, 7/16 IN OD | 3/32 INCH WD,EPDM 17F51 | Valve - Control : CONTROL VALVE | EA | 2 | 2 | 4 | NO | 52.9355 | 10116.0712 | FISHER CONTROLS | GC070173X52 |  | 01,22 | 1 |  |  |  | TANK BLANKETING |  |  |  |  | 40914 | 44465 | 42026
7114 | 29200000TL | 03483 | EGC013003 | P | 58007694 | 58 | EGTL Spares | Mtce | 54 | 54A | GASKET:TOWER, 12.25 IN OD X | 11.12 IN ID X 0.062 IN | Gaskets : GARLOCK 3700, RING, (CONTROL VALVE) | EA | 6 | 0 | 0 | NO | 4.5003 | 698.6276 | FISHER CONTROLS | GC070428X02 |  | 01,22 | 1 |  | 2BBC |  | TANK BLANKETING |  |  |  |  | 40914 | 44465
7115 | 29200000TL | 03483 | EGC013004 | P | 58004164 | 58 | EGTL Spares | Mtce | 54 | 54D | O-RING:NEOPRENE | 5/16 IN (0.313 IN) WD | *OBS*GS&P-O-Rings : CORD STOCK | FT | 25 | 0 | 0 | NO | 0.56 | 86.95 |  |  | 12975K36 | 01 |  | 2CAC | 2CAC | [6 empty] | 40915 | 41438
7116 | 29200000TL | 03483 | EGC013004 | P | 58004166 | 58 | EGTL Spares | Mtce | 54 | 54D | O-RING:VITON,3 MM WD | (0.118 IN)METRIC | *OBS*GS&P-O-Rings : CORD STOCK, | FT | 12 | 0 | 0 | NO | 20 | 3930 |  |  | 94245K53 | 01 |  | 2CAC | 2CAC | [6 empty] | 40915 | 42307 | 42360
7117 | 29200000TL | 03483 | EGC013004 | P | 58004167 | 58 | EGTL Spares | Mtce | 54 | 54D | O-RING:VITON,4 MM WD | (0.157 IN)METRIC | *OBS*GS&P-O-Rings : CORD STOCK, | FT | 40 | 0 | 0 | NO | 2.46 | 381.94 |  |  | 94245K54 | 01 |  | 2CAC | 2CAC | [6 empty] | 40915
7118 | 29300000TL | 03483 | EGC013004 | P | 58004168 | 58 | EGTL Spares | Mtce | 54 | 54A | O-RING:VITON,5 MM WD | (0.197 IN) METRIC | *OBS*GS&P-O-Rings : CORD STOCK, | EA | 8 | 5 | 8 | YES | 5.74 | 8892.9246 |  |  | 94245K56 | 01 |  | 2CAC | 1BBB | [5 empty] | BENL3334 | 43770 | 45747 | 45755 | -12 | 2
7119 | 29200000TL | 03483 | EGC013004 | P | 58004169 | 58 | EGTL Spares | Mtce | 54 | 54D | KIT:SPLICING | FOR 0-RINGS | *OBS*GS&P-O-Rings : CONTAINS 1.78,2.62,3.53,5.33,6.99 MM NEOPRENE O-RING,RAZOR BLADE,CUTTING JIG SPLICING JIG | EA | 3 | 0 | 0 | NO | 58.33 | 9056.32 | MARCO RUBBER.COM | N70S |  | 01 |  | 2CAC | 2CAC | [6 empty] | 40915 | 42021
7120 | 29200000TL | 03483 | EGC013004 | P | 58004170 | 58 | EGTL Spares | Mtce | 54 | 54D | KIT:SPLICING | FOR 0-RINGS | *OBS*GS&P-O-Rings : CONTAINS 1.6,2,2.5,3,3.5,4,5,5.7,8.4 MM VITON O-RING,RAZOR BLADE,CUTTING JIG SPLICING JIG | EA | 3 | 0 | 0 | NO | 150.885 | 39865.055 | MARCO RUBBER.COM | V75MS |  | 01 |  | 2CAC | 2CAC | [6 empty] | 40915 | 45460 | 43480 |  |  | -1 | 1
7121 | 29200000TL | 03483 | EGC013004 | P | 58004171 | 58 | EGTL Spares | Mtce | 54 | 54D | O-RING: METRIC, 36 SIZES | VITON | *OBS*GS&P-O-Rings : 500 PIECE, | EA | 2 | 0 | 0 | NO | 90.78 | 14094.5 |  |  | 9443K39 | 01 |  | 2CAC | 2CAC | [6 empty] | 40915 | 43439
7122 | 29200000TL | 03483 | EGC013006 | P | 58018730 | 58 | EGTL Spares | Mtce | 56 | 56Z | RIVET: BLIND 4.8 MM DIA | 20 MM LG GENERAL PURPOSE | *OBS*Fastener-Other : DOME HD, 0.501 IN - 0.625 IN GRIP RANGE, 0.394 IN,ALUM/MILD STL, 100 PER PACK | PK | 49 | 0 | 0 | NO | 5.9808 | 928.395 |  |  | 97517A065-100 | 00 | 1 | 2CAC | 2CAC | [6 empty] | 40915 | 43677
7123 | 29200000TL | 03483 | EGC013007 | P | 58002667 | 58 | EGTL Spares | Mtce | 54 | 54A | ELEMENT:SEALING,8 IN NPS,PTFE | CRYOGENIC BUTTERFLY VALVES | Gaskets : V12315A, V12315B, V22315A, V22315B, V06403 | EA | 1 | 0 | 0 | NO | 2438.0032 | 378500 | MAPAG | 460967 | 460967 | 01,22 | 1 | 1BBA |  |  | 464894 |  |  |  |  | 40915
7124 | 29200000TL | 03483 | EGC013007 | P | 58002668 | 58 | EGTL Spares | Mtce | 54 | 54A | ELEMENT:SEALING,8 IN NPS | CRYOGENIC BUTTERFLY VALVES | Gaskets : 2.0070, V12315A, V12315B, V22315A, V22315B,V06403 | EA | 1 | 0 | 0 | NO | 2528.9984 | 392627 | MAPAG | 460968 | 460968 | 01,22 | 1 | 1BBA |  |  | 464894 |  |  |  |  | 40915
7125 | 29200000TL | 03483 | EGC013007 | P | 58007373 | 58 | EGTL Spares | Mtce | 54 | 54A | SEAL:PROFILE,450MM DIA | REINGRAFIT | Seals : &quot;150-PC-002 A/B , EGTL1-SLZ-MEC-DD-501063 PART 41011, API CENTRIFUGAL PUMPS&quot; | EA | 4 | 0 | 0 | NO | 2271.4748 | 352646.46 | SULZER | 204649068001 | AG0442M-H-S04D | 01,22 | 1 | 2BAB | 1BBB |  | E 9-S.4620.019-X |  |  |  |  | 41250
7126 | 29200000TL | 03483 | EGC013008 | P | 58016400 | 58 | EGTL Spares | Mtce | 54 | 54D | KIT: ADHESIVE PACKING GRAPHITE | FOR 12 IN GATE VALVE | Packing / Glands / Stuffing Boxes : | ST | 4 | 3 | 6 | NO | 56.4851 | 8768.75 | WILLIAMS | 30F2 | 116-BWP-143/150 | 01 | 1 | 2AAB | [7 empty] | 41349
7127 | 29200000TL | 03483 | EGC013008 | P | 58016401 | 58 | EGTL Spares | Mtce | 54 | 54A | GASKET: COVER | GRAPHITE & SS,ROUND | Gaskets : FOR 12 IN CHECK VALVE | EA | 5 | 2 | 4 | NO | 36.8381 | 5718.75 | WILLIAMS | 301F2 | 116-BHH-320 | 01 | 1 | 2AAB | [7 empty] | 41349
7128 | 29200000TL | 03483 | EGC013009 | P | 58000187 | 58 | EGTL Spares | Mtce | 56 | 56Z | BOLT: STUD 3/4 IN DIA | 10 UNC,4-3/4 IN THD LG | Fasteners / Hardware : CR MOLY,SA193,GR B7, WITH 2 HEX NUTS, SA194 2H, 130-VD-109/209. ( “Note: This item requires PMI testing and logging, if passed, markings and documentation as per the PMI specification are required.”) | PC | 1 | 0 | 0 | NO | 3.2839 | 547.3269 | LONE STAR STUD BOLTS |  | 002-302-171 | 02,21,22 | 1 | 2BBC |  |  | EGTL1-MIS-VES-DD-301002 |  |  | CR MOLY, SA193, GR B7 |  | 41249 | 45961 | 41943 | -19 | 1 | -16 | 1
7129 | 29200000TL | 03483 | EGC013010 | P | 58064789 | 58 | EGTL Spares | Mtce | 01 | 01A | BOLT: HEX HEAD M16 X 70MM | STAINLESS STEEL (NBN A4-70) |  | EA | 16 | 15 | 30 | NO | 0 | 0 | AIR PRODUCTS |  |  | 00 | [9 empty] | 42959 | 43704
7130 | 29300000TL | 03483 | EGC013011 | P | 58020942 | 58 | EGTL Spares | Mtce | 66 | 66Q | VALVE: GATE 1 IN | 1500 LB, SW X FNPT, CS | Valve - Gate : ASTM A105 (UNS K03504) BODY, COMBINATION NO 5 TRIM, STD PORT, SOLID WEDGE, HANDWHEEL OPERATED, FLEXIBLE GRAPHITE PACKING WITH CORROSION INHIBITOR, WELDED BONNET, OS&Y, API-602, GFADAB | EA | 1 | 1 | 2 | YES | 492.38 | 718402.1152 | OMB | LR910-5-SW X THD |  | 02 | 1 | 2CAC | [7 empty] | 43782 | 45999 | 46007 | -3 | 2 |  |  | -2 | 2
7131 | 29200000TL | 03483 | EGC013012 | P | 58061673 | 58 | EGTL Spares | Mtce | 56 | 56Z | BOLT:STUD,1-3/8 IN X 320MM LG | WITH TWO HEAVY HEX NUTS | ASSEMBLED, ALLOY STEEL ASME SA193 GRADE B7 ASME SA194 GRADE 2H | EA | 48 | 0 | 0 | NO | 1.3703 | 494 | BEA S.R.L. |  |  | 02 |  |  | 2BAB | [6 empty] | 43416 | 45068 | [5 empty] | -12 | 1
7132 | 29200000TL | 03483 | EGC013013 | P | 58002650 | 58 | EGTL Spares | Mtce | 54 | 54A | ELEMENT:SEALING,4 IN NPS,PTFE | CRYOGENIC BUTTERFLY VALVES | Gaskets : V07407A/B | EA | 1 | 0 | 0 | NO | 1275.0016 | 197944 | MAPAG | 444921 | 444921 | 01,22 | 1 | 1BBA |  |  | 464944 |  |  |  |  | 40915
7133 | 29200000TL | 03483 | EGC013013 | P | 58002651 | 58 | EGTL Spares | Mtce | 54 | 54A | ELEMENT:SEALING,4 IN NPS | CRYOGENIC BUTTERFLY VALVES | Gaskets : 2.0070, V07407A/B | EA | 1 | 0 | 0 | NO | 1328 | 206172 | MAPAG | 444922 | 444922 | 01,22 | 1 | 1BBA |  |  | 464944 |  |  |  |  | 40915
7134 | 29200000TL | 03483 | EGC013013 | P | 58002657 | 58 | EGTL Spares | Mtce | 54 | 54A | ELEMENT:SEALING,6 IN NPS,PTFE/ | VA, CRYOGENIC BUTTERFLY VALVES | Gaskets : V06407A/B, V12318B, V22318A, V22318B | EA | 1 | 0 | 0 | NO | 1479.0016 | 229615 | MAPAG | 461084 | 461084 | 01,22 | 1 | 1BBA |  |  | 464943 |  |  |  |  | 40915
7135 | 29200000TL | 03483 | EGC013013 | P | 58002658 | 58 | EGTL Spares | Mtce | 54 | 54A | ELEMENT:SEALING,6 IN NPS | CRYOGENIC BUTTERFLY VALVES | Gaskets : 2.0070, V06407A/B, V12318B, V22318A, V22318B | EA | 1 | 0 | 0 | NO | 1650.0032 | 256163 | MAPAG | 444940 | 444940 | 01,22 | 1 | 1BBA |  |  | 464943 |  |  |  |  | 40915
7136 | 29200000TL | 03483 | EGC013013 | P | 58007372 | 58 | EGTL Spares | Mtce | 54 | 54A | SEAL:PROFILE,79MM ID | 3 MM WIDE,REINGRAFIT | Seals : &quot;150-PC-002 A/B , EGTL1-SLZ-MEC-DD-501063 PART 41020, API CENTRIFUGAL PUMPS&quot; | EA | 4 | 0 | 0 | NO | 2119.3243 | 329025.1 | SULZER | 204649067001 | AG0442M-G-S04D | 01,22 | 1 | 2BAB | 1BBB |  | E 9-S.4620.019-X |  |  |  |  | 41250
7137 | 29200000TL | 03483 | EGC013014 | P | 58007243 | 58 | EGTL Spares | Mtce | 54 | 54A | GASKET:GRAPHITE/316 SS | API CENTRIFUGAL PUMPS | Seals : &quot;150-PC-008 A/B , 150-PC-031 , 177-PC-001 A/B , 183-PC-003 , 183-PC-004 , 183-PC-002 , 183-PC-001 A/B , EGTL1-SLZ-MEC-DD-501764 PART 400.01 OR 400.02&quot; | EA | 3 | 4 | 6 | NO | 44.3273 | 6881.81 | SULZER | 104943208566 | 330-150-17 | 01 | 1 | 2BAB | 1BBB |  | CS0569196 |  |  |  |  | 41248 | 45545 |  |  |  | -1 | 3 | -1 | 1
7138 | 29200000TL | 03483 | EGC013015 | P | 58007368 | 58 | EGTL Spares | Mtce | 54 | 54A | SEAL:PROFILE,500MM DIA | REINGRAFIT | Seals : &quot;150-PC-002 A/B , EGTL1-SLZ-MEC-DD-501063 PART 41005, API CENTRIFUGAL PUMPS&quot; | EA | 4 | 0 | 0 | NO | 2392.4763 | 371431.95 | SULZER | 204648628001 | AG0442M-C-S04D | 01,22 | 1 | 2BAB | 1BBB |  | E 9-S.4620.019-X |  |  |  |  | 41250
7139 | 29200000TL | 03483 | EGC013015 | P | 58007375 | 58 | EGTL Spares | Mtce | 76 | 76Z | SEAL:PROFILE,300MM DIA | REINGRAFIT | Pumps-Other : &quot;183-PC-013 , EGTL1-SLZ-MEC-DD-831064 PART 41011, API CENTRIFUGAL PUMPS&quot; | PC | 4 | 0 | 0 | NO | 3070.902 | 502119.5725 | SULZER | 204649070001 | AG0442M-K-S04D | 01,22 | 1 | 2BAB |  |  | E0-S.4650.013-X |  |  |  |  | 41250 | 44604 | 41940
7140 | 29200000TL | 03483 | EGC013015 | P | 58022947 | 58 | EGTL Spares | Mtce | 51 | 51E | REDUCER: CONDUIT | 1.00 IN X .50 IN,THD,ALUM | Electric Components - Conduit / Fitting :EXPLOSION-PROOF REDUCING BUSHING | EA | 90 | 45 | 90 | NO | 1.0001 | 155.25 | CROUSE-HINDS | RE31 |  | 02,21,22 | 1 | 30AC | 1CCC | [6 empty] | 41086 | 43318
7141 | 29200000TL | 03483 | EGC013016 | P | 58007251 | 58 | EGTL Spares | Mtce | 54 | 54A | GASKET:SPIRAL WOUND, 316 SS | GRAPHITE FILLER,ROUND | Seals : &quot;150-PC-011 A/B , EGTL1-SLZ-MEC-DD-501767 PART 40006 OR 40007 OR 40010 , FILLER MATERIAL: GRAPHITE , WINDING MATERIAL: 316 SS, API CENTRIFUGAL PUMPS&quot; | EA | 4 | 0 | 0 | NO | 1249.5507 | 193992.75 | SULZER | 104944167060 | 5390009041 | 01 | 1 | 2BAB | 1BBB |  | CS0569196-10 |  |  |  |  | 41250
7142 | 29200000TL | 03483 | EGC013016 | P | 58007378 | 58 | EGTL Spares | Mtce | 76 | 76Z | SEAL:PROFILE,325MM DIA | REINGRAFIT | Pumps-Other : &quot;183-PC-013 , EGTL1-SLZ-MEC-DD-831064 PART 41005, API CENTRIFUGAL PUMPS&quot; | PC | 3 | 0 | 0 | NO | 3174.7532 | 577659.7965 | SULZER | 204649073001 | AG0442M-T-S04D | 01,22 | 1 | 2BAB |  |  | E0-S.4650.013-X |  |  |  |  | 41250 | 44604 | 41969
7143 | 29300000TL | 03483 | EGC013017 | P | 58014651 | 58 | EGTL Spares | Mtce | 54 | 54A | GASKET: FLANGE NON-SPIRAL | 24 IN PIPE, 150LB, KLINGERSIL | Gaskets : C4430-3XA,BS7531 GRADE X,24 IN ID,32 IN OD,2.5 MM THK, ITEM 287 A 7213 09 WEIGHT: 8 KG 110-EA-130/230SIZE: 24 IN X 2.5 THK, (FOR AIR COOLED CONDENS | EA | 2 | 2 | 4 | YES | 158.59 | 245701.9011 | UPRUCH | 2687 - 7213 - 09 | 8A-475-0-V | 01,22 | 1 | [8 empty] | 43770 | 45751 | 45744 | -2 | 1 | -2 | 1
7144 | 29300000TL | 03483 | EGC013018 | P | 58007466 | 58 | EGTL Spares | Mtce | 56 | 56Z | STUD:7/8 IN DIA,12-3/4 IN LG | 9 UNC,12-3/4 IN THD LG | *OBS*Fastener-BottWa : &quot;MOLYBDENUM DISULFIDE-BASED THREAD LUBRICANT COATED,SA193,GR B7, @ 9,3A JOINT 135-ES-009, , (SHELL & TUBE HEAT EXCHAGE )&quot;. ( “Note: This item requires PMI testing and logging, if passed, markings and documentat | EA | 16 | 3 | 5 | YES | 40.24 | 59672.2984 | EEC | X-7214-BMLN-43 | X-7214-BMLN-43 | 02,21,22 | 1 | 2CBB |  |  | X-7214 |  |  |  |  | 43770 |  | 45322
7145 | 29200000TL | 03483 | EGC013018 | P | 58061450 | 58 | EGTL Spares | Mtce | 56 | 56Z | BOLT:STUD,1-1/4 IN X 335MM LG | WITH TWO HEAVY HEX NUTS | ASSEMBLED, ALLOY STEEL ASTM A193 GRADE B7 ASTM A194 GRADE 2H | EA | 18 | 0 | 0 | NO | 3.6471 | 1112.9257 | BEA S.R.L. |  |  | 02 |  |  | 2BAB | [5 empty] | CSL342 | 42920 | 44058
7146 | 29200000TL | 03483 | EGC013019 | P | 58007250 | 58 | EGTL Spares | Mtce | 54 | 54A | GASKET:1.4401/GRAPHITE | API CENTRIFUGAL PUMPS | Seals : &quot;150-PC-011 A/B , EGTL1-SLZ-MEC-DD-501767 PART 40011&quot; | EA | 4 | 0 | 0 | NO | 259.9737 | 40360.91 | SULZER | 104944122104 | WO064897. 5 | 01 | 1 | 2BAB | 1BBB |  | CS0569196-10 |  |  |  |  | 41250
7147 | 29200000TL | 03483 | EGC013019 | P | 58022375 | 58 | EGTL Spares | Mtce | 54 | 54D | PACKING: NOVAPRESS 815,RND | API CENTRIFUGAL PUMPS | Packing / Glands / Stuffing Boxes : 183-PX-019 A/B,EGTL1-SLZ-MEC-DD-831775 PART NOT FOUND ON DRAWING | PC | 2 | 1 | 2 | NO | 240.1608 | 37280.1668 | SULZER | OSB102729700023 |  | 01,22 | 1 | [8 empty] | 41512
7148 | 29200000TL | 03483 | EGC013020 | P | 58005660 | 58 | EGTL Spares | Mtce | 53 | 53A | O-LET: PIPE SOCKOLET | 4 IN X 1 IN, 3000 LB | Fittings - Pipe - Carbon Steel :DUAL-STAMPED F304/F304L SS ASTM A182, MSS SP-97, 970 | EA | 5 | 7 | 10 | NO | 50.372 | 9470.684 | WILSON SUPPLY | SEE DESCRIPTION |  | 02,21,22 |  | 2CAC | [7 empty] | 40915 | 44019 | 42341
7149 | 29200000TL | 03483 | EGC013020 | P | 58005662 | 58 | EGTL Spares | Mtce | 53 | 53A | O-LET: PIPE SOCKOLET | 3/4 IN, 3000 LB | Fittings - Pipe - Carbon Steel :FLAT, CS ASTM A105, UNS K03504, B | EA | 43 | 35 | 50 | NO | 11.7159 | 2205.0914 | WILSON SUPPLY | SEE DESCRIPTION |  | 02 |  | 2CAC | [7 empty] | 40915 | 44654 | 42213
7150 | 29200000TL | 03483 | EGC013020 | P | 58005667 | 58 | EGTL Spares | Mtce | 53 | 53A | O-LET: PIPE SOCKOLET | 42 IN X 3/4 IN, 3000 LB | Fittings - Pipe - Carbon Steel :CS ASTM A105, UNS K03504, B,MSS SP-97, 977 | EA | 94 | 0 | 0 | NO | 15.0113 | 2330.5535 | WILSON SUPPLY | SEE DESCRIPTION |  | 02 |  | 2CAC | [7 empty] | 40915 | 43915 | 41464
7151 | 29200000TL | 03483 | EGC013020 | P | 58005670 | 58 | EGTL Spares | Mtce | 53 | 53A | O-LET: PIPE SOCKOLET | 3 IN X 3/4 IN, 3000 LB | Fittings - Pipe - Carbon Steel :CS ASTM A105, UNS K03504, B, MSS SP-97, 980 | EA | 96 | 0 | 0 | NO | 7.274 | 1129.2935 | WILSON SUPPLY | SEE DESCRIPTION |  | 02 |  | 2CAC | [7 empty] | 40915 | 44703 | 41464
7152 | 29200000TL | 03483 | EGC013020 | P | 58005671 | 58 | EGTL Spares | Mtce | 53 | 53A | O-LET: PIPE SOCKOLET | 3 IN X 1 IN, 3000 LB | Fittings - Pipe - Carbon Steel :CS ASTM A105, UNS K03504, B, MSS SP-97, 981 | EA | 97 | 30 | 100 | NO | 8.202 | 1273.3473 | WILSON SUPPLY | SEE DESCRIPTION |  | 02 |  | 2CAC | [7 empty] | 40915 | 43770 | 41464
7153 | 29200000TL | 03483 | EGC013020 | P | 58005673 | 58 | EGTL Spares | Mtce | 53 | 53A | O-LET: PIPE SOCKOLET | 4 IN X 3/4 IN, 3000 LB | Fittings - Pipe - Carbon Steel :CS ASTM A105, UNS K03504, B, MSS SP-97, 983 | EA | 87 | 0 | 0 | NO | 7.274 | 1129.2935 | WILSON SUPPLY | SEE DESCRIPTION |  | 02 |  | 2CAC | [7 empty] | 40915 | 46026 | 41464 | -1 | 1
7154 | 29200000TL | 03483 | EGC013020 | P | 58007377 | 58 | EGTL Spares | Mtce | 76 | 76Z | SEAL:PROFILE,95MM ID | 3 MM WIDE,REINGRAFIT | Pumps-Other : &quot;183-PC-013 , EGTL1-SLZ-MEC-DD-831064 PART 41008, API CENTRIFUGAL PUMPS&quot; | PC | 5 | 0 | 0 | NO | 1001.2322 | 188384.9447 | SULZER | 204649072001 | AG0442M-P-S04D | 01,22 | 1 | 2BAB |  |  | E0-S.4650.013-X |  |  |  |  | 41250 | 42807 | 41969
7155 | 29200000TL | 03483 | EGC013020 | P | 58007379 | 58 | EGTL Spares | Mtce | 54 | 54A | SEAL:PROFILE,360MM DIA | REINGRAFIT | Seals : &quot;150-PC-002 A/B , EGTL1-SLZ-MEC-DD-501063 PART 41007, API CENTRIFUGAL PUMPS&quot; | EA | 4 | 0 | 0 | NO | 1311.8486 | 203664.49 | SULZER | 204649083001 | AG0442M-U-S04D | 01,22 | 1 | 2BAB | 1BBB |  | E 9-S.4620.019-X |  |  |  |  | 41250
7156 | 29200000TL | 03483 | EGC013021 | P | 58005663 | 58 | EGTL Spares | Mtce | 53 | 53A | O-LET: PIPE SOCKOLET | 1 IN, 3000 LB | Fittings - Pipe - Carbon Steel :FLAT, CS ASTM A105, UNS K03504, B | EA | 35 | 0 | 0 | NO | 5.8822 | 913.69 | WILSON SUPPLY | SEE DESCRIPTION |  | 02 |  | 2CAC | [7 empty] | 40915 | 42520
7157 | 29200000TL | 03483 | EGC013021 | P | 58007100 | 58 | EGTL Spares | Mtce | 76 | 76Z | GASKET:EXTERNAL,316 SS | API CENTRIFUGAL PUMPS | Pumps-Other : &quot;150-PC-007 A/B , EGTL1-SLZ-MEC-DD-501763 PART 400.115.&quot; | PC | 20 | 2 | 4 | NO | 415.7182 | 64540.25 | SULZER | 1813057 |  | 01 | 1 | 2BAB |  |  | B-102729-100-08 |  |  |  |  | 41248
7158 | 29200000TL | 03483 | EGC013021 | P | 58007341 | 58 | EGTL Spares | Mtce | 76 | 76Z | RING:SEAL,300MM | NI/MICROFLON | Pumps-Other : &quot;183-PC-013 , EGTL1-SLZ-MEC-DD-831064 PART 41161, API CENTRIFUGAL PUMPS&quot; | PC | 4 | 0 | 0 | NO | 21166.4467 | 4136857.2 | SULZER | 104943190881 | AG0442M-AF-S04D | 01 | 1 | 2BAB |  |  | E0-S.4650.013-X |  |  |  |  | 41257 | 44606 | 41940
7159 | 29200000TL | 03483 | EGC013022 | P | 58005664 | 58 | EGTL Spares | Mtce | 53 | 53A | O-LET: PIPE SOCKOLET | 1-1/2 IN, 3000 LB | Fittings - Pipe - Carbon Steel :FLAT, CS ASTM A105, UNS K03504,B | EA | 47 | 0 | 0 | NO | 11.7646 | 1827.39 | WILSON SUPPLY | SEE DESCRIPTION |  | 02 |  | 2CAC | [7 empty] | 40915 | 43551
7160 | 29200000TL | 03483 | EGC013022 | P | 58005669 | 58 | EGTL Spares | Mtce | 53 | 53A | O-LET: PIPE SOCKOLET | 2 IN X 1-1/2 IN, 3000 LB | Fittings - Pipe - Carbon Steel :CS ASTM A105, UNS K03504, B, MSS SP-97, 979 | EA | 100 | 30 | 100 | NO | 12.6 | 1956.1338 | WILSON SUPPLY | SEE DESCRIPTION |  | 02 |  | 2CAC | [7 empty] | 40915 |  | 41464
7161 | 29200000TL | 03483 | EGC013022 | P | 58007289 | 58 | EGTL Spares | Mtce | 54 | 54D | O-RING:API CENTRIFUGAL PUMP | 80FKM37504 | *OBS*GS&P-O-Rings : &quot;150-PC-011 A/B , EGTL1-SLZ-MEC-DD-501767 PART 41201&quot; | PC | 16 | 0 | 0 | NO | 890.4838 | 138256.6997 | SULZER | 6441370XXU05C000 | 5390009580 | 01 | 1 | 2BAB | 2BAB |  | CS0569196-10 |  |  |  |  | 41248
7162 | 29200000TL | 03483 | EGC013023 | P | 58007286 | 58 | EGTL Spares | Mtce | 54 | 54D | O-RING:API CENTRIFUGAL PUMP | 80FKM37504 | *OBS*GS&P-O-Rings : &quot;150-PC-011 A/B , EGTL1-SLZ-MEC-DD-501767 PART 41207&quot; | PC | 8 | 0 | 0 | NO | 536.1076 | 83236.1764 | SULZER | 6441370XX142FP00 | 5390009560 | 01 | 1 | 2BAB | 2BAB |  | CS0569196-10 |  |  |  |  | 41248
7163 | 29200000TL | 03483 | EGC013023 | P | 58007287 | 58 | EGTL Spares | Mtce | 54 | 54D | O-RING:API CENTRIFUGAL PUMP | 80FKM37504 | *OBS*GS&P-O-Rings : 150-PC-011 A/B, EGTL1-SLZ-MEC-DD-501767 PART 41208 | PC | 4 | 2 | 4 | NO | 617.8867 | 95933.2202 | SULZER | 6441370XX633EP00 | 5390009574 | 01 | 1 | 2BAB | 2BAB |  | CS0569196-10 |  |  |  |  | 41248
7164 | 29200000TL | 03483 | EGC013023 | P | 58007288 | 58 | EGTL Spares | Mtce | 54 | 54D | O-RING:API CENTRIFUGAL PUMP | 80FKM37504 | *OBS*GS&P-O-Rings : &quot;150-PC-011 A/B , EGTL1-SLZ-MEC-DD-501767 PART 41208&quot; | PC | 4 | 0 | 0 | NO | 804.8104 | 124955.0348 | SULZER | 6441370XXF03EP00 | 5390009576 | 01 | 1 | 2BAB | 2BAB |  | CS0569196-10 |  |  |  |  | 41248
7165 | 29200000TL | 03483 | EGC013023 | P | 58007345 | 58 | EGTL Spares | Mtce | 54 | 54A | GASKET:AT/GRAPHITE/1.4571 | API CENTRIFUGAL PUMPS | Seals : &quot;171-PC-001 A/B , 171-PC-020 A/B , EGTL1-SLZ-MEC-DD-711201 PART NUMBER BELOW NOT SHOWN ON THIS DRAWING&quot; | EA | 16 | 8 | 12 | NO | 44.3273 | 6881.81 | SULZER | 104943263949 | AG0442M-AN-S04D | 01 | 1 | 2BAB | 1BBB |  | E1-S1810.158-X |  |  |  |  | 41249
7166 | 29200000TL | 03483 | EGC013023 | P | 58022374 | 58 | EGTL Spares | Mtce | 54 | 54D | O-RING: FKM VITON | API CENTRIFUGAL PUMPS | *OBS*GS&P-O-Rings : 183-PX-019 A/B,EGTL1-SLZ-MEC-DD-831775 PART NOT FOUND ON DRAWING | PC | 2 | 1 | 2 | NO | 68.8028 | 10680.264 | SULZER | OSB102729700019 |  | 01 | 1 |  | 2BAB | [6 empty] | 41512
7167 | 29200000TL | 03483 | EGC013024 | P | 58007339 | 58 | EGTL Spares | Mtce | 54 | 54D | O-RING:FFKM | API CENTRIFUGAL PUMPS | *OBS*GS&P-O-Rings : &quot;150-PC-002 A/B , EGTL1-SLZ-MEC-DD-501063 PART 41214&quot; | PC | 3 | 0 | 0 | NO | 9684.9167 | 1503583.32 | SULZER | 104943031816 | 941465-Q-M129 | 01 | 1 | 2BAB | 2BAB |  | E 9-S.4620.019-X |  |  |  |  | 41249
7168 | 29200000TL | 03483 | EGC013024 | P | 58007376 | 58 | EGTL Spares | Mtce | 76 | 76Z | SEAL:PROFILE,95MM ID | 3 MM WIDE,REINGRAFIT | Pumps-Other : 183-PC-013, EGTL1-SLZ-MEC-DD-831064 PART 41007, API CENTRIFUGAL PUMPS | PC | 5 | 0 | 0 | NO | 913.4122 | 171860.526 | SULZER | 204649071001 | AG0442M-L-S04D | 01,22 | 1 | 2BAB |  |  | E0-S.4650.013-X |  |  |  |  | 41250 | 42807 | 41969
7169 | 29200000TL | 03483 | EGC013024 | P | 58012584 | 58 | EGTL Spares | Mtce | 54 | 54D | O-RING:API CENTRIFUGAL PUMP | 680 MM ID,5.333 MM WD |  | PC | 6 | 0 | 0 | NO | 1586.3597 | 246250.6155 | SULZER | 104490009591 | 104098248001 | 01 | 1 |  | 2BAB | [6 empty] | 41505
7170 | 29200000TL | 03483 | EGC013025 | P | 58007348 | 58 | EGTL Spares | Mtce | 54 | 54A | GASKET:WS 3822 | API CENTRIFUGAL PUMPS | Gaskets : &quot;171-PC-001 A/B , EGTL1-SLZ-MEC-DD-711201 PART 40001&quot; | PC | 12 | 0 | 0 | NO | 140.419 | 21798.9723 | SULZER | 104943273121 | AG0442M-AW-S04D | 01 | 1 | 2BAB |  |  | E1-S1810.158-X |  |  |  |  | 41249 |  | 41883
7171 | 29200000TL | 03483 | EGC013025 | P | 58007371 | 58 | EGTL Spares | Mtce | 54 | 54A | SEAL:PROFILE,140MM ID | 3MM WD,REINGRAFIT | Seals : &quot;150-PC-002 A/B , EGTL1-SLZ-MEC-DD-501063 PART 41008, API CENTRIFUGAL PUMPS&quot; | EA | 4 | 0 | 0 | NO | 467.2338 | 72538.04 | SULZER | 204649064001 | AG0442M-F-S04D | 01,22 | 1 | 2BAB | 1BBB |  | E 9-S.4620.019-X |  |  |  |  | 41250
7172 | 29200000TL | 03483 | EGC013026 | P | 58005661 | 58 | EGTL Spares | Mtce | 53 | 53A | O-LET: PIPE SOCKOLET | 2 IN X 3/4 IN, 3000 LB | Fittings - Pipe - Carbon Steel :DUAL-STAMPED F316/F316L SS ASTM A182, MSS SP-97, 971 | EA | 4 | 0 | 0 | NO | 39.5069 | 7707.558 |  | SEE DESCRIPTION |  | 02,21,22 |  | 2CAC | [7 empty] | 40915 | 45463 | 42402 |  |  | -2 | 1
7173 | 29200000TL | 03483 | EGC013026 | P | 58005666 | 58 | EGTL Spares | Mtce | 53 | 53A | O-LET: PIPE SOCKOLET | 2 IN X 3/4 IN, 3000 LB | Fittings - Pipe - Carbon Steel :CS ASTM A105, UNS K03504, B, MSS SP-97, 976 | EA | 1 | 0 | 0 | NO | 7.274 | 1129.2935 | USA INDUSTRIES INC. | SEE DESCRIPTION |  | 02 |  | 2CAC | [7 empty] | 40915 | 45042 | 41464 |  |  |  |  | -4 | 2
7174 | 29200000TL | 03483 | EGC013026 | P | 58005672 | 58 | EGTL Spares | Mtce | 53 | 53A | O-LET: PIPE SOCKOLET | 3 IN X 1-1/2 IN, 3000 LB | Fittings - Pipe - Carbon Steel :CS ASTM A105, UNS K03504, B, MSS SP-97, 982 | EA | 124 | 30 | 100 | NO | 12.6 | 1956.1338 | WILSON SUPPLY | SEE DESCRIPTION |  | 02 |  | 2CAC | [7 empty] | 40915 | 45101 | 41464 |  |  |  |  | -3 | 2
7175 | 29200000TL | 03483 | EGC013026 | P | 58022373 | 58 | EGTL Spares | Mtce | 54 | 54D | O-RING: FKM VITON | API CENTRIFUGAL PUMPS | *OBS*GS&P-O-Rings : 183-PX-019 A/B,EGTL1-SLZ-MEC-DD-831775 PART NO NOT FOUND ON DRAWING | PC | 2 | 0 | 0 | NO | 68.8028 | 10680.264 | SULZER | OSB102729700018 |  | 01 | 1 |  | 2BAB | [6 empty] | 41512
7176 | 29200000TL | 03483 | EGC013027 | P | 58001601 | 58 | EGTL Spares | Mtce | 66 | 66F | KIT:DOUBLE DIAPHRAGMS | FOR METERING PUMP | Valve - Parts & Accessories :CONTAINS N.4 VALVE SEAT AISI 316,N.1 OIL SIDE DIAPHRAGM PTFE,N.1 OIL SIDE DIAPHRAGM,MODEL 688B PTFE,N.1 PROCESS SIDE DIAPHRAGM,MODEL 688A, 183-PX-018, 183-PX-018 | ST | 2 | 0 | 0 | NO | 1738.325 | 283628.11 | O.M.G | KIT DD DX3 DS | 1616A01/1 | 01 | 1 | 2CAC |  |  | A04293 |  |  |  |  | 41257 | 44482 | 41912
7177 | 29200000TL | 03483 | EGC013027 | P | 58007342 | 58 | EGTL Spares | Mtce | 54 | 54A | GASKET:WS3822 | API CENTRIFUGAL PUMPS | Seals : &quot;171-PC-010 A/B , 171-PC-020 A/B , EGTL1-SLZ-MEC-DD-711202 PART 40001&quot; | EA | 7 | 0 | 0 | NO | 180.9033 | 28085.24 | SULZER | 104943200448 | AG0442M-AH-S04D | 01 | 1 | 2BAB | 1BBB |  | E1-S1810.158-X |  |  |  |  | 41249 | 42744
7178 | 29200000TL | 03483 | EGC013027 | P | 58007347 | 58 | EGTL Spares | Mtce | 54 | 54A | GASKET:WS 3822 | API CENTRIFUGAL PUMPS | Gaskets : &quot;150-PC-002 A/B , EGTL1-SKZ-MEC-DD-501063 PART 40002&quot; | PC | 11 | 0 | 0 | NO | 133.9483 | 20794.4427 | SULZER | 104943268321 | AG0442M-AV-S04D | 01 | 1 | 2BAB |  |  | E 9-S.4620.019-X |  |  |  |  | 41249 | 42130 | 41883
7179 | 29200000TL | 03483 | EGC013028 | P | 58060781 | 58 | EGTL Spares | Mtce | 56 | 56Z | BOLT:SIZE 1 1/8 X 90MM | MECHANICAL MACHINE. | WITH 2 WASHER;FOR HYDROGEN PURIFICATION UNIT | EA | 2 | 0 | 0 | NO | 0 | 0 | LINDE AG |  |  | 02 | [5 empty] | EGTL ZZ ITEMS |  |  |  | 42920
7180 | 29300000TL | 03483 | EGC013028 | P | 58061270 | 58 | EGTL Spares | Mtce | 56 | 56Z | BOLT: STUD, 1 IN X 170MM LG | WITH TWO HEAVY HEX NUTS | Fasteners / Hardware : ASSEMBLED; ALLOY STEEL ASTM A193 GRADE B7 ASTM A194 GRADE 2H | EA | 18 | 6 | 9 | YES | 43.18 | 67615.6395 | LAMONS |  |  | 02 | 1 | 2BAC | 1CCC | [6 empty] | 43770 | 45680 | 45890 | -9 | 1
7181 | 29200000TL | 03483 | EGC013028 | P | 58061509 | 58 | EGTL Spares | Mtce | 56 | 56Z | BOLT:STUD,1-5/8 IN X 390MM LG | WITH TWO HEAVY HEX NUTS | ASSEMBLED;ALLOY STEEL, ASTM A193 GR B7, ASTM A194 GRADE 2H | EA | 27 | 0 | 0 | NO | 3.9451 | 1203.8556 | BEA S.R.L. |  |  | 02 |  |  | 2BAB | [6 empty] | 42920
7182 | 29200000TL | 03483 | EGC013029 | P | 58007343 | 58 | EGTL Spares | Mtce | 54 | 54A | GASKET:WS3822 | API CENTRIFUGAL PUMPS | Seals : "171-PC-001 A/B , 171-PC-010 A/B , 171-PC-020 A/B , EGTL1-SLZ-MEC-DD-711201 PART 40010"GASKET: | EA | 11 | 0 | 0 | NO | 87.4566 | 13577.63 | SULZER | 40010 | AG0442M-A-M137 | 01 | 1 | 2BAB | 1BBB |  | EGTL1-SLZ-MEC-DD-711201 |  |  | WS3822 |  | 41249 | 42744
7183 | 29200000TL | 03483 | EGC013029 | P | 58007349 | 58 | EGTL Spares | Mtce | 54 | 54A | GASKET:GRAPHITE/316L SS | API CENTRIFUGAL PUMPS | Seals : &quot;150-PC-002 A/B, 183-PC-013 , EGTL1-SLZ-MEC-DD-501063 PART 40007 OR 40012&quot; | EA | 18 | 0 | 0 | NO | 535.5217 | 83139.75 | SULZER | 104944166060 | AG0442M-AX-S04D | 01 | 1 | 2BAB | 1BBB |  | E 9-S.4620.019-X |  |  |  |  | 41249 | 44438
7184 | 29200000TL | 03483 | EGC013030 | P | 58007247 | 58 | EGTL Spares | Mtce | 54 | 54A | GASKET:GRAPHITE/316 SS | API CENTRIFUGAL PUMPS | Gaskets : &quot;183-PC-017 , 150-PC-008 A/B , EGTL1-SLZ-MEC-DD 831776 PART 400.02 OR 400.03&quot; | PC | 10 | 0 | 0 | NO | 680.3449 | 105613.2493 | SULZER | 104943265366 | WO064892-13. 1-7 | 01 | 1 | 2BAB |  |  | CS0569196 |  |  |  |  | 41250 | 42974 | 41864
7185 | 29200000TL | 03483 | EGC013030 | P | 58007367 | 58 | EGTL Spares | Mtce | 54 | 54A | SEAL:PROFILE,140MM ID | 3 MM WIDE,REINGRAFIT | Seals : &quot;150-PC-002 A/B , EGTL1-SLZ-MEC-DD-501063 PART 41010, API CENTRIFUGAL PUMPS&quot; | EA | 8 | 0 | 0 | NO | 1422.0678 | 220776.03 | SULZER | 204648627001 | AG0442M-B-S04D | 01,22 | 1 | 2BAB | 1BBB |  | E 9-S.4620.019-X |  |  |  |  | 41250
7186 | 29200000TL | 03483 | EGC014002 | P | 58004960 | 58 | EGTL Spares | Mtce | 51 | 51B | LAMP:PLASTIC | 1W,24VDC,AMBER | Electric Components - Lighting : LUMINESCENT DIODE BULB,WIRE TERMINAL BASE, PLASTIC, 172-XP-001A/ B/C, FOR BOILER | EA | 10 | 2 | 4 | NO | 54 | 8382.42 | R STAHL (P) LTD. INDIA | L2500001A | SEE ADDITIONAL INFO | 01,10 | 1 |  |  |  | EGTL1-TBW-FUR-GA-720101 |  |  |  |  | 41505
7187 | 29200000TL | 03483 | EGC014002 | P | 58009604 | 58 | EGTL Spares | Mtce | 56 | 56Z | CLAMP:UNIVERSAL ONE WAY | 5-19 / BOLT 10 MM X 50 MM | *OBS*Fastener-Other : 1.4307/304L, 5-19, INCL. TACK WELDED HEX BOLT DIN933 M10X 50, MATERIAL A2-70/8/8A SUPP PART NO NEW: 10003134 CROSS DRAW REF: 2-106.500.568 THRU 571, 2-1 | PC | 100 | 0 | 0 | NO | 4.3848 | 680.74 | SULZER | 106223099301 | 106223099301 | 01,22 | 1 | 2BBC | 2BBC |  | SEE ITEM NOTE |  |  |  |  | 40914
7188 | 29300000TL | 03483 | EGC014003 | P | 07991515 | 07 | Gaskets, Rags, Chain, Packings | Const | 54 | 54A | GASKET SET GASKET SET FOR | 130-LV-0017A |  | EA | 1 | 1 | 2 | YES | 165 | 250102.05 | FISHER CONTROL | RGASKETX212 |  | 00 | [8 empty] | BENL1171 | 43769 | 46008 | 46013 | -5 | 5
7189 | 29200000TL | 03483 | EGC014003 | P | 58015780 | 58 | EGTL Spares | Mtce | 54 | 54D | GASKET:API CENTRIFUGAL PUMP | GRAPHITE/316 SS | *OBS*GS&P-O-Rings : &quot;130-PC-103 A/B 172-PC-005 172-PC-006 A/B EGTL1-SLZ-MEC-DD-300434 PART 400.02 OR 400.03 OR 400.05 OR 400.10&quot; | PC | 10 | 0 | 0 | NO | 363.0047 | 56356.48 | SULZER | 104943265472 | JDE58018369 | 01,22 | 1 | 2CAC | 2CAC | [6 empty] | 41250 | 41785
7190 | 29300000TL | 03483 | EGC014003 | P | 58100935 | 58 | EGTL Spares | Mtce | 66 | 66H | KIT TYPE:MAIN SOFT GOODS | APPLICATION:2 IN SATETY VALVE | MAIN SOFT GOODS KIT: SAFETY RELIEF VALVE (110-PSV-0640, 110-PSV-0720, 110-PSV-2286); INLET 2 INCH 125# RF, OUTLET 2 INCH 125# RF; SET PRESSURE � 0.06 BARG; MODEL NUMBER - FIG 501; SERIAL NUMBER - S332781, S332782, S332788; MANUFACTURER - MARVAC. QA Code 0 | EA | 4 | 2 | 4 | YES | 363.6 | 138004.3269 | MARVAC | K800077-001(F050501SG-MD) |  | 01A, 07 | [7 empty] | FIG 501 |  | 43785 |  | 43960
7191 | 29200000TL | 03483 | EGC014004 | P | 58010948 | 58 | EGTL Spares | Mtce | 14 | 14Z | KIT: EXHAUST | NUT & BOLT KIT 12PC & GASKET |  | EA | 6 | 0 | 0 | NO | 486.6178 | 147515.1398 | GT EXHAUST | 47-CAT-1400 |  | 01,22 | 1 | 1AXX | 1AXX | [6 empty] | 40914 |  | 43461
7192 | 29200000TL | 03483 | EGC014004 | P | 58061246 | 58 | EGTL Spares | Mtce | 56 | 56Z | BOLT: STUD, 7/8 IN X 145MM LG | WITH TWO HEAVY HEX NUTS | Fasteners / Hardware : ASSEMBLED; ALLOY STEEL ASTM A193 GRADE B7 ASTM A194 GRADE 2H | EA | 11 | 0 | 0 | NO | 17.9043 | 5485.8535 | LAMONS |  |  | 02 | 1 | 2BAC | [7 empty] | 42092 | 45118 | 43444 |  |  |  |  | -8 | 1
7193 | 29200000TL | 03483 | EGC014005 | P | 58005674 | 58 | EGTL Spares | Mtce | 53 | 53A | O-LET: PIPE SOCKOLET | 4 IN X 1 IN, 3000 LB | Fittings - Pipe - Carbon Steel :CS ASTM A105,UNS K03504, B, MSS SP-97, 984 | EA | 85 | 70 | 100 | NO | 8.2001 | 1273.0573 | KURVERS FITTINGS USA | SEE DESCRIPTION |  | 02 |  | 2CAC | [7 empty] | 40915 | 46022 | 41464 | -3 | 3
7194 | 29300000TL | 03483 | EGC014005 | P | 58005679 | 58 | EGTL Spares | Mtce | 53 | 53A | O-LET: PIPE SOCKOLET | 2 IN X 3/4 IN, 6000 LB | Fittings - Pipe - Carbon Steel :CS ASTM A105, UNS K03504, B, MSS SP-97, 989 | EA | 10 | 7 | 10 | YES | 69.92 | 28641.3296 | WILSON SUPPLY | SEE DESCRIPTION |  | 02 |  | 2CAC | [7 empty] | 43770 |  | 44014
7195 | 29200000TL | 03483 | EGC014005 | P | 58005682 | 58 | EGTL Spares | Mtce | 53 | 53A | O-LET: PIPE SOCKOLET | 3 IN X 3/4 IN, 6000 LB | Fittings - Pipe - Carbon Steel :CS ASTM A105, UNS K03504, B, MSS SP-97, 992 | EA | 46 | 0 | 0 | NO | 17.2781 | 3884.0171 | WILSON SUPPLY | SEE DESCRIPTION |  | 02 |  | 2CAC | [7 empty] | 40915 | 45122 | 42851 |  |  |  |  | -1 | 1
7196 | 29200000TL | 03483 | EGC014005 | P | 58005683 | 58 | EGTL Spares | Mtce | 53 | 53A | O-LET: PIPE SOCKOLET | 3 IN X 1 IN, 6000 LB | Fittings - Pipe - Carbon Steel :CS ASTM A105, UNS K03504, B, MSS SP-97, 993 | EA | 44 | 0 | 0 | NO | 17.2273 | 2674.516 | WILSON SUPPLY | SEE DESCRIPTION |  | 02 |  | 2CAC | [7 empty] | 40915 | 45872 | 41464 | -2 | 1
7197 | 29200000TL | 03483 | EGC014005 | P | 58005685 | 58 | EGTL Spares | Mtce | 53 | 53A | O-LET: PIPE SOCKOLET | 4 IN X 3/4 IN, 6000 LB | Fittings - Pipe - Carbon Steel :CS ASTM A105, UNS K03504, B, MSS SP-97, 995 | EA | 37 | 0 | 0 | NO | 12.5869 | 1954.1038 | WILSON SUPPLY | SEE DESCRIPTION |  | 02 |  | 2CAC | [7 empty] | 40915 | 43903 | 41464
7198 | 29200000TL | 03483 | EGC014006 | P | 58018735 | 58 | EGTL Spares | Mtce | 56 | 56Z | RIVET: BLIND 6 MM DIA, | 12 MM LG | *OBS*Fastener-Other : DOME HD, 0.063 IN - .250 IN GRIP RANGE, 0.525 IN, ALUM/MILD STL, 100 PER PACK | PK | 50 | 0 | 0 | NO | 9.9113 | 1538.53 |  |  | 97517A651-100 | 00 | 1 | 2CAC | 2CAC | [6 empty] | 40915
7199 | 29200000TL | 03483 | EGC014007 | P | 07991541 | 07 | Gaskets, Rags, Chain, Packings | Const | 54 | 54A | O-RING TYPE:O-RING, 46 X 5 | ID:STD OD:STD WIDTH:STD SEC |  | EA | 10 | 8 | 20 | NO | 335 | 102580.35 | SLFC (PTY) LTD | OR.KLR/46 |  | 07 |  |  | 1BBB | [6 empty] | 43349 | 43857 | 43368
7200 | 29200000TL | 03483 | EGC014007 | P | 35011509 | 35 | Diesel Engines & Components | Mtce | 87 | 87B | RING TYPE:CIRCLIP RING SIZE:38 | X 1.75 CLASS:STD THCK:STD | MATL:STD SLFC, SOUTH AFRICA SLUICE ARM ASSEMBLY PARTS, INTERCHANGEABLE UNIT 30/45, CIRCLIP RING, 38 X 1.75, PART NUMBER C.CLP.SS/38 | EA | 18 | 0 | 0 | NO | 2.75 | 842.0775 | SLFC (PTY) LTD | C.CLP.SS/38 |  | 07 | [9 empty] | 43349 | 44045 | 43368
7201 | 29200000TL | 03483 | EGC014007 | P | 35011510 | 35 | Diesel Engines & Components | Mtce | 54 | 54A | RING TYPE:CIRCLIP RING SIZE:60 | X 2 CLASS:STD THCK:STD | MATL:STD SLFC, SOUTH AFRICA SLUICE ARM ASSEMBLY PARTS, INTERCHANGEABLE UNIT 30/45, CIRCLIP RING, 60 X 2 PART NUMBER C.CLP.SS/60 | EA | 20 | 0 | 0 | NO | 7.5 | 2296.575 | SLFC (PTY) LTD | C.CLP.SS/60 |  | 07 |  |  | 1BBB | [6 empty] | 43349 |  | 43368
7202 | 29200000TL | 03483 | EGC014007 | P | 35011511 | 35 | Diesel Engines & Components | Mtce | 56 | 56Z | RING:SEALING TYPE:SLUICE | HEADER SIZE:70 X 39 X 4 | MATL:STL SLFC, SOUTH AFRICA SLUICE ARM ASSEMBLY PARTS, INTERCHANGEABLE UNIT 30/45, RING, 70 X 39 X 4 SLUICE HEADER PART NUMBER RNG.SS | EA | 12 | 8 | 20 | NO | 22 | 6736.62 | SLFC (PTY) LTD | RNG.SS |  | 07 | [9 empty] | 43349 | 45668 | 43368 | -6 | 1
7203 | 29200000TL | 03483 | EGC014007 | P | 58064561 | 58 | EGTL Spares | Mtce | 54 | 54A | GASKET: 1-1/2 IN FLAT FACE | PN20/CL150, 1.5MM THICK, | FLAT, SIGMA 511 TO AP SPEC 4WPI-MWFG07 GWFAGGABAABDABAAQA Code 01A | EA | 3 | 0 | 0 | NO | 25 | 7655.25 | FLEXITALLIC |  |  | 01A | [9 empty] | 43364 | 44972 | 43412 |  |  |  |  | -2 | 1
7204 | 29200000TL | 03483 | EGC014008 | P | 58022941 | 58 | EGTL Spares | Mtce | 51 | 51E | REDUCER: CONDUIT | 1.5 IN X 1.25 IN,THD,ALUM | Electric Components - Conduit / Fitting :EXPLOSION-PROOF REDUCING BUSHING | EA | 12 | 10 | 20 | NO | 2.9504 | 457.9875 | CROUSE-HINDS | RE54 |  | 02,21,22 | 1 | 30AC | [7 empty] | 41086 | 43850
7205 | 29200000TL | 03483 | EGC014009 | P | 58005655 | 58 | EGTL Spares | Mtce | 53 | 53A | O-LET: PIPE SOCKOLET | 2 IN X 3/4 IN, 3000 LB | Fittings - Pipe - Carbon Steel :DUAL-STAMPED F304/F304L SS ASTM A182, MSS SP-97, 965 | EA | 6 | 7 | 10 | NO | 10.0939 | 1567.89 | WILSON SUPPLY | SEE DESCRIPTION |  | 02,21,22 |  | 2CAC | [7 empty] | 40915 | 46026 |  | -2 | 2
7206 | 29200000TL | 03483 | EGC014009 | P | 58803293 | 58 | EGTL Spares | Mtce | 56 | 56Z | SCREW:MACHINE TYPE:316 DIA:IN | LG:OEM HEAD:HEX THRDS:STL | MATL:ASTM SPEC:A312 GRADE:316 GRUB SCREW WITH SERIAL NUMBER 207276 OF PUMP. | EA | 3 | 2 | 4 | NO | 6.75 | 2060.64 | SULZER PUMP | 904.01 |  | 00 | [9 empty] | 42944 |  | 43017
7207 | 29200000TL | 03483 | EGC014009 | P | 58803295 | 58 | EGTL Spares | Mtce | 76 | 76Z | INSERT MATL:304 HELICOIL | THREADED INSERT OF SUZER PUMP | ZE400-8 728 SERIAL NO 207236 | EA | 3 | 2 | 3 | NO | 19.13 | 5840.0064 | SULZER PUMP | 915.01 |  | 00 | [7 empty] | ZE400-8 728 |  | 42944 |  | 43017
7208 | 29200000TL | 03483 | EGC014009 | P | 58803301 | 58 | EGTL Spares | Mtce | 51 | 51K | ISOLATOR TYPE:BRG ISOLATOR | BRG ISOLATOR, PN: 423.02, | MATERIAL: BRONZE, SHAFT SIZE: 125MM, FOR SULZER PUMP TAG:130-PC-108/208A/B/C (BFW PUMPS) | EA | 3 | 2 | 3 | NO | 2360.31 | 720555.4368 | SULZER PUMPS | 423.02 |  | 00 |  |  | 2AAC |  |  |  |  | ZE400-8 728 |  | 42944 |  | 43017
7209 | 29200000TL | 03483 | EGC014010 | P | 58015761 | 58 | EGTL Spares | Mtce | 54 | 54D | SEAL:PROFILE, REINGRAFIT | API CENTRIFUGAL PUMPS | *OBS*GS&P-Other : &quot;172-PC-002 130-PC-007 135-PC-005 A/B 130-PC-004 A/B EGTL1-SLZ-MEC-DD-720051 PART 41020&quot; | PC | 4 | 0 | 0 | NO | 1994.7286 | 309681.62 | SULZER | 104098248001 | 8049-30904 | 01,22 | 1 | 2CAC | 2CAC | [6 empty] | 41250 | 45578 |  |  |  | -1 | 1
7210 | 29200000TL | 03483 | EGC014010 | P | 58061548 | 58 | EGTL Spares | Mtce | 56 | 56Z | BOLT:STUD,7/8 IN X 130MM LG | WITH TWO HEAVY HEX NUTS | (8UN THDS), ASSEMBLED, STAINLESS STEEL, ASTM A193 GRADE B8T CLASS 2, ASTM A194 GRADE 8MA. | EA | 40 | 20 | 40 | NO | 56.44 | 17294.3448 | BEA S.R.L. |  |  | 02 |  |  | 2BAB | [6 empty] | 43416 |  | 43485
7211 | 29200000TL | 03483 | EGC014011 | P | 58005677 | 58 | EGTL Spares | Mtce | 53 | 53A | O-LET: PIPE SOCKOLET | 1 IN, 6000 LB | Fittings - Pipe - Carbon Steel :FLAT, CS ASTM A105, UNS K03504, B. | EA | 45 | 35 | 50 | NO | 18.5752 | 2883.7884 | WILSON SUPPLY | SEE DESCRIPTION |  | 02 |  | 2CAC | [7 empty] | 40915 | 44752 | 41464
7212 | 29200000TL | 03483 | EGC014011 | P | 58005680 | 58 | EGTL Spares | Mtce | 53 | 53A | O-LET: PIPE SOCKOLET | 2 IN X 1 IN, 6000 LB | Fittings - Pipe - Carbon Steel :CS ASTM A105, UNS K03504, B, MSS SP-97, 990 | EA | 50 | 0 | 0 | NO | 15.9905 | 2482.498 | WILSON SUPPLY | SEE DESCRIPTION |  | 02 |  | 2CAC | [7 empty] | 40915 |  | 41464
7213 | 29200000TL | 03483 | EGC014011 | P | 58005686 | 58 | EGTL Spares | Mtce | 53 | 53A | O-LET: PIPE SOCKOLET | 4 IN X 1 IN, 6000 LB | Fittings - Pipe - Carbon Steel :CS ASTM A105, UNS K03504, B, MSS SP-97, 996 | EA | 39 | 0 | 0 | NO | 17.2273 | 2674.516 | WILSON SUPPLY | SEE DESCRIPTION |  | 02 |  | 2CAC | [7 empty] | 40915 | 43985 | 41464
7214 | 29200000TL | 03483 | EGC014011 | P | 58005743 | 58 | EGTL Spares | Mtce | 53 | 53A | O-LET: PIPE 4 IN X 3/4 IN | THREDOLET,F304/F304L SS | Fittings - Pipe - Carbon Steel :3000 LB, DUAL-STAMPED F304/F304L SS ASTM A182, MSS SP-97, 1067 | EA | 5 | 2 | 3 | NO | 28.98 | 8880.921 | WILSON SUPPLY | SEE DESCRIPTION |  | 02,21,22 |  | 2CAC | [7 empty] | 40915 | 43267 | 43787
7215 | 29200000TL | 03483 | EGC014011 | P | 58005744 | 58 | EGTL Spares | Mtce | 53 | 53A | O-LET: PIPE 2 IN X 3/4 IN | THREDOLET,F316/F316L SS | Fittings - Pipe - Carbon Steel :3000 LB, DUAL-STAMPED F316/F316L SS ASTM A182, MSS SP-97, 1068 | EA | 5 | 0 | 0 | NO | 70.1499 | 13744.6576 | WILSON SUPPLY | SEE DESCRIPTION |  | 02,21,22 |  | 2CAC | [7 empty] | 40915 | 42328 | 42341
7216 | 29200000TL | 03483 | EGC014012 | P | 58800761 | 58 | EGTL Spares | Mtce | 54 | 54A | GASKET:6 INCH DIA X 150 LB | SERR MTL CORE | WITH 0.5MM GRAPHITE FC EA SIDE | EA | 45 | 60 | 100 | NO | 0 | 0 | FLEXITALLIC | KZA 060013310SPEC |  | 01,22 | 1 |  |  |  |  | 65007 |  |  |  | 43202 | 45900 |  | -1 | 1 | -1 | 1
7217 | 29200000TL | 03483 | EGC014013 | P | 58015041 | 58 | EGTL Spares | Mtce | 14 | 14C | FLOWMETER:ANALYZER,1/4 IN FNPT | 60 CCM WATER RANGE,SS/VITON | Flow Measuring Instruments : FLOWMETER:ANALYZER,LIQUID SERVICE,1/4 IN FNPT,60 CCM WATER RANGE,SS/VITON, 172-AX-0012, EGTL1-SEA-INS-SC-720553, EGTL1-SEA-INS-SC-720551, (FOR ANALYZER) | EA | 5 | 0 | 0 | NO | 412.8828 | 67278.912 | W&T | 30-C093-SS-XX-XX | 10544319 | 22 | 1 | 1BCB | [7 empty] | 41250 |  | 41974
7218 | 29200000TL | 03483 | EGC014013 | P | 58015064 | 58 | EGTL Spares | Mtce | 66 | 66P | REGULATOR: PRESSURE REDUCING | CONTROL VALVE,3600 PSIG INLET | Valve-Regulators : 0-1.7 BAR OUTLET,1/4 IN FNPT,MONEL BODY, 0.06 CV 9 (FOR ANALYZER) | EA | 4 | 0 | 0 | NO | 1163.4281 | 184976.4061 | GO | PR1-4L11B3D121 | 10544933 | 01,10,22 | 1 | 1BCB | 1BBB | [6 empty] | 41286 |  | 41974
7219 | 29200000TL | 03483 | EGC014013 | P | 58015659 | 58 | EGTL Spares | Mtce | 32 | 32B | GUIDE: BOTTOM, 4 IN | GALVANZED STEEL | Furniture : CROSS REF DWG EGTL1-CFC-CIV-DD-000001, EGTL1-CFC-CIV-DD-000004; STYLE: GATE; SIZE: 4 IN | EA | 2 | 0 | 0 | NO | 153.9887 | 23906.7515 | TYMETAL CORP | 3493 | 3493 | 01,22 | 1 | 1CCC |  |  | SEE ADDITIONAL INFO |  |  |  |  | 40975
7220 | 29200000TL | 03483 | EGC014013 | P | 58016387 | 58 | EGTL Spares | Mtce | 50 | 50Z | CONE:UPSTREAM | 150-2500 U, 316SS SC | Bearings & Accessories - All :183-FE-502, 183-FE-503, CONE PTM 10 | EA | 2 | 0 | 0 | NO | 106.585 | 16546.25 | DANIEL | 1-307-10-456 |  | 22 | 1 | 2AAB |  |  | EGTL1-DAN-INS-GA-830010 |  |  |  |  | 41003
7221 | 29200000TL | 03483 | EGC014013 | P | 58016388 | 58 | EGTL Spares | Mtce | 56 | 56Z | WASHER:CARBIDE THRUST | FISCAL METERING SKID | *OBS*Fastener-BottWa : 1.528 IN (OD) NOM,0.753 IN ID,1.528 IN OD,0.126 IN THK,TUNGSTEN CARBIDE VALENITE,PTMX 1 -24,GR VC-099, 183-FE-502, 183-FE-503; 10 CARBIDE THRUST WASHER PTM | EA | 2 | 0 | 0 | NO | 42.7322 | 6633.75 | DANIEL | 1-504-05-119 |  | 01,22 | 1 | 2AAB | 2AAB |  | EGTL1-DAN-INS-GA-830010 |  |  |  |  | 41003
7222 | 29200000TL | 03483 | EGC014014 | P | 39018541 | 39 | Pipe Fittings & Valves | Const | 60 | 60E | REDUCER TYPE:NA SIZE:88,9X3,05 | - 42,4X3,56 CONN:NA MATL:NA |  | EA | 2 | 1 | 2 | NO | 261.45 | 79943.2913 | MAN DIESEL & TURBO | 000 200 021 997 |  | 00 |  |  | 1BBB | [6 empty] | 43186 | 43845 | 43213
7223 | 29200000TL | 03483 | EGC014014 | P | 39018542 | 39 | Pipe Fittings & Valves | Const | 60 | 60E | REDUCER TYPE:NA | SIZE:60,3X2,77- 26,7X2,87 |  | EA | 1 | 1 | 2 | NO | 75.12 | 22969.8093 | MAN DIESEL & TURBO | 000 200 022 084 |  | 00 |  |  | 1BBB | [6 empty] | 43186 | 43844 | 43213
7224 | 29200000TL | 03483 | EGC014014 | P | 39018547 | 39 | Pipe Fittings & Valves | Const | 60 | 60E | PIPE:SPECIAL PURPOSE TYPE:NA | SIZE:NA LG:90 LG ENDS:NA |  | EA | 1 | 1 | 2 | NO | 298.275 | 91204.1889 | MAN DIESEL & TURBO | 000 200 024 807 |  | 00 |  |  | 1BBB | [6 empty] | 43187 | 43844 | 43213
7225 | 29200000TL | 03483 | EGC014014 | P | 39018548 | 39 | Pipe Fittings & Valves | Const | 60 | 60E | PIPE:SPECIAL PURPOSE TYPE:NA | SIZE:NA LG:600 LG ENDS:NA |  | EA | 1 | 1 | 2 | NO | 90.22 | 27586.1719 | MAN DIESEL & TURBO | 000 200 022 088 |  | 00 |  |  | 1BBB | [6 empty] | 43187 | 43844 | 43213
7226 | 29300000TL | 03483 | EGC014014 | P | 39018549 | 39 | Pipe Fittings & Valves | Const | 53 | 53Z | FITTING TYPE:NA SIZE:NA | MATL:NA SWIVEL FITTING; SD1W |  | EA | 2 | 1 | 2 | YES | 1295.41 | 466995.305 | MAN DIESEL & TURBO | 000 010 433 575 |  | 00 |  |  | 2BBB | [6 empty] | 43769 |  | 43871
7227 | 292000TLDE | 03483 | EGC014014 | P | 58007270 | 58 | EGTL Spares | Mtce | 56 | 56Z | NUT:IMPELLER,410 SS | ASTM A743,GR CA-15, 183-PC-003 | *OBS*Fastener-Other : EGTL1-SLZ-MEC-DD-831772 PART 922.01 | PC | 1 | 0 | 0 | YES | 4885.2595 | 8097268.72 | SULZER | 75125C100Z0 | 75125C100Z0 | 01,21,22 | 1 | 2BAB |  |  | CS0569196 - 07 |  |  |  |  | 45513 |  |  |  |  | 1 | 1
7228 | 29200000TL | 03483 | EGC014016 | P | 58015758 | 58 | EGTL Spares | Mtce | 54 | 54A | SEAL:PROFILE,REINGRAFIT | API CENTRIFUGAL PUMPS | *OBS*GS&P-Other : &quot;SEAL:PROFILE,REINGRAFIT, ADDITIONAL INFORMATION:172-PC-002 135-PC-005 A/B 130-PC-004 A/B EGTL1-SLZ-MEC-DD-720051 PART 41005, 172-PC-00 135-PC-005 A/B 130-PC-004 A/B EGTL1-SLZ-MEC-DD-720051 PART 41005&quot; | EA | 6 | 0 | 0 | NO | 2392.4763 | 371431.95 | SULZER | 104098247001 | C02495A41 5304 | 01,22 | 1 | 2CAC | 2CAC | [6 empty] | 41250 | 45578 |  |  |  | -1 | 1
7229 | 29200000TL | 03483 | EGC014017 | P | 58005747 | 58 | EGTL Spares | Mtce | 53 | 53A | O-LET: PIPE 2 IN X 3/4 IN | THREDOLET | Fittings - Pipe - Carbon Steel :3000 LB, CS ASTM A105, UNS K03504, B, MSS SP-97, 1071 | EA | 13 | 0 | 0 | NO | 15.4 | 4718.868 | WILSON SUPPLY | SEE DESCRIPTION |  | 02,21,22 |  | 2CAC | [7 empty] | 40915 | 45913 | 43463 | -10 | 1 |  |  | -1 | 1
7230 | 29200000TL | 03483 | EGC014017 | P | 58005753 | 58 | EGTL Spares | Mtce | 53 | 53A | O-LET: PIPE 4 IN X 2 IN | THREDOLET | Fittings - Pipe - Carbon Steel :3000 LB, CS ASTM A105, UNS K03504, B, MSS SP-97, 1077 | EA | 10 | 0 | 0 | NO | 36.9506 | 7143.442 | WILSON SUPPLY | SEE DESCRIPTION |  | 02,21,22 |  | 2CAC | [7 empty] | 40915 | 42332 | 42374
7231 | 29300000TL | 03483 | EGC014017 | P | 58005788 | 58 | EGTL Spares | Mtce | 53 | 53A | O-LET: PIPE 2 IN X 3/4 IN | WELDOLET | Fittings - Pipe - Carbon Steel :XS, SCH 160, CS ASTM A105, UNS K03504, B, MSS SP-97, 1112 | EA | 1 | 3 | 5 | YES | 39.6344 | 59295.2394 | AALL AMERICAN FASTENERS | SEE DESCRIPTION |  | 02,21,22 |  | 2CAC | [7 empty] | 43770 | 45914 | 45597 | -3 | 1
7232 | 29200000TL | 03483 | EGC014017 | P | 58005789 | 58 | EGTL Spares | Mtce | 53 | 53A | O-LET: PIPE 2 IN X 3/4 IN | WELDOLET, STD, XS | Fittings - Pipe - Carbon Steel :CS ASTM A105, UNS K03504, B, MSS SP-97, 1113 | EA | 1 | 0 | 0 | NO | 9.4051 | 1460.9 | WILSON SUPPLY | SEE DESCRIPTION |  | 02,21,22 |  | 2CAC | [7 empty] | 40915 | 45449 |  |  |  | -1 | 1 | -7 | 3
7233 | 29200000TL | 03483 | EGC014017 | P | 58005792 | 58 | EGTL Spares | Mtce | 53 | 53A | O-LET: PIPE 4 IN X 1 IN | WELDOLET, STD, XS | Fittings - Pipe - Carbon Steel :CS ASTM A105, UNS K03504, B, MSS SP-97, 1116 | EA | 1 | 0 | 0 | NO | 10.5846 | 1644.1 | WILSON SUPPLY | SEE DESCRIPTION |  | 02,21,22 |  | 2CAC | [7 empty] | 40915
7234 | 29300000TL | 03483 | EGC014018 | P | 58005656 | 58 | EGTL Spares | Mtce | 53 | 53A | O-LET: PIPE SOCKOLET | 2 IN X 1 IN, 3000 LB | Fittings - Pipe - Carbon Steel :DUAL-STAMPED F304/F304L SS ASTM A182, MSS SP-97, 966 | EA | 6 | 7 | 10 | YES | 28.56 | 43692.516 | WILSON SUPPLY | SEE DESCRIPTION |  | 02,21,22 |  | 2CAC | [7 empty] | 43770 |  | 45798
7235 | 29200000TL | 03483 | EGC014018 | P | 58005681 | 58 | EGTL Spares | Mtce | 53 | 53A | O-LET: PIPE SOCKOLET | 2 IN X 1-1/2 IN, 6000 LB | Fittings - Pipe - Carbon Steel :CS ASTM A105, UNS K03504, B,MSS SP-97, 991 | EA | 44 | 20 | 50 | NO | 61.5457 | 9554.9095 | WILSON SUPPLY | SEE DESCRIPTION |  | 02 |  | 2CAC | [7 empty] | 40915 | 43782 | 41464
7236 | 29200000TL | 03483 | EGC014018 | P | 58005684 | 58 | EGTL Spares | Mtce | 53 | 53A | O-LET: PIPE SOCKOLET | 3 IN X 1-1/2 IN, 6000 LB | Fittings - Pipe - Carbon Steel :CS ASTM A105, UNS K03504, B, MSS SP-97, 994 | EA | 45 | 10 | 15 | NO | 61.5457 | 9554.9095 | USA INDUSTRIES INC. | SEE DESCRIPTION |  | 02 |  | 2CAC | [7 empty] | 40915 | 45122 | 41464 |  |  |  |  | -1 | 1
7237 | 29200000TL | 03483 | EGC014018 | P | 58005687 | 58 | EGTL Spares | Mtce | 53 | 53A | O-LET: PIPE SOCKOLET | 4 IN X 1-1/2 IN, 6000 LB | Fittings - Pipe - Carbon Steel :CS ASTM A105, UNS K03504, B, MSS SP-97, 997 | EA | 1 | 15 | 50 | NO | 61.5457 | 9554.9095 | WILSON SUPPLY | SEE DESCRIPTION |  | 02 |  | 2CAC | [7 empty] | 40915 |  | 41464
7238 | 29300000TL | 03483 | EGC014019 | P | 11990527 | 11 | Bolts, Nuts, Washers | Const | 56 | 56Z | BOLT:HEX HEAD TYPE:STUD | DIA:1/2 IN LG:105 MM LG | THRDS:8UN THDS MATL:STAINLESS STEEL SPEC:ASTM A193 GRADE B8 CLASS 2, GRADE:B8 CL2 BOLT: STUD, 1/2 IN X 105 MM LG WITH TWO HEAVY HEX NUTS(8UN THDS); ASSEMBLED, STAINLESS STEEL, ASTM A193 GRADE B8 CLASS 2, ASTM A194 GRADE 8. | EA | 8 | 4 | 7 | YES | 32.74 | 49320.1908 | HYDROBOLT USA-STUDBOLT | 1/2 IN X 105 MM LG |  | 02,07,21 | [8 empty] | FSL129 | 43770 | 45159 | 45171 |  |  |  |  | -8 | 1
7239 | 29200000TL | 03483 | EGC014019 | P | 58022854 | 58 | EGTL Spares | Mtce | 51 | 51E | CONNECTOR: CABLE/CONDUIT | FLEXIBLE CORD CONNECTOR | Electric Components - Conduit / Fitting :3/4 IN HUB, 0.63 IN-0.75 IN, LIQUID-TIGHT, STRAIGHT, ALUM | EA | 30 | 15 | 30 | NO | 5.6507 | 877.1625 | CROUSE-HINDS | CGB296-SG |  | 01 | 1 | 30AC | [7 empty] | 41086
7240 | 29200000TL | 03483 | EGC014020 | P | 39019213 | 39 | Pipe Fittings & Valves | Const | 53 | 53Z | TIE TYPE:STEEL BAR SIZE:STD | MATL:STD DUAL INTERNAL TIE |  | EA | 5 | 4 | 6 | NO | 95 | 29112.75 | BETTIS ACTUATORS | G2012-3/20 |  | 01,01A,07 |  |  | 3CCA |  |  |  |  | G2012 SR3CW BETTIS |  | 43719
7241 | 29200000TL | 03483 | EGC014020 | P | 58005675 | 58 | EGTL Spares | Mtce | 53 | 53A | O-LET: PIPE SOCKOLET | 4 IN X 1-1/2 IN, 3000 LB | Fittings - Pipe - Carbon Steel :CS ASTM A105, UNS K03504, B, MSS SP-97, 985 | EA | 77 | 0 | 0 | NO | 12.5969 | 1955.6538 | WILSON SUPPLY | SEE DESCRIPTION |  | 02 |  | 2CAC | [7 empty] | 40915 | 45119 | 41464 |  |  |  |  | -2 | 1
7242 | 29200000TL | 03483 | EGC014021 | P | 58015789 | 58 | EGTL Spares | Mtce | 54 | 54A | GASKET:API CENTRIFUGAL PUMP | 316 SS/GRAPHITE,SPIRAL WOUND | Gaskets : &quot;172-PC-012 A/B EGTL1-SLZ-MEC-DD-720441 PART 400.02/400.03/400.05/400.10&quot; | PC | 8 | 2 | 8 | NO | 1786.1561 | 277289.3558 | SULZER | 104943267566 | JDE58018378 | 01,22 | 1 | 2CAC | [7 empty] | 41250 |  | 41883
7243 | 29300000TL | 03483 | EGC014022 | P | 58005795 | 58 | EGTL Spares | Mtce | 53 | 53A | O-LET: PIPE 4 IN X 2 IN | WELDOLET | Fittings - Pipe - Carbon Steel :XS, SCH 160, CS ASTM A105, UNS K03504, B, MSS SP-97, 1119 | EA | 4 | 3 | 5 | YES | 225 | 324751.5 | WILSON SUPPLY | SEE DESCRIPTION |  | 02,21,22 |  | 2CAC | [7 empty] | 43770 |  | 45371
7244 | 29200000TL | 03483 | EGC014022 | P | 58005796 | 58 | EGTL Spares | Mtce | 53 | 53A | O-LET: PIPE 4 IN X 2 IN | WELDOLET, STD, XS | Fittings - Pipe - Carbon Steel :STD, XS, CS ASTM A105, UNS K03504, B, MSS SP-97, 1120 | EA | 2 | 0 | 0 | NO | 17.6568 | 2742.63 | USA INDUSTRIES INC. | SEE DESCRIPTION |  | 02,21,22 |  | 2CAC | [7 empty] | 40915 | 44200
7245 | 29200000TL | 03483 | EGC014022 | P | 58015734 | 58 | EGTL Spares | Mtce | 73 | 73A | O-RING:SEAL,532 OD,EPDM 180 | API CENTRIFUGAL PUMPS | *OBS*HEAT TRANS-PART : &quot;MANUFACTURER STANDARD, 172-PC-001 A/B/C EGTL1-SLZ-MEC-DD-720050 PART 41201, &quot; | PC | 20 | 0 | 0 | NO | 684.0781 | 106203.13 | SULZER | 104943056670 | B01070A08 1203 | 01,22 | 1 | 2CAC | 2CAC | [6 empty] | 41250 | 43763
7246 | 29200000TL | 03483 | EGC014023 | P | 58005626 | 58 | EGTL Spares | Mtce | 53 | 53A | O-LET: PIPE 4 IN X 3/4 IN | PIPETTE | Fittings - Pipe - Carbon Steel :SW, DUAL-STAMPED F316/F316L SS ASTM A182, LIGHT WEIGHT, MSS SP-97, 936 | EA | 3 | 1 | 3 | NO | 209.1669 | 62553.89 | WILSON SUPPLY | SEE DESCRIPTION |  | 02,21,22 |  | 2CAC | [7 empty] | 40915 | 42783 | 42809
7247 | 29200000TL | 03483 | EGC014023 | P | 58005653 | 58 | EGTL Spares | Mtce | 53 | 53A | O-LET: PIPE 3/4 IN, 3000 LB | SOCKOLET | Fittings - Pipe - Carbon Steel :FLAT, DUAL-STAMPED TP316/TP316L SS ASTM A182 | EA | 33 | 3 | 10 | NO | 10.0939 | 1567.89 | WILSON SUPPLY | SEE DESCRIPTION |  | 02,21,22 |  | 2CAC | [7 empty] | 40915 | 43644
7248 | 29200000TL | 03483 | EGC014023 | P | 58005658 | 58 | EGTL Spares | Mtce | 53 | 53A | O-LET: PIPE SOCKOLET | 3 IN X 3/4 IN, 3000 LB | Fittings - Pipe - Carbon Steel :DUAL-STAMPED F304/F304L SS ASTM A182, MSS SP-97, 968 | EA | 7 | 0 | 0 | NO | 10.0939 | 1567.89 | WILSON SUPPLY | SEE DESCRIPTION |  | 02,21,22 |  | 2CAC | [7 empty] | 40915 | 44215
7249 | 29200000TL | 03483 | EGC014023 | P | 58005746 | 58 | EGTL Spares | Mtce | 53 | 53A | O-LET: PIPE 6 IN X 3/4 IN | THREDOLET | Fittings - Pipe - Carbon Steel :3000 LB, DUAL-STAMPED F316/F316L SS ASTM A182, MSS SP-97, 1070 | EA | 5 | 0 | 0 | NO | 95 | 29004.45 | WILSON SUPPLY | SEE DESCRIPTION |  | 02,21,22 |  | 2CAC | [7 empty] | 40915 | 43267 | 43285
7250 | 29200000TL | 03483 | EGC014023 | P | 58005748 | 58 | EGTL Spares | Mtce | 53 | 53A | O-LET: PIPE 3 IN X 3/4 IN | THREDOLET | Fittings - Pipe - Carbon Steel :3000 LB, CS ASTM A105, UNS K03504,B, MSS SP-97, 1072 | EA | 3 | 0 | 0 | NO | 23.7372 | 4569.79 | WILSON SUPPLY | SEE DESCRIPTION |  | 02,21,22 |  | 2CAC | [7 empty] | 40915 | 45682 | 42156 | -6 | 1 | -8 | 2
7251 | 29200000TL | 03483 | EGC014023 | P | 58005749 | 58 | EGTL Spares | Mtce | 53 | 53A | O-LET: PIPE 3 IN X 1 IN | THREDOLET | Fittings - Pipe - Carbon Steel :3000 LB, CS ASTM A105, UNS K03504, B, MSS SP-97, 1073 | EA | 23 | 0 | 0 | NO | 3.928 | 610.13 | WILSON SUPPLY | SEE DESCRIPTION |  | 02,21,22 |  | 2CAC | [7 empty] | 40915 | 43132
7252 | 29200000TL | 03483 | EGC014023 | P | 58005751 | 58 | EGTL Spares | Mtce | 53 | 53A | O-LET: PIPE 4 IN X 3/4 IN | THREDOLET | Fittings - Pipe - Carbon Steel :3000 LB, CS ASTM A105, UNS K03504, B, MSS SP-97, 1075 | EA | 13 | 0 | 0 | NO | 3.3783 | 524.75 | WILSON SUPPLY | SEE DESCRIPTION |  | 02,21,22 |  | 2CAC | [6 empty] | CSL341 | 40915 | 43731
7253 | 29200000TL | 03483 | EGC014023 | P | 58005790 | 58 | EGTL Spares | Mtce | 53 | 53A | O-LET: PIPE 4 IN X 3/4 IN | WELDOLET, STD, XS | Fittings - Pipe - Carbon Steel :CS ASTM A105, UNS K03504, B, MSS SP-97, 1114 | EA | 15 | 0 | 0 | NO | 9.4051 | 1460.9 | WILSON SUPPLY | SEE DESCRIPTION |  | 02,21,22 |  | 2CAC | 1CCC | [6 empty] | 40915 | 45051 | [5 empty] | -2 | 1
7254 | 29200000TL | 03483 | EGC014023 | P | 58005793 | 58 | EGTL Spares | Mtce | 53 | 53A | O-LET: PIPE 4 IN X 1 IN | WELDOLET | Fittings - Pipe - Carbon Steel :STD, SCH 160, CS ASTM A105, UNS K03504, B, MSS SP-97, 1117 | EA | 25 | 0 | 0 | NO | 37.6306 | 5845.16 | WILSON SUPPLY | SEE DESCRIPTION |  | 02,21,22 |  | 2CAC | [7 empty] | 40915
7255 | 29200000TL | 03483 | EGC014024 | P | 58015759 | 58 | EGTL Spares | Mtce | 54 | 54D | SEAL:PROFILE,REINGRAFIT | API CENTRIFUGAL PUMPS | *OBS*GS&P-Other : &quot;172-PC-002 130-PC-007 135-PC-005 A/B 130-PC-004 A/B EGTL1-SLZ-MEC-DD-720051 PART 41010&quot; | PC | 13 | 6 | 8 | NO | 1983.9463 | 308007.67 | SULZER | 104098246001 | C02495A2255304 | 01,22 | 1 | 2CAC | 2CAC | [6 empty] | 41250 | 45550 |  |  |  | -2 | 1
7256 | 29200000TL | 03483 | EGC014025 | P | 58014413 | 58 | EGTL Spares | Mtce | 73 | 73A | GASKET:PLUG SHEET, 47.5MM X | 41.5MM X 1.5MM,304L SS, | *OBS*HEAT TRANS-PART : 120-EA-204, (FOR AIRCOOLERS) | EA | 31 | 0 | 0 | NO | 2.6727 | 414.9221 | BTT | 1600-2611 A01 | 770 | 01,22 | 1 | 2BAB | [5 empty] | 2 FPCA |  | 41324 | 45340 |  |  |  | -30 | 1 | -1560 | 1
7257 | 29300000TL | 03483 | EGC014025 | P | 58014416 | 58 | EGTL Spares | Mtce | 54 | 54A | GASKET:PLUG SHEET 35.5MM X | 29MM X 1.5MM, SOFT IRON | *OBS*HEAT TRANS-PART : FOR AIRCOOLERS | EA | 5 | 20 | 29 | YES | 35 | 41594.35 | BTT | 1600-2611 D/E01 | 773 | 01,22 | 1 | 2BAB | 1BBB |  |  |  |  | 2 FPCA |  | 45095 | 45725 | 45281 | -25 | 1
7258 | 29200000TL | 03483 | EGC014026 | S | 58062149 | 58 | EGTL Spares | Mtce | 53 | 53Z | OXYTILE: PART-42805 | SWAGELOK | OXYTILE; PART-42805 | EA | 10 | 0 | 0 | NO | 0 | 0 | SWAGELOK | PUN |  | 00 |  |  | 1BBB | [6 empty] | 43231
7259 | 29200000TL | 03483 | EGC014026 | P | 58064544 | 58 | EGTL Spares | Mtce | 54 | 54A | GASKET: 10 IN | PN50/CL300, 4.5 MM THK | (3.0 MM COMPRESSED), CGI S.STL/FLEXICARB, SPIRAL WOUND TO AP SPEC 4WPI-MW GWFADGAAAADDAEADQA Code 01A | EA | 14 | 15 | 30 | NO | 0 | 0 | FLEXITALLIC |  |  | 01A | [9 empty] | 43500 | 44883
7260 | 29300000TL | 03483 | EGC014027 | P | 58007572 | 58 | EGTL Spares | Mtce | 66 | 66F | ASSEMBLY:SEAT RING RETAINER & | BUSHING,1 1/2 IN CB7CU-1/17-4 | Valve - Parts & Accessories :HT, (CONTROL VALVES) | EA | 1 | 0 | 1 | YES | 970.83 | 1489495.9275 | FISHER CONTROLS | 25A6685X072 |  | 01,22 | 1 |  |  |  | D100401X012 |  |  |  |  | 43770 |  | 45846
7261 | 29200000TL | 03483 | EGC014027 | P | 58061533 | 58 | EGTL Spares | Mtce | 56 | 56Z | BOLT:STUD, 7/8 IN X 155MM LG | WITH TWO HEAVY HEX NUTS | (8UN THDS); ASSEMBLED; STAINLESS STEEL, ASTM A193 GRADE B8 CLASS 2, ASTM A194 GRADE 8. | EA | 4 | 8 | 16 | NO | 126.7925 | 38832.7083 | AALL AMERICAN FASTENERS |  |  | 02 | [9 empty] | 43415 | 44867 | 43472
7262 | 29300000TL | 03483 | EGC014028 | P | 58008595 | 58 | EGTL Spares | Mtce | 51 | 51Z | TIE: CABLE WEATHER RESISTANT | 2MM 4IN DIA, 0.140 IN WD | Electric-Other : 14.5 IN LG, 30 LB TENSILE, NYLON, TY-RAP, 1000 PER PACK, BULK PACK | PK | 1 | 0 | 1 | YES | 430 | 712720.7 | THOMAS & BETTS | TY244MX |  | 00 | 1 | 2CAC | [6 empty] | BENL3028 | 43770 | 45554 | 45579 |  |  | -2 | 2 | -2 | 2
7263 | 29300000TL | 03483 | EGC014029 | P | 58008596 | 58 | EGTL Spares | Mtce | 51 | 51Z | TIE: CABLE WEATHER RESISTANT | 2MM 1.3IN DIA, 0.140 IN WD | Electric-Other : 5.5 IN LG,30 LB TENSILE,NYLON, TY-RAP, 1000 PER PACK, BULK PACK | PK | 2 | 0 | 1 | YES | 176.19 | 276226.9461 | THOMAS & BETTS | TY24MX |  | 00 | 1 | 2CAC | [7 empty] | 45095 |  | 45577
7264 | 29300000TL | 03483 | EGC014029 | P | 58008597 | 58 | EGTL Spares | Mtce | 51 | 51Z | TIE: CABLE WEATHER RESISTANT | 3.5MM 3IN DIA, 0.184 IN WD | Electric-Other : 11 IN LG, 50 LB TENSILE, NYLON, TY-RAP, 1000 PER PACK, BULK PACK | PK | 4 | 1 | 2 | YES | 265 | 260349.6917 | THOMAS & BETTS | TY253MX |  | 00 | 1 | 2CAC | [7 empty] | 43782 | 45933 | 45375 | -1 | 1 | -1 | 1 | -2 | 2
7265 | 29200000TL | 03483 | EGC014029 | P | 58008599 | 58 | EGTL Spares | Mtce | 51 | 51Z | TIE: CABLE WEATHER RESISTANT | 2 MM 76 MM DIA, 3.6 MM WD | Electric-Other : 11 IN LG, 40 LB TENSILE, NYLON, TY-RAP, 1000 PER PACK, BULK PACK | PK | 1 | 0 | 0 | NO | 139.7075 | 42011.4294 | THOMAS & BETTS | TY26MX |  | 00 | 1 | 2CAC | [7 empty] | 40915 | 44284 | 43787
7266 | 29200000TL | 03483 | EGC014029 | P | 58015612 | 58 | EGTL Spares | Mtce | 65 | 65A | CRANK | IBV VALVE, IRON | Tools - Hand / Power :ASSEY, W/MDT-2S OPERATOR, 10 IN, MAN PART NO: CRANK FOR IBV VALVE ASSEMBLIES | EA | 1 | 0 | 0 | NO | 63.0041 | 9780.75 | HENRY PRATT |  | JDE58015612 | 00 | 1 |  | 2BBC |  | EGTL1-HPC-PIP-GA-000002 |  |  |  |  | 40975
7267 | 29200000TL | 03483 | EGC014029 | P | 58015653 | 58 | EGTL Spares | Mtce | 32 | 32B | HANGER: STANDARD, 4 IN | GALVANIZED STEEL | Furniture : HANGER:STANDARD,4 IN,GAL STEEL, ADDITIONAL INFORMATION:CROSS REF DWG EGTL1-CFC-CIV-DD-000001EGTL1-CFC-CIV-DD-000004, CROSS REF DWG EGTL1-CFC-CIV-DD-000001EGTL1-CFC-CIV-DD-000004 | EA | 2 | 0 | 0 | NO | 69.2924 | 10757.65 | TYMETAL CORP | 3398 | 3398 | 01,22 | 1 | 1CCC |  |  | SEE ADDITIONAL INFO |  |  |  |  | 40975
7268 | 29200000TL | 03483 | EGC014030 | P | 58011255 | 58 | EGTL Spares | Mtce | 54 | 54D | GLAND: PACKING 14 IN, | GRAPHITE |  | PC | 40 | 0 | 0 | NO | 11.63 | 1805.56 | AUDCO INDIA LTD | 5390009993 | 3202.003 | 01,22 | 1 | 2CBA | 1CCC | [6 empty] | 41320
7269 | 29200000TL | 03483 | EGC014030 | P | 58015654 | 58 | EGTL Spares | Mtce | 32 | 32B | HANGER: STANDARD, 6-5/8 IN | GALVANIZED STEEL | Furniture : CROSS REF DWG EGTL1-CFC-CIV-DD-000001EGTL1-CFC-CIV-DD-000004 | EA | 2 | 0 | 0 | NO | 115.9545 | 18001.93 | TYMETAL CORP | 3402 | 3402 | 01,22 | 1 | 1CCC |  |  | SEE ADDITIONAL INFO |  |  |  |  | 40975
7270 | 29200000TL | 03483 | EGC015001 | P | 58004919 | 58 | EGTL Spares | Mtce | 54 | 54A | GASKET:HANDHOLE | 6 IN-150LBRF,304LSS | Gaskets : GRAPHITE SPIRAL WOUND,CIRCULAR, 172-VD-020 / 172-XF-013 FOR COALESCER PACKAGE | EA | 10 | 0 | 0 | NO | 33.5281 | 5205.57 | FACET | 57012281 |  | 01,22 | 1 | 2BBC |  |  | 1012393 / 1118085 |  |  |  |  | 41248 | 43627
7271 | 29200000TL | 03483 | EGC015001 | P | 58009593 | 58 | EGTL Spares | Mtce | 56 | 56Z | NUT: M10,10 MM DIA, METRIC | 18 CR - 8 NIE,ASTM A194,GR 8 | *OBS*Fastener-Other : SUPP PART NO NEW: 10006674 CROSS DRAW REF: 2-106.500.563 THRU 573, 2-106.500.600 THRU 606 AND 2-106.500.614, 135-VC-009, 172-VC-004, | PC | 400 | 1 | 151 | NO | 0.32 | 49.69 | SULZER | 106215842003 | 106215842003 | 01,21,22 | 1 | 2BBC | 2BBC |  | SEE ITEM NOTE |  |  |  |  | 40914 | 45407 |  |  |  | -100 | 1
7272 | 29200000TL | 03483 | EGC015001 | P | 58009605 | 58 | EGTL Spares | Mtce | 56 | 56Z | WASHER:SLIDE FASTENER | 50 X 20 X 2 NOM, 20 MM ID | *OBS*Fastener-BottWa : &quot;50 MM OD, 2 MM THK,304L,GR 1.4307, 1.4307/304L, SUPP PART NO NEW: 10003299 CROSS DRAW REF: 2-106.500.568 THRU 569, 2-106.500.600 THRU 606, 135-VC-009 172-VC-004, 1.4307/304L&quot; | PC | 100 | 1 | 51 | NO | 0.5001 | 77.649 | SULZER | 106223099320 | 106223099320 | 01,22 | 1 | 2BBC | 2BBC |  | SEE ITEM NOTE |  |  |  |  | 40914
7273 | 29200000TL | 03483 | EGC015002 | P | 58004923 | 58 | EGTL Spares | Mtce | 56 | 56Z | KIT:HARDWARE | 5 SS TOP HD SA193 GR B8M | *OBS*Fastener-Stud B : STUD BOLT,(5) SS SA194-8 WASHER, 172-XF-013, MAN PART NUMBER 44162002, 47142003, 4810202, FOR 32 IN FLANGE, FOR COALESCER PACKAGE | KI | 5 | 0 | 0 | NO | 37.8817 | 5881.51 | FACET |  |  | 01,22 | 1 | 2BBC | 2BBC |  | 1118085 |  |  |  |  | 41248 | 41921
7274 | 29200000TL | 03483 | EGC015002 | P | 58009591 | 58 | EGTL Spares | Mtce | 56 | 56Z | WASHER:11/32X3 NOM,11 MM ID | 32 MM OD,3 MM THK,316L | *OBS*Fastener-BottWa : GR 1.4404/316L, 11/32X3, 1.4404/316L, SUPP PART NO NEW: 10002707, 135-VC-009 | PC | 400 | 0 | 0 | NO | 0.9702 | 150.6299 | SULZER | 106220782022 | 106220782022 | 01,22 | 1 | 2BBC | 2BBC |  | 2-106.500.563 THRU 567 |  |  |  |  | 40914
7275 | 29200000TL | 03483 | EGC015002 | P | 58009592 | 58 | EGTL Spares | Mtce | 56 | 56Z | WASHER:11/32 X 3 NOM,11 MM ID | 32 MM OD,3 MM THK,304L | *OBS*Fastener-BottWa : GR 1.4307/304L, SUPP PART NO NEW: 10002718 CROSS DRAW REF: 2-106.500.568 THRU 571, 2-106.500.600 THRU 606 AND 2-106.500.614, 135-VC-009, 172-VC-004 | PC | 457 | 0 | 0 | NO | 0.7601 | 118.02 | SULZER | 106225276032 | 106225276032 | 01,22 | 1 | 2BBC | 2BBC |  | SEE ITEM NOTE |  |  |  |  | 40914
7276 | 29200000TL | 03483 | EGC015002 | P | 58009602 | 58 | EGTL Spares | Mtce | 56 | 56Z | STUD BOLT:FLATTED,M10 DIA | 50 MM LG,METRIC,50 MM THD LG | *OBS*Fastener-Stud B : STAINLESS,A2-70,GR 1.4301, A2-70/8/8A, SUPP PART NO NEW: 10006520 CROSS DRAW REF: 2-106.500.563 THRU 569, 2-106.500.572 THRU 573 AND 2-106.500.600 THRU 606, 135-VC-009, 172-VC | PC | 59 | 0 | 0 | NO | 2.4304 | 377.35 | SULZER | 106210007440 | 106210007440 | 02,21,22 | 1 | 2BBC | 2BBC |  | SEE ITEM NOTE |  |  |  |  | 40914 | 45206 | [5 empty] | -16 | 1
7277 | 29200000TL | 03483 | EGC015002 | P | 58009603 | 58 | EGTL Spares | Mtce | 59 | 59Z | PLATE:55 MM X 50 MM X 3 MM | 1.4404/316L (AUSTENITE) | Raw Metals - All :SUPP PART NO NEW: 10002703 CROSS DRAW REF: 2-106.500.563 THRU 567 AND 2-106.500.572 THRU 573 135-VC-009 | PC | 100 | 0 | 0 | NO | 1.6503 | 256.23 | SULZER | 106227111001 | 106227111001 | 22 | 1 | 2BBC |  |  | SEE ITEM NOTE |  |  |  |  | 40914
7278 | 29200000TL | 03483 | EGC015003 | P | 58001701 | 58 | EGTL Spares | Mtce | 54 | 54A | O-RING: 1.359 IN ID | 1.637 IN OD,0.139 IN WD | Gaskets : DF5 089 A01. FOR RECYCLE COMPRESSOR | EA | 8 | 0 | 0 | NO | 13.6067 | 2626.41 | DRESSER RAND | 002-272-220 | C02495A38 5302 | 01 | 1 | 1AXX |  |  | 002-272-220 / 598-954-201 |  |  |  |  | 41344 | 45329 | 42083 |  |  | -1 | 1 | -2 | 1
7279 | 29200000TL | 03483 | EGC015003 | P | 58001710 | 58 | EGTL Spares | Mtce | 72 | 72C | ELEMENT: SEAL GAS PRE FILTER | INDUFIL FILTER ELEMENT | Filtration-Media : , MATERIAL: COMPLETE STAINLESS STEEL, ITEM 5 ON DRAWING NR 046.08.038.99 FOR FILTER HOUSING : IDGH 1-125EQUIPMENT NUMBER: 150-XF-007 | EA | 1 | 2 | 3 | NO | 6016.4647 | 1424191.3886 | INDUFIL | DRR-S-125-H-SS-XPG-AD | CPNFPA24 | 01,22 | 1 | 1AXX |  |  | DRR-S-125-H-SS-XPG-AD |  |  |  |  | 41344 | 45282 | 43324 |  |  |  |  | -2 | 1
7280 | 29200000TL | 03483 | EGC015003 | P | 58008234 | 58 | EGTL Spares | Mtce | 66 | 66G | STEM: VALVE CONTROL,4-3/8 IN | DIA,3.44 IN LG, 440HT/316 SS | Valve-Plug : PLUG, ASSY | EA | 1 | 0 | 0 | NO | 3970.8205 | 616430.1682 | FISHER CONTROLS | 33B6111X0B2 |  | 01,02,22 | 1 |  |  |  | FORM 5081 |  |  |  |  | 40914 | 44302
7281 | 29200000TL | 03483 | EGC015003 | P | 58009598 | 58 | EGTL Spares | Mtce | 56 | 56Z | BOLT: MACHINE,M10 DIA,30 MM LG | METRIC,HEXAGONAL HD | Fasteners / Hardware : 18 CR - 8 NI,ASTM A193,GR B8,SUPP PART NO NEW: 10006640 CROSS DRAW REF: 2-106.500.563 THRU 573, 2-106.500.600 THRU 606 AND 2-106.500.614, 135-VC-009172-VC-004. | PC | 29 | 0 | 0 | NO | 1.8751 | 291.1092 | SULZER | 106215818006 | 106215818006 | 02,22 | 1 | 2BBC |  |  | SEE ITEM NOTE |  |  |  |  | 40914 | 45354 | 41387 |  |  | -6 | 1 | -30 | 1
7282 | 29200000TL | 03483 | EGC015003 | P | 58009601 | 58 | EGTL Spares | Mtce | 56 | 56Z | STUD BOLT:FLATTED,M10 DIA | 50MM LG,METRIC,50 MM THD LG | *OBS*Fastener-Stud B : 18 CR - 8 NI,ASTM A193 ,,GR B8, SUPP PART NO NEW: 10006910, 135-VC-009 | PC | 68 | 1 | 26 | NO | 1.9103 | 296.6 | SULZER | 106225265012 | 106225265012 | 02,21,22 | 1 | 2BBC | 2BBC |  | 2-106.500.570 THRU 571 |  |  |  |  | 40914 | 45206 | [5 empty] | -32 | 1
7283 | 29200000TL | 03483 | EGC015004 | P | 58005688 | 58 | EGTL Spares | Mtce | 53 | 53A | NIPPLE: SWAGE 3/4 IN | X 1/2 IN,PLAIN,3/4 IN LG | Fittings - Pipe - Carbon Steel :CONCENTRIC SEAMLESS, SCH 40S, 304/304L SS, ASTM A403, GR WP, MSS SP-95, 1012 | EA | 5 | 0 | 0 | NO | 4.9774 | 773.145 | WILSON SUPPLY | SEE DESCRIPTION |  | 02,21,22 |  | 2CAC | [7 empty] | 40915 | 41966
7284 | 29200000TL | 03483 | EGC015004 | P | 58005690 | 58 | EGTL Spares | Mtce | 53 | 53A | NIPPLE: SWAGE 1 IN | X 3/4 IN, PLAIN, 1 IN LG | Fittings - Pipe - Carbon Steel :CONCENTRIC SEAMLESS, SCH 160, CS, ASTM A234, GR WPBS, MSS SP-95 1014 | EA | 1 | 0 | 0 | NO | 8.3785 | 1367.5805 | WILSON SUPPLY | SEE DESCRIPTION |  | 02,21,22 |  | 2CAC | [7 empty] | 40915 | 45178 | 41975 |  |  |  |  | -3 | 2
7285 | 29200000TL | 03483 | EGC015004 | P | 58009594 | 58 | EGTL Spares | Mtce | 56 | 56Z | CLAMP:UNIVERSAL ONE WAY | 5-19 / BOLT 10 MM X 50 MM | *OBS*Fastener-Other : 1.4404/316L, 5-19 INCL. TACK WELDED HEX BOLT DIN933 M10X 50, MATERIAL A2-70/8/8A SUPP PART NO NEW: 10002488 CROSS DRAW REF: 2-106.500.563 THRU 567, 2-10 | PC | 50 | 0 | 0 | NO | 5.7865 | 898.36 | SULZER | 3-106.216.144 | 3-106.216.144 | 01,22 | 1 | 2BBC | 2BBC |  | SEE ITEM NOTE |  |  |  |  | 40914
7286 | 29200000TL | 03483 | EGC015004 | P | 58009596 | 58 | EGTL Spares | Mtce | 56 | 56Z | WASHER:SLIDE FASTENER | 49 X 20 X 4 NOM,20 MM ID | *OBS*Fastener-Other : 49 MM OD,4 MM THK,316L,GR 1.4404/316L, SUPP PART NO NEW: 10003337 CROSS DRAW REF: 2-106.500.563 THRU 567, 2-106.500.572 THRU 573, SIZE: 20 X 49 X 4, 135-VC-009 | PC | 100 | 0 | 0 | NO | 1.1502 | 178.58 | SULZER | 106223505321 | 106223505321 | 01,22 | 1 | 2BBC | 2BBC |  | SEE ITEM NOTE |  |  |  |  | 40914
7287 | 29200000TL | 03483 | EGC015005 | P | 58014414 | 58 | EGTL Spares | Mtce | 73 | 73A | GASKET:PLUG SHEET 35.5MM X | 29MM X 1.5MM, 304L SS, | *OBS*HEAT TRANS-PART : 130-EA-202, (FOR AIRCOOLERS) | EA | 2428 | 2000 | 5000 | NO | 2.1381 | 331.9298 | BTT | 1600-2611 B01 | 771 | 01,22 | 1 | 2BAB | 2BAB |  |  |  |  | 2 FPCA |  | 41324 | 45330 |  |  |  | -900 | 2 | -2000 | 2
7288 | 29200000TL | 03483 | EGC015006 | P | 58016224 | 58 | EGTL Spares | Mtce | 54 | 54A | KIT:IN LINE SPLICE FOR | WATERPRO0F SEAL OVER THE END | *OBS*Pipe&Tube-Other : TO TUBE TRACING, CONTAINS IN LINE SPLICE COVER(TOP & BOTTOM),PAN HD SS SCREWS,KEPT SS NUTS,(1) 3/4 IN HEAT REFLECTIVE TAPE,GLASS 2 IN FIBER TAPE,RTV SEALANT TUBE (FOR STEAM TRACING MATERIALS) | EA | 1 | 0 | 0 | NO | 750.1449 | 116467.5 | THERMON | FAK-8 | ASL14KGJ-21.13 | 01 | 1 | 2CAC | 1BBB | [6 empty] | 41285 | 44072
7289 | 29200000TL | 03483 | EGC015007 | P | 58012754 | 58 | EGTL Spares | Mtce | 66 | 66S | VALVE: SOLENOID | 1/8 IN PIPE, 1/4 IN |  | EA | 4 | 0 | 0 | NO | 172.4169 | 26766.355 | GOYE CONTROLS | RCA 3D2 | 8PP-18019-00 | 02,22 | 1 | 2BBB |  |  | PARTS MANUAL |  |  | RCA 3D2 |  | 40914 |  | 41890
7290 | 29200000TL | 03483 | EGC015008 | P | 58012758 | 58 | EGTL Spares | Mtce | 76 | 76Z | SLEEVE: FLEXIBLE, POLYESTER | 7 IN DIA X 13 IN LG |  | EA | 2 | 1 | 2 | NO | 176.0486 | 27331.55 | DONALDSON | 27329-02 | 27329-02 | 01,22 | 1 | 2BBB |  |  | 300169 |  |  |  |  | 40914
7291 | 29200000TL | 03483 | EGC015009 | P | 58009595 | 58 | EGTL Spares | Mtce | 56 | 56Z | WASHER:SLIDE FASTENER | 50 X 20 X 2 MM NOM,20 MM ID | *OBS*Fastener-BottWa : 50 MM OD,2 MM THK,316L,GR 1.4404/316L, SUPP PART NO NEW: 10003336 CROSS DRAW REF: 2-106.500.563 THRU 567, 2-106.500.572 THRU 573, 135-VC-009, 1.4404/316L | PC | 100 | 0 | 0 | NO | 1.7804 | 276.42 | SULZER | 106223505320 | 106223505320 | 01,22 | 1 | 2BBC | 2BBC |  | SEE ITEM NOTE |  |  |  |  | 40914
7292 | 29200000TL | 03483 | EGC015009 | P | 58009599 | 58 | EGTL Spares | Mtce | 56 | 56Z | BOLT: MACHINE HEAVY HEX HEAD | SIZE:M10 X 1- 49/64 IN LG THRD | *OBS*Fastener-BottWa : "18 CR - 8 NI,ASTM A193,GR B8, SUPP PART NO NEW: 10006913 CROSS DRAW REF: 2-106.500.563 THRU 573, 2-106.500.600 THRU 606 AND 2-106.500.614, 135-VC-009 172-VC-004" Equip Tag :135-VC-009 172-VC-004 SUPP PART NO NEW: 10006913 CROSS DR | PC | 51 | 0 | 0 | NO | 10.0913 | 3012.5731 | AALL AMERICAN FASTENERS | M10 X 1- 49/64 IN LG | 106215842002 | 02,22 | 1 | 2BBC | 2BBC |  | SEE ITEM NOTE |  |  |  |  | 40914 | 43324 | 43421
7293 | 29200000TL | 03483 | EGC015009 | P | 58009606 | 58 | EGTL Spares | Mtce | 56 | 56Z | FASTENER:SLIDE | 20 MM X 49 MM X 4 MM | *OBS*Fastener-Other : &quot;1.4307/304L, SUPP PART NO NEW: 10003298 CROSS DRAW REF: 2-106.500.568 THRU 569, 2-106.500.600 THRU 606, 135-VC-009 172-VC-004&quot; | PC | 100 | 0 | 0 | NO | 0.6901 | 107.15 | SULZER | 106223099321 | 106223099321 | 22 | 1 | 2BBC | 2BBC |  | SEE ITEM NOTE |  |  |  |  | 40914
7294 | 29200000TL | 03483 | EGC015009 | P | 58009609 | 58 | EGTL Spares | Mtce | 59 | 59Z | PLATE:55 MM X 50 MM X 3 MM | COLUMN INTERNALS (FRAC TRAYS) | Raw Metals - All :&quot;1.4307/304L, SUPP PART NO NEW: 10002955 CROSS DRAW REF: 2-106.500.568 THRU 571, 2-106.500.600 THRU 606, 135-VC-009 172-VC-004&quot; | PC | 100 | 1 | 51 | NO | 0.7102 | 110.26 | SULZER | 106227111004 | 106227111004 | 22 | 1 | 2BBC |  |  | SEE ITEM NOTE |  |  |  |  | 40914
7295 | 29200000TL | 03483 | EGC015009 | P | 58019741 | 58 | EGTL Spares | Mtce | 71 | 71F | KIT:REBUILD, FOR CYL | CONTAINS (2) PISTON SEALS | *OBS*Compr/Parts-Oth : (2) TUBE END SEALS,(1) ROD WIPER,(1) ROD SEAL,(1) BUSHING O-RING (FOR FRESH CATALYST PACKAGE) | EA | 1 | 0 | 0 | NO | 313.4224 | 48658.82 | SHEFFER | 761-01-0500-0250 |  | 01,22 | 1 | 2BBB | [7 empty] | 41328 | 44465
7296 | 29200000TL | 03483 | EGC015009 | P | 58030031 | 58 | EGTL Spares | Mtce | 54 | 54D | O-RING: 9.484 IN ID,9.762 IN O | 0.139 IN WD | *OBS*GS&P-O-Rings : DF5 089 A01 BUNDLE ASSEMBLY DR06R8S | EA | 4 | 1 | 2 | NO | 38 | 5899.52 | DRESSER RAND | 002-272-272 |  | 01 | 1 |  | 2BAB |  | 002-272-272 / 598-953-201 |  |  |  |  | 41512 | 45320 |  |  |  | -2 | 1
7297 | 29200000TL | 03483 | EGC015010 | P | 58001694 | 58 | EGTL Spares | Mtce | 54 | 54A | O-RING: 2.487 IN ID | 2.693 IN OD,0.103 IN WD | Gaskets : DF5 089 A01. FOR RECYCLE COMPRESSOR | EA | 10 | 7 | 10 | NO | 5.3387 | 1024.1684 | DRESSER RAND | 002-272-144 | C02495A2165304 | 01 | 1 | 1AXX |  |  | 002-272-144 / 598-957-201 |  |  |  |  | 41248 | 45286 | 42083 |  |  |  |  | -2 | 1
7298 | 29200000TL | 03483 | EGC015010 | P | 58001695 | 58 | EGTL Spares | Mtce | 71 | 71D | RING: BACK-UP,OD 2.651 IN | ID 2.481 IN, THK 0.053 IN | Compressor - Gas - Unit & Parts : DF5 089 A01. FOR RECYCLE COMPRESSOR | EA | 9 | 8 | 12 | NO | 100.7453 | 19051.3673 | DRESSER RAND | 423-749-046 | C02495A1185304 | 01 | 1 | 1AXX | 1BBB |  | 423-749-046 / 598-957-201 |  |  |  |  | 41248 | 45296 | 42222 |  |  | -1 | 1
7299 | 29200000TL | 03483 | EGC015010 | P | 58001697 | 58 | EGTL Spares | Mtce | 71 | 71D | RING: BACK-UP,OD 2.408 IN | ID 2.238 IN - THK 0.053 IN | Compressor - Gas - Unit & Parts : DF5 089 A01. FOR RECYCLE COMPRESSOR | EA | 2 | 0 | 0 | NO | 127.9284 | 23732.5778 | DRESSER RAND | 423-749-045 | C02495A24 5302 | 01 | 1 | 1AXX | 1BBB |  | 423-749-045 / 598-957-201 |  |  |  |  | 41248 | 45295 | 42224 |  |  |  |  | -3 | 2
7300 | 29300000TL | 03483 | EGC015010 | P | 58001698 | 58 | EGTL Spares | Mtce | 54 | 54D | O-RING: 5.475 IN ID | 5.895 IN OD,0.210 IN WD | *OBS*GS&P-O-Rings : DF5 089 A01. FOR RECYCLE COMPRESSOR | EA | 1 | 0 | 1 | YES | 98.85 | 152050.0815 | DRESSER RAND | 002-272-357 | C02495A2245304 | 01 | 1 |  | 2BAB |  | 002-272-357 / 598-954-201 |  |  |  |  | 43770 |  | 45548
7301 | 29200000TL | 03483 | EGC015010 | P | 58019716 | 58 | EGTL Spares | Mtce | 66 | 66P | KIT:REBUILD,FOR CONTROL VALVE | FRESH CATALYST PACKAGE | Valve - Control : CONTAINS PISTON ASSEMBLY, O-RINGS, GASKET, FOR 641185 VALVE STACK SS, 130-XX-007 | KI | 4 | 0 | 0 | NO | 148.9771 | 28264.31 | REXROTH | R432008631 | 642671 | 01,22 | 1 | 2 |  |  | 300169 |  |  |  |  | 40914 |  | 42291
7302 | 29200000TL | 03483 | EGC015010 | P | 58019717 | 58 | EGTL Spares | Mtce | 66 | 66Z | ENCLOSURE:SOLENOID PILOT | NEMA 7 & 9,3-6VFP/DP,ALUM | Valve-Other : FRESH CATALYST PACKAGEMax Press. 118PSI, ClassI Group D, ClassII Group E,F,G. Watts Per Solenoid 100/120Volts/50/60HZ, 22Watts | EA | 2 | 0 | 0 | NO | 967.176 | 150154.075 | GOYEN | 3-6VFD4000C-331 | 642895 | 00 | 1 | 2BBB |  |  | PARTS MANUAL |  |  | RCA3-6VFD4 |  | 40914 |  | 41886
7303 | 29200000TL | 03483 | EGC015013 | P | 58013207 | 58 | EGTL Spares | Mtce | 74 | 74Z | BELLOW: VALVE, 0 - 750 PSIG | INCONEL | ITEM IS THE SAME AS 58100656 | EA | 1 | 0 | 0 | NO | 1076.624 | 167092.04 | DRESSER | 4660526 | 4660526 | 01,22 | 1 | 1BBC |  |  | SEE ITEM NOTE |  |  |  |  | 40914
7304 | 29200000TL | 03483 | EGC015013 | P | 58013208 | 58 | EGTL Spares | Mtce | 66 | 66F | BELLOW: VALVE, 0 - 104 PSIG | INCONEL |  | EA | 1 | 0 | 0 | NO | 589.48 | 115809.4373 | DRESSER | 4660525 | 4660525 | 01,22 | 1 | 1BBC |  |  | EGTL1-DRE-PRO-GA-810063 |  |  |  |  | 40914 | 42050 | 42051
7305 | 29200000TL | 03483 | EGC015013 | P | 58013210 | 58 | EGTL Spares | Mtce | 87 | 87B | BELLOW: VALVE, 0 - 128 PSIG | INCONEL |  | EA | 1 | 0 | 0 | NO | 1000.5799 | 155290 | DRESSER | 4659828 | 4659828 | 01,22 | 1 | 1BBC | 1BBC |  | SEE ITEM NOTE |  |  |  |  | 40914
7306 | 29200000TL | 03483 | EGC015013 | P | 58022748 | 58 | EGTL Spares | Mtce | 66 | 66Z | KIT: REPAIR | FOR VACUUM PUMP | Valve-Other : CONTAINS (4) VALVES, (4) O-RINGS & (8) SCREWS | ST | 2 | 0 | 0 | NO | 64.8842 | 10072.62 |  |  |  | 01,22 | 1 | IBAB | [7 empty] | 41086
7307 | 29200000TL | 03483 | EGC015013 | P | 58023219 | 58 | EGTL Spares | Mtce | 57 | 57A | TUBE:VACUUM PUMP | 6 MM ID X 8 MM OD X 77 MM LG | *OBS*Hoses&Parts-Oth : | EA | 2 | 0 | 1 | NO | 4.1302 | 641.18 |  |  |  | 01,22 | 1 | 1BAB | 1BAB | [6 empty] | 41086
7308 | 29200000TL | 03483 | EGC015013 | P | 58100878 | 58 | EGTL Spares | Mtce | 66 | 66H | BALL : VALVE VALVE SIZE:3/4 IN | BALL : PRESSURE SAFETY RELIEF | BALL: B Series, PART NUMBER: 004811-235, MODEL NUMBER: 2B/2CF422/CS. QA Codes 02, 01A, 21. | KI | 19 | 26 | 37 | NO | 33.29 | 10195.7283 | BAILEY BIRKETT | 004811-235 |  | 02,01A,21 |  |  | 1BBB |  |  |  |  | 2B/2CF422/CS |  | 43373 | 46024 | 43438 | -2 | 1
7309 | 29200000TL | 03483 | EGC015013 | P | 58100879 | 58 | EGTL Spares | Mtce | 66 | 66H | NOZZLE:VALVE VALVE SIZE:1 IN | NOZZLE: PRESSURE SAFETY RELIEF | VALVE (110-PSV-0431, 110-PSV-0438); 1 IN 150LB INLET SIZE RF/ 2 IN 150LB OUTLET SIZE RF; MODEL NUMBER 1D2H4111A2/DS; SERIAL NUMBER S338942/C 1359-317. QA Codes 02, 01A, 21 | KI | 2 | 1 | 2 | NO | 33.29 | 10195.7283 | BAILEY BIRKETT | BALL - 013674-235 |  | 02,01A,21 | [7 empty] | 1D2H4111A2/DS |  | 43373 |  | 43438
7310 | 29200000TL | 03483 | EGC015013 | P | 58100880 | 58 | EGTL Spares | Mtce | 66 | 66H | NOZZLE:VALVE VALVE SIZE:1 IN | NOZZLE: PRESSURE SAFETY RELIEF | VALVE (110-PSV-0663, 110-PSV-0664); 1 IN 600LB INLET SIZE RF/ 2 IN 150 LB OUTLET SIZE RF; MODEL NUMBER 1D2H431422/DS; SERIAL NUMBER S338976 / C1368-302QA Codes 02, 01A, 21 | KI | 2 | 0 | 0 | NO | 33.29 | 10195.7283 | BAILEY BIRKETT | BALL - 013674-263 |  | 02,01A,21 | [7 empty] | 1D2H431422/DS |  | 43373 |  | 43438
7311 | 29200000TL | 03483 | EGC015013 | P | 58100881 | 58 | EGTL Spares | Mtce | 66 | 66H | NOZZLE:VALVE VALVE SIZE:4 IN | NOZZLE: PRESSURE SAFETY RELIEF | NOZZLE: WB300 TYPE, PART NUMBER: 016417-104Q, MODEL NUMBER: 4M6H4111A2/DSQA Codes 02, 01A, 21 | KI | 7 | 2 | 3 | NO | 37.28 | 11417.7456 | BAILEY BIRKETT | 016417-104Q |  | 02,01A,21 | [7 empty] | 4M6H4111A2/DS |  | 43373 |  | 43438
7312 | 29200000TL | 03483 | EGC015013 | P | 58100882 | 58 | EGTL Spares | Mtce | 66 | 66H | NOZZLE:VALVE VALVE SIZE:8 IN | NOZZLE: PRESSURE SAFETY RELIEF | VALVE (110-PSV-1204-R1, 110-PSV-2204-R1); 8 IN 150LB INLET SIZE RF/ 10 IN 150 LB OUTLET SIZE RF; MODEL NUMBER 8T10H411422/DS; SERIAL NUMBER 5GB1-1508-004958. QA Codes 02, 01A, 21 | KI | 2 | 1 | 2 | NO | 54.59 | 16719.2793 | BAILEY BIRKETT | BALL - 013680-263 |  | 02,01A,21 | [7 empty] | 8T10H411422/DS |  | 43373 |  | 43438
7313 | 29200000TL | 03483 | EGC015013 | P | 58100883 | 58 | EGTL Spares | Mtce | 66 | 66H | NOZZLE:VALVE VALVE SIZE:8 IN | NOZZLE: PRESSURE SAFETY RELIEF | VALVE 110-PSV-1391A-R1, 110-PSV-1391B-R1, 110-PSV-1391C-R1, 110-PSV-2391A-R1, 110-PSV-2391B-R1, 110-PSV-2391C-R1); 8 IN 300LB INLET SIZE RF/ 10 IN 150 LB OUTLET SIZE RF; MODEL NUMBER 8T10H4211A2/DS; SERIAL NUMBER 5GB1-1509-007499. QA Codes 02, 01A, 21 | KI | 3 | 2 | 3 | NO | 54.59 | 16719.2793 | BAILEY BIRKETT | BALL - 013680-235 |  | 02,01A,21 | [7 empty] | 8T10H4211A2/DS |  | 43373 |  | 43438
7314 | 29200000TL | 03483 | EGC015013 | P | 58100884 | 58 | EGTL Spares | Mtce | 66 | 66H | NOZZLE:VALVE VALVE SIZE:4 IN | NOZZLE: PRESSURE SAFETY RELIEF | NOZZLE: WB 400 TYPE, PN: 016492-104Q, MODEL NUMBER: 4N6H411422/DSQA Codes 02, 01A, 21 | KI | 2 | 1 | 2 | NO | 37.28 | 11417.7456 | BAILEY BIRKETT | 016492-104Q |  | 02,01A,21 | [7 empty] | 4N6H411422/DS |  | 43373 |  | 43438
7315 | 29200000TL | 03483 | EGC015013 | P | 58100885 | 58 | EGTL Spares | Mtce | 66 | 66H | NOZZLE:VALVE VALVE SIZE:6 IN | NOZZLE: PRESSURE SAFETY RELIEF | VALVE (110-PSV-0766A-R1, 110-PSV-0766B-R1); 6 IN 150LB INLET SIZE RF/ 8 IN 150 LB OUTLET SIZE RF; MODEL NUMBER 4N6H411422/DS; SERIAL NUMBER 5GB1-1507-000378 QA Codes 02, 01A, 21 | KI | 2 | 1 | 2 | NO | 37.28 | 11417.7456 | BAILEY BIRKETT | BALL - 0136820235 |  | 02,01A,21 | [7 empty] | 6Q8H4111A2/DS |  | 43373 |  | 43438
7316 | 29200000TL | 03483 | EGC015013 | P | 58100886 | 58 | EGTL Spares | Mtce | 66 | 66H | NOZZLE:VALVE VALVE SIZE:6 IN | NOZZLE: PRESSURE SAFETY RELIEF | VALVE (110-PSV-1090-R1, 110-PSV-1108-R1, 110-PSV-2090-R1, 110-PSV-2108-R1); 6 IN 300LB INLET SIZE RF/ 10 IN 150 LB OUTLET SIZE RF; MODEL NUMBER 6R10H2211A2/DS; SERIAL NUMBER 5GB1-1512-021451. QA Codes 02, 01A, 21 | KI | 2 | 1 | 2 | NO | 37.28 | 11417.7456 | BAILEY BIRKETT | BALL - 013682-235 |  | 02,01A,21 | [7 empty] | 6R10H2211A2/DS |  | 43373 |  | 43438
7317 | 29200000TL | 03483 | EGC015013 | P | 58100887 | 58 | EGTL Spares | Mtce | 66 | 66H | NOZZLE:VALVE VALVE SIZE:3 IN | NOZZLE: PRESSURE SAFETY RELIEF | VALVE (110-PSV-0755); 3 IN 1500LB INLET SIZE RF/ 4 IN 300 LB OUTLET SIZE RF; MODEL NUMBER 3K6471422DS; SERIAL NUMBER S332085 / C1103-302. QA Codes 02, 01A, 21 | KI | 2 | 1 | 2 | NO | 54.59 | 16719.2793 | BAILEY BIRKETT | BALL - 013684-263 |  | 02,01A,21 |  |  | 1BBB |  |  |  |  | 3K6471422DS |  | 43373 |  | 43438
7318 | 29200000TL | 03483 | EGC015013 | P | 58100888 | 58 | EGTL Spares | Mtce | 66 | 66H | NOZZLE:VALVE VALVE SIZE:2 IN | NOZZLE: PRESSURE SAFETY RELIEF | VALVE (110-PSV-0444); 2 IN 150LB INLET SIZE RF/ 3 IN 150 LB OUTLET SIZE RF; MODEL NUMBER 2J3H4111A2/DS; SERIAL NUMBER S338949/C0896-317. QA Codes 02, 01A, 21 | KI | 2 | 1 | 2 | NO | 37.28 | 11417.7456 | BAILEY BIRKETT | BALL - 013685-235 |  | 02,01A,21 | [7 empty] | 2J3H4111A2/DS |  | 43373 |  | 43438
7319 | 29200000TL | 03483 | EGC015013 | P | 58100889 | 58 | EGTL Spares | Mtce | 66 | 66H | NOZZLE:VALVE VALVE SIZE:2 IN | NOZZLE: PRESSURE SAFETY RELIEF | VALVE (110-PSV-0717); 2 IN 150LB INLET SIZE RF/ 3 IN 150 LB OUTLET SIZE RF; MODEL NUMBER 2J3H411422/DS; SERIAL NUMBER 332062/C2560-302. QA Codes 02, 01A, 21 | KI | 2 | 0 | 0 | NO | 37.28 | 11417.7456 | BAILEY BIRKETT | BALL - 013685-263 |  | 02,01A,21 | [7 empty] | 2J3H411422/DS |  | 43373 |  | 43438
7320 | 29200000TL | 03483 | EGC015013 | P | 58100890 | 58 | EGTL Spares | Mtce | 66 | 66H | NOZZLE:VALVE VALVE SIZE:1-1/2 | IN NOZZLE: PRESSURE SAFETY | RELIEF VALVE (110-PSV-0607, 110-PSV-0706, 110-PSV-0708); 1-1/2 IN 150LB INLET SIZE RF/ 3 IN 150 LB OUTLET SIZE RF; MODEL NUMBER 1.5G3H411422/DS; SERIAL NUMBER S332084/C0908-302. QA Codes 02, 01A, 21 | KI | 1 | 0 | 0 | NO | 33.29 | 10195.7283 | BAILEY BIRKETT | 004807-263: NOZZLE & BALL |  | 02,01A,21 | [7 empty] | 1.5G3H411422/DS |  | 43373 | 44566 | 43438
7321 | 29200000TL | 03483 | EGC015014 | P | 58000174 | 58 | EGTL Spares | Mtce | 51 | 51F | BREAKER: CIRCUIT | SQUARE D, 120/240 | Electric Components - Circuit Protection:SINGLE POLE, 15A, 10, 000 AMP RESISTANCEAIC | EA | 6 | 0 | 0 | NO | 1079.929 | 167636.7383 | SQUARE D | MG17406 | 091-065-002 | 01,10,22 | 1 | 2BBA |  |  | EGTL1-MGN-PRO-PI-720001 |  |  | PROCESS BOILER PACK |  | 41249 | 43917
7322 | 29200000TL | 03483 | EGC015015 | P | 58000129 | 58 | EGTL Spares | Mtce | 70 | 70Z | HANDLE:GUN BODY | 5/8 IN - 11 NC, STL | Boilers & Associated Parts : 172-HF-108B, | EA | 3 | 0 | 0 | NO | 162.0313 | 25156.98 | CALLIDUS | 200942 |  | 01,22 | 1 | 2BBA |  |  | EGTL1-CAL-MEC-DD-720001 |  |  | PROCESS BOILER / INCIN. |  | 41248
7323 | 29200000TL | 03483 | EGC015015 | P | 58000154 | 58 | EGTL Spares | Mtce | 51 | 51Z | SWITCH: OPERATOR | PANEL PUSH BUTTON | Electric-Other : BLACK, PHENOLIC. FOR PROCESS BOILER SYSTEM | EA | 2 | 0 | 0 | NO | 406.0784 | 63047.74 | CROUSE-HINDS | EMP019 |  | 01,10,22 | 1 | 2BBA |  |  | EGTL1-MGN-PRO-PI-720001 |  |  | PROCESS BOILER PACK |  | 41248 | 43935
7324 | 29200000TL | 03483 | EGC015015 | P | 58000167 | 58 | EGTL Spares | Mtce | 51 | 51F | BREAKER: CIRCUIT | SQUARE D, 120/240 | Electric Components - Circuit Protection:SINGLE POLE, 20A, 10, 000 AMPS RESISTANCEAIC, | EA | 4 | 0 | 0 | NO | 47.6 | 14587.495 | SQUARE D | MG24119 | 002-272-214 | 01,10,22 | 1 | 2BBA |  |  | EGTL1-MGN-PRO-PI-720001 |  |  | PROCESS BOILER PACK |  | 41248 | 43626
7325 | 29200000TL | 03483 | EGC015015 | P | 58001847 | 58 | EGTL Spares | Mtce | 66 | 66F | SLEEVE:BONNET,6 IN,410 SS | FOR ORBIT VALVES | Valve - Parts & Accessories :900CL DSG, AISI 410 SS | EA | 2 | 0 | 0 | NO | 372.0729 | 57762.455 | CAMERON | 1A-LD5210 |  | 01,22 |  | 1BBA |  |  | EGTL1-CAM-PIP-DD-500014 |  |  |  |  | 41339
7326 | 29200000TL | 03483 | EGC015015 | P | 58017847 | 58 | EGTL Spares | Mtce | 73 | 73A | ROD TYPE:IGNITION SIZE:NA | MATL:CS IGNITION ROD | LCAST-0898 CUSTOMER REF: DRAWING.: B11741-600.01 REV.10 JZ REFERENCE: SP101405-0033 FOR UNIT 72 FIRED SUPER HEATER 172-HF-001-C03A/B EGTL TAG: 172-BXE-0021 TO 172-BXE-0038 AND 172-BXE-0121 TO 172-BXE-0138 | EA | 10 | 0 | 0 | NO | 244.0273 | 61022.7425 | JOHN ZINK | SP101405-0033 / 0040 |  | 00 | 1 | 2BAB | 2BAB |  |  |  |  | SEE ADDITIONAL INFO |  | 41248 | 42666 | 42704
7327 | 29200000TL | 03483 | EGC015016 | P | 39018893 | 39 | Pipe Fittings & Valves | Const | 66 | 66R | PLUG:VALVE VALVE STYLE:PLUG | (WITH PLUG STEM) VALVE |  | EA | 2 | 0 | 0 | NO | 985.44 | 301958.5248 | SAMSON CONTROLS | 3248-POS 5 |  | 07 | [7 empty] | 3248 SERIES 240 |  | 43487 |  | 43600
7328 | 29200000TL | 03483 | EGC015016 | P | 58022747 | 58 | EGTL Spares | Mtce | 72 | 72A | KIT: REPAIR | FOR VACUUM PUMP | *OBS*Filtration-Elem : CONTAINS (1) MEMBRANE, (1) TONG | EA | 2 | 0 | 0 | NO | 145.0093 | 22511.25 |  |  |  | 01,22 | 1 | 3CDC | [7 empty] | 41086
7329 | 29300000TL | 03483 | EGC015017 | P | 11990543 | 11 | Bolts, Nuts, Washers | Const | 56 | 56Z | BOLT:HEX HEAD TYPE:STUD | DIA:7/8 IN LG:260 MM THRDS:STD | MATL:ASTM A193 GR. B16 SPEC:ASTM A194 GRADE:GR.7 STUD BOLT 7/8 IN DIA: W/2 HVY HEX NUT: ASSEMBLED COMBINED (IMP SIZE X METRIC LG); ASTM A193 GR. B16/ASTM A194 GR.7; 7/8" X 260 MM BOLT LENGTH | EA | 12 | 2 | 4 | YES | 93.79 | 38879.7066 | HYDROBOLT USA-STUDBOLT | 7/8 X 260 MM |  | 07 | [8 empty] | FSL145 | 43770 | 44541 | 44568
7330 | 29300000TL | 03483 | EGC015018 | P | 58000317 | 58 | EGTL Spares | Mtce | 56 | 56Z | BOLT: STUD 1/2 IN DIA | 50 MM LG, 13 THD IN | Fasteners / Hardware : HEX HD, CR-MO, ASTM A193, GR B7, WITH 1 HEX NUT, 194 GR 2H, 145-TK-002 / EGTL1-MIS-VES-DD-452006 | PC | 34 | 8 | 12 | YES | 11.0676 | 17146.7671 | MIS | 22 / 20 | 52295857 | 02,22 | 1 | 3CAC |  |  | EGTL1-MIS-VES-DD-452002 |  |  | 1644-01, 1644-02 |  | 43770 |  | 45609
7331 | 29300000TL | 03483 | EGC015018 | P | 58061476 | 58 | EGTL Spares | Mtce | 56 | 56Z | BOLT:STUD,1-3/4 IN X 375MM LG | WITH TWO HEAVY HEX NUTS | (8UN THDS); ASSEMBLED; STAINLESS STEEL, ASTM A193 GRADE B8T CLASS 2, ASTM A194 GRADE 8MA. | EA | 8 | 5 | 8 | YES | 2133.42 | 769097.91 | HYDROBOLT GROUP USA |  |  | 02 |  |  | 1BBB | [6 empty] | 43891 |  | 43909
7332 | 29200000TL | 03483 | EGC015018 | P | 58061651 | 58 | EGTL Spares | Mtce | 56 | 56Z | BOLT:STUD,1-3/4 IN X 370MM LG | WITH TWO HEAVY HEX NUTS | ASSEMBLED, ALLOY STEEL ASME SA193 GRADE B7 ASME SA194 GRADE 2H | EA | 3 | 0 | 0 | NO | 0 | 0 | BEA S.R.L. |  |  | 02 |  |  | 2BAB | [5 empty] | AGVL226 | 43310
7333 | 29200000TL | 03483 | EGC015019 | P | 39018544 | 39 | Pipe Fittings & Valves | Const | 60 | 60E | JOINT TYPE:THREADED SIZE:NA | MATL:NA PIPE THREADED JOINT; |  | EA | 2 | 0 | 0 | NO | 972.14 | 297251.3701 | MAN DIESEL & TURBO | 000 010 580 443 |  | 00 |  |  | 1BBB | [6 empty] | 43187 | 43845 | 43213
7334 | 29200000TL | 03483 | EGC015019 | P | 39018545 | 39 | Pipe Fittings & Valves | Const | 60 | 60E | JOINT TYPE:THREADED SIZE:NA | MATL:NA PIPE THREADED JOINT; |  | EA | 2 | 1 | 2 | NO | 500.8 | 153130.0441 | MAN DIESEL & TURBO | 000 010 433 587 |  | 00 |  |  | 1BBB | [6 empty] | 43187 | 43845 | 43213
7335 | 29200000TL | 03483 | EGC015019 | P | 39018546 | 39 | Pipe Fittings & Valves | Const | 57 | 57D | HOSE TYPE:CRPV SIZE:3/4 IN | CONN:NA RATING:NA MATL:NA |  | EA | 1 | 0 | 0 | NO | 174.545 | 53371.2056 | MAN DIESEL & TURBO | 000 200 390 690 |  | 00 |  |  | 2BBB | [6 empty] | 43187 | 43844 | 43213
7336 | 29200000TL | 03483 | EGC015019 | P | 39018550 | 39 | Pipe Fittings & Valves | Const | 53 | 53Z | FITTING TYPE:NA SIZE:NA | MATL:NA DILO-MALE CONNECTION |  | EA | 1 | 0 | 0 | NO | 394.01 | 120476.4683 | MAN DIESEL & TURBO | 000 010 433 576 |  | 00 |  |  | 1BBB | [6 empty] | 43187 | 43844 | 43213
7337 | 29200000TL | 03483 | EGC015019 | P | 39018552 | 39 | Pipe Fittings & Valves | Const | 53 | 53Z | COVER TYPE:NA SIZE:NA MATL:NA | COVER; MAT NO: 000 200 024 |  | EA | 1 | 0 | 0 | NO | 316.68 | 96831.6105 | MAN DIESEL & TURBO | 000 200 024 961 |  | 00 |  |  | 1BBB | [6 empty] | 43188 | 43844 | 43213
7338 | 29200000TL | 03483 | EGC015019 | P | 58013204 | 58 | EGTL Spares | Mtce | 66 | 66F | BELLOW: VALVE, 0 - 290 PSIG | INCONEL | ITEM IS THE SAME AS 58100663 | EA | 1 | 0 | 0 | NO | 1876.45 | 573029.507 | DRESSER | 4661124 | 4661124 | 01,22 | 1 | 1BBC |  |  | SEE ITEM NOTE |  |  |  |  | 40914 | 43060 | 43078
7339 | 29200000TL | 03483 | EGC015020 | P | 07991206 | 07 | Gaskets, Rags, Chain, Packings | Const | 86 | 86Z | CONTACT: ILLUMINATED MOMENTARY | NEMA 4/4X/13, 30MM |  | EA | 2 | 0 | 0 | NO | 1122.3877 | 174250.69 | AB | 800H-QRBH2G |  | 00 |  |  | 1CCC | [6 empty] | 41958
7340 | 29200000TL | 03483 | EGC015020 | P | 58012753 | 58 | EGTL Spares | Mtce | 66 | 66F | DIAPHRAGM: VALVE | 1/8 IN PILOT |  | EA | 3 | 0 | 0 | NO | 127.615 | 19812.23 | DONALDSON | 8PP-18835-00 | 8PP-18835-00 | 22 | 1 | 2BBB |  |  | PARTS MANUAL |  |  |  |  | 40914
7341 | 29200000TL | 03483 | EGC015020 | P | 58012779 | 58 | EGTL Spares | Mtce | 54 | 54A | GASKET: SEALING | 7-1/2 IN X 1/8 IN |  | EA | 4 | 0 | 0 | NO | 14.8133 | 2299.77 | CPS, LLC | 620026-17 | 620026 ITEM 17 | 01,22 | 1 | 2BBB | 1BBB |  | 620026 |  |  |  |  | 40914
7342 | 29200000TL | 03483 | EGC015020 | P | 58013111 | 58 | EGTL Spares | Mtce | 54 | 54A | BELLOWS:VALVE,0-750 PSIG INC, | PSV'S |  | EA | 1 | 0 | 0 | NO | 1058.2044 | 164296.82 | DRESSER | 4660312 | 706 | 22 | 1 | 1BBC | 1CCC | [6 empty] | 41286 | 44526
7343 | 29200000TL | 03483 | EGC015020 | P | 58013203 | 58 | EGTL Spares | Mtce | 66 | 66F | BELLOW: VALVE, 0 - 53 PSIG | INCONEL |  | EA | 1 | 0 | 0 | NO | 1876.45 | 368721.9141 | DRESSER | 4661125 | 4661125 | 01,22 | 1 | 1BBC |  |  | EGTL1-DRE-PRO-GA-810064 |  |  |  |  | 40914 | 42278 | 42279
7344 | 29300000TL | 03483 | EGC015020 | P | 58017862 | 58 | EGTL Spares | Mtce | 73 | 73A | ROD TYPE:HEATER SIZE:NA | MATL:NA FLAME ROD, CUSTOMER | REFERENCE DRAWING NO.: MBUP00125-600.01 JOHN ZINK REFERENCE: SP101405-0205 FOR UNIT 20 FIRED HEATER 120-HF-101A/B AND 120-HF-201A/B. EGTL TAG: 120-BXU-2011A TO 120-BXU-2011P AND 120-BXU-2001A TO 120-BXU-2001F | EA | 7 | 2 | 3 | YES | 205.69 | 318673.4601 | JOHN ZINK | SP101405-0205 |  | 00 |  | 2BAB | [7 empty] | 43770 | 45934 | 45730 | -15 | 2
7345 | 29200000TL | 03483 | EGC015021 | P | 58012781 | 58 | EGTL Spares | Mtce | 54 | 54A | GASKET: SEALING | 10 IN X 27 IN X 1/8 IN |  | EA | 4 | 1 | 3 | NO | 46.4318 | 7208.54 | CPS, LLC | 620026-8 | 620026 SHT 2 ITEM 8 | 01,22 | 1 | 2BBB | 1BBB |  | 620026 |  |  |  |  | 40914
7346 | 29200000TL | 03483 | EGC015021 | P | 58013206 | 58 | EGTL Spares | Mtce | 66 | 66F | BELLOW: VALVE, 0 - 89 PSIG | INCONEL |  | EA | 1 | 0 | 0 | NO | 589.48 | 115833.0165 | DRESSER | 4660723 | 4660723 | 01,22 | 1 | 1BBC |  |  | EGTL1-DRE-PRO-GA-780091 |  |  |  |  | 40914 | 42052 | 42058
7347 | 29200000TL | 03483 | EGC015021 | P | 58803292 | 58 | EGTL Spares | Mtce | 56 | 56Z | SCREW:MACHINE TYPE:OEM DIA:OEM | LG:OEM HEAD:HEX THRDS:ASTM | MATL:316 SPEC:A GRADE:2 IT IS A GRUB SCREW FOR SULZER PUMP ZE400-8 728 SERIAL NO 207276 SULZER ORDER NO; 102726-300 | EA | 3 | 2 | 4 | NO | 6.75 | 2060.64 | SULZER PUMP | 904.03 |  | 00 | [7 empty] | ZE400-8728 |  | 42944 |  | 43017
7348 | 29200000TL | 03483 | EGC015021 | P | 58803294 | 58 | EGTL Spares | Mtce | 76 | 76Z | KEY:SHAFT TYPE:SHAFT SIZE:OEM | SHAPE:RECTANGULAR MATL:316 KEY | FOR SULZER PUMP WITH ZE400-8 728 SERIAL NO 207276 | EA | 3 | 2 | 3 | NO | 335.13 | 102308.4864 | SULZER PUMP | 940.01 |  | 00 | [7 empty] | ZE400-8 728 |  | 42944 |  | 43017
7349 | 29200000TL | 03483 | EGC015021 | P | 58803299 | 58 | EGTL Spares | Mtce | 56 | 56Z | SCREW:CAP TYPE:NA DIA:NA LG:NA | HEAD:CHEESE THRDS:STL | MATL:ASTM SPEC:2 GRADE:NA CHEESE HEAD SCREW FOR SULZER PUMP ZE400-8 728 WITH SERIAL NUMBER 207276 | EA | 3 | 2 | 4 | NO | 8.81 | 2689.5168 | SULZER PUMPS | 900.06 |  | 00 | [7 empty] | ZE400-8 728 |  | 42944 |  | 43017
7350 | 29200000TL | 03483 | EGC015021 | P | 58803300 | 58 | EGTL Spares | Mtce | 56 | 56Z | WASHER:FLAT TYPE:NA NOMINAL | SIZE:NA ID:NA OD:NA THCK:NA | MATL:STL SPEC:NA GRADE:NA SPRING WASHER FOR ZE400-8 728 SULZER PUMP WITH SERIAL NO;207276 | EA | 3 | 2 | 4 | NO | 24.75 | 7555.68 | SULZER PUMPS | 930.01 |  | 00 | [7 empty] | ZE400-8 728 |  | 42944 |  | 43017
7351 | 29200000TL | 03483 | EGC015021 | P | 58803305 | 58 | EGTL Spares | Mtce | 51 | 51K | ISOLATOR TYPE:BEARING ISOLATOR | BEARING ISOLATOR, PN: 423.01, | MATERIAL: BRONZE, SHAFT SIZE: 130MM, FOR SULZER PUMP TAG:130-PC-108/208A/B/C (BFW PUMPS) | EA | 3 | 2 | 3 | NO | 2083.13 | 635937.9264 | SULZER PUMP | 423.01 |  | 00 |  |  | 2BBC |  |  |  |  | ZE400-8 728 |  | 42944 |  | 43017
7352 | 29200000TL | 03483 | EGC015022 | P | 58023057 | 58 | EGTL Spares | Mtce | 51 | 51E | COVER: CONDUIT OUTLET BODY | BLANK,FORM 7,2 IN,CU FREE ALUM | Electric Components - Conduit / Fitting : | EA | 50 | 25 | 50 | NO | 6.9009 | 1071.23 | CROUSE-HINDS | 670SA |  | 01 | 1 | 30AC | [7 empty] | 41086
7353 | 29300000TL | 03483 | EGC015022 | P | 58061497 | 58 | EGTL Spares | Mtce | 53 | 53A | BOLT:STUD, 3/4 IN X 115MM LG | WITH TWO HEAVY HEX NUTS | (8UN THDS); ASSEMBLED; STAINLESS STEEL, ASTM A193 GRADE B8 CLASS 2, ASTM A194 GRADE 8. | EA | 9 | 4 | 6 | YES | 28.74 | 41932.8096 | AALL AMERICAN FASTENERS |  |  | 02 | [9 empty] | 43770 |  | 45934
7354 | 29200000TL | 03483 | EGC015022 | P | 58061513 | 58 | EGTL Spares | Mtce | 56 | 56Z | BOLT:STUD, 1 IN X 175MM LG | WITH TWO HEAVY HEX NUTS | (8UN THDS); ASSEMBLED; STAINLESS STEEL, ASTM A193 GRADE B8 CLASS 2, ASTM A194 GRADE 8. | EA | 16 | 2 | 3 | NO | 139.18 | 42653.1028 | AALL AMERICAN FASTENERS |  |  | 02 |  |  | 2BAB | [6 empty] | 43415 | 43715 | 43472
7355 | 29200000TL | 03483 | EGC015022 | P | 58061527 | 58 | EGTL Spares | Mtce | 56 | 56Z | BOLT:STUD, 7/8 IN X 130MM LG | WITH TWO HEAVY HEX NUTS | ASSEMBLED; STAINLESS STEEL, ASTM A193 GRADE B8 CLASS 2, ASTM A194 GRADE 8 | EA | 16 | 0 | 0 | NO | 87.1952 | 30000.6765 | AALL AMERICAN FASTENERS |  |  | 02 |  |  | 2BAB | [6 empty] | 43415 | 43680 | 43472
7356 | 29200000TL | 03483 | EGC015023 | P | 58006260 | 58 | EGTL Spares | Mtce | 51 | 51B | LAMP: INCANDESCENT | DUAL LONG-LIFE,1.2W,24V | Electric Components - Lighting : CLEAR,T1 BULB,BA9 BASE,GLASS, 5-SCP-1, SWITCHGEAR CONTROL PANELS | EA | 70 | 0 | 0 | NO | 1.0001 | 155.24 | RTK | LP-28V-004 |  | 01,10,22 | 1 | 2BAC |  |  | A03-2408, PAGE P02 |  |  |  |  | 41505
7357 | 29200000TL | 03483 | EGC015024 | P | 58062109 | 58 | EGTL Spares | Mtce | 53 | 53Z | SUPPORT: KIT, 304-S3-PP-8T | SWAGELOK | SWAGELOK SUPPORT KIT P/N 304-S3-PP-8T | EA | 30 | 0 | 0 | NO | 0 | 0 | SWAGELOK | 304-S3-PP-8T |  | 01 |  |  | 1BBB | [6 empty] | 43231
7358 | 29200000TL | 03483 | EGC015024 | S | 58062115 | 58 | EGTL Spares | Mtce | 53 | 53Z | CLAMP: STAUFF TUBING 3/4 IN | SWAGELOK | ORDER CODE: SP-319-PP-DP-AS-M-W11 | EA | 2 | 0 | 0 | NO | 0 | 0 | SWAGELOK | CRA319PPDPASMW3A |  | 01 |  |  | 1BBB | [6 empty] | 43231 | 44477
7359 | 29200000TL | 03483 | EGC015024 | P | 58063165 | 58 | EGTL Spares | Mtce | 87 | 87A | KIT | SEAL RAYCHEM | END KIT (RAYCHEM) E-150 LOW PROFILE END SEAL KIT,ZZ-SEAL-KIT. QA Code 01A, 02, 21 | EA | 12 | 0 | 0 | NO | 24.4305 | 7454 | AXISTRADE INC. |  |  | 01A, 02, 21 | 1 | 2BAC | 2CBC | [6 empty] | 43230
7360 | 29200000TL | 03483 | EGC015024 | P | 58063569 | 58 | EGTL Spares | Mtce | 66 | 66Z | COMPOUND: SEALING | ZZ-SC-711A | SEALING COMPOUND;TWO PART;15G;711A(1/2") GLANDS;HAWKE | EA | 30 | 0 | 0 | NO | 3.7479 | 1143.53 | TURTLE AND HUGHES |  |  | 00 | 1 | 2BAC | [7 empty] | 43232
7361 | 29200000TL | 03483 | EGC015024 | P | 58065277 | 58 | EGTL Spares | Mtce | 01 | 01A | SPRING NUT | 3/8 IN STAINLES STL |  | EA | 64 | 50 | 100 | NO | 0 | 0 |  |  |  | 00 |  |  | 2CBC | [6 empty] | 43232 | 43658
7362 | 29200000TL | 03483 | EGC015025 | P | 58013205 | 58 | EGTL Spares | Mtce | 66 | 66F | BELLOW: VALVE, 0 - 535 PSIG | INCONEL |  | EA | 1 | 0 | 0 | NO | 12149.5 | 2386890.77 | DRESSER | 4660922 | 4660922 | 01,22 | 1 | 1BBC |  |  | EGTL1-DRE-PRO-GA-870095 |  |  |  |  | 40914 | 41718 | 41829
7363 | 29200000TL | 03483 | EGC015025 | P | 58801149 | 58 | EGTL Spares | Mtce | 54 | 54A | RING:BACKUP ASTM A240 | Tp.304 | Gaskets : MODEL MV 24" 600# SERIAL NUMBER 60320-003-001 FOR 120-XXV-1081 PART NUMBER V4BG024003081 | EA | 1 | 0 | 1 | NO | 6547.52 | 1297063.712 | ORTON VALVE | V4BG024003081 |  | 01,02 | 1 |  |  |  |  | 70177 |  |  |  | 41774 |  | 41905
7364 | 29200000TL | 03483 | EGC015026 | P | 58000157 | 58 | EGTL Spares | Mtce | 70 | 70Z | DETECTOR: RTD | 16 GAUGE WIRE | Boilers & Associated Parts : PLATINUM ELEMENT, 1 IN DIA, 8 1/2 IN LG, 316 SS TUBE, SENSOR, 16 GA, SENSOR, -328 TO 1112 DEG.F, 100 OHM | EA | 3 | 0 | 0 | NO | 173.0446 | 26865.17 | PYROMATION | R1T285H483 10.5 |  | 01,22 | 1 | 2BBA | 1BBB |  | EGTL1-MGN-PRO-PI-720029 |  |  | PROCESS BOILER PACK |  | 41248 | 42652
7365 | 29200000TL | 03483 | EGC015026 | P | 58000159 | 58 | EGTL Spares | Mtce | 70 | 70Z | DETECTOR: RTD | 16 GAUGE WIRE | Boilers & Associated Parts : PLATINUM ELEMENT, 1 IN DIA, 21 1/2 IN LG, 316 SS TUBE, SENSOR, 16 GA, SENSOR,-328 TO 1112 DEG. F, 100 OHM | EA | 1 | 0 | 0 | NO | 2719.5254 | 422233.51 | PYROMATION | R1T285H483 21.5 |  | 01,22 | 1 | 2BBA |  |  | EGTL1-MGN-PRO-PI-720024 |  |  | PROCESS BOILER PACK |  | 41248 | 44697
7366 | 29200000TL | 03483 | EGC015027 | P | 58000136 | 58 | EGTL Spares | Mtce | 70 | 70Z | TIP: PRIMARY GAS | 1 IN, 310 SS, 172-XP-108B | Boilers & Associated Parts : FOR PROCESS BOILER SYSTEM | EA | 28 | 0 | 0 | NO | 309.0597 | 47984.61 | CALLIDUS | 051130422 |  | 22 | 1 | 2BBA |  |  | EGTL1-CAL-MEC-GA-720005 |  |  | PROCESS BOILER PACK |  | 41248 | 44692
7367 | 29200000TL | 03483 | EGC015028 | S | 58013056 | 58 | EGTL Spares | Mtce | 54 | 54A | GASKET: FLANGE NON-SPIRAL RF | 18 IN PIPE,150 LB,KAMPROFILE | LAMONS KAMPROFILE GASKET 18IN, CL-150#, 457MM ID, 533MM OD, 3MM THK, SERR-MIL-CORE-W/0.5MM FX GPH FC EA-SIDE-WW/LCR FLAT RING; ASME B16.21/ASME B16.5, CL-150# 3.0 MM, TP 316 SS. For genuine gasket, Kindly contact; alfonso.sanchez@lamons.com, Lamons Intern | EA | 5 | 0 | 0 | NO | 337.31 | 103269.735 | SMITH INTERNATIONAL |  | 104943265472 | 22 | 1 | 2BBC | [7 empty] | 41189 | 42060 | 43342
7368 | 29200000TL | 03483 | EGC015030 | P | 58023099 | 58 | EGTL Spares | Mtce | 51 | 51E | BODY:CONDUIT OUTLET | 3/4 IN HUB,4 HUB,TYPE X,FORM 7 | Electric Components - Conduit / Fitting :THD,ALUM,CROSS HUB PLACEMENT,SIDE ACCESS OPENING,WITHOUT COVER & GASKET | EA | 50 | 25 | 50 | NO | 9.8013 | 1521.45 | CROUSE-HINDS | X27-SA |  | 01 | 1 | 30AC | [7 empty] | 41086
7369 | 29200000TL | 03483 | EGC016001 | P | 58011251 | 58 | EGTL Spares | Mtce | 54 | 54D | GLAND: PACKING, 4 IN, GRAPHITE | GATE, GLOBE AND CHECK VALVES |  | PC | 200 | 50 | 100 | NO | 8.01 | 1382.7573 | AUDCO INDIA LTD | 5390009989 |  | 01,22 | 1 | 2CBA | 1CCC | [6 empty] | 41320 |  | 41856
7370 | 29200000TL | 03483 | EGC016001 | P | 58011285 | 58 | EGTL Spares | Mtce | 54 | 54D | GLAND: PACKING 18 IN,GRAPHITE | GATE, GLOBE AND CHECK VALVES |  | PC | 60 | 0 | 0 |  | 24.8 | 3850.2 | AUDCO INDIA LTD | 5390009998 | 104943056670 | 01,22 | 1 | 2CBA | 1CCC | [6 empty] | 41320
7371 | 29200000TL | 03483 | EGC016001 | P | 58801959 | 58 | EGTL Spares | Mtce | 66 | 66H | KIT TYPE: REBUILD | APPLICATION:PSV | Valve-Safety Relief : A:GASKETS CONTAINS B:NOZZLE: CONTAINS C:DISC: CONTAINS D:DISC HOLDER: CONTAINS E:DISC HOLDER GUIDE: MARVAC RELIEF VALVE FIGURE NUMBER 601, SERIAL NUMBER S375600, SSUK REF: 347161, 2 IN, ANSI 125 FF (ALUM.ONLY), LM25 BSEN1706, SEAT S | KT | 3 | 0 | 0 | YES | 261.65 | 51411.6085 | MARVAC |  |  | 01,07 |  | 1AXX | [7 empty] | 42380 | 42633 | 42284
7372 | 29200000TL | 03483 | EGC016002 | P | 58011257 | 58 | EGTL Spares | Mtce | 54 | 54D | GLAND: PACKING , 20 IN, | GRAPHITE |  | PC | 110 | 0 | 0 | NO | 25.6891 | 4527.1227 | AUDCO INDIA LTD | 5390009996 | FRAME:143TC. BRG: 6250 | 01,22 | 1 | 2CBA | 1CCC | [6 empty] | 41320 |  | 41856
7373 | 29200000TL | 03483 | EGC016002 | P | 58011272 | 58 | EGTL Spares | Mtce | 54 | 54A | GASKET:8 MM,GRAPHITE,CIRCULAR | GATE, GLOBE AND CHECK VALVES |  | PC | 3 | 2 | 4 | NO | 234.05 | 36336.26 | AUDCO INDIA LTD | 5390009588 |  | 01,22 | 1 | 2CBA | [7 empty] | 41320
7374 | 29200000TL | 03483 | EGC016002 | P | 58011283 | 58 | EGTL Spares | Mtce | 54 | 54D | GLAND: PACKING 30 IN,GRAPHITE | GATE, GLOBE AND CHECK VALVES |  | PC | 20 | 0 | 0 | NO | 35.65 | 5534.66 | AUDCO INDIA LTD | 5390009916 | PROD. NUM. 99641101 | 01,22 | 1 | 2CBA | 1CCC | [6 empty] | 41320
7375 | 29200000TL | 03483 | EGC016002 | P | 58011294 | 58 | EGTL Spares | Mtce | 54 | 54D | GLAND: PACKING 16 IN,GRAPHITE | GATE, GLOBE AND CHECK VALVES |  | PC | 92 | 0 | 0 | NO | 17.05 | 2647.01 | AUDCO INDIA LTD | 941451-A-M125 | 104943249823 | 01,22 | 1 | 2CBA | 1CCC | [6 empty] | 41320
7376 | 29200000TL | 03483 | EGC016002 | P | 58018724 | 58 | EGTL Spares | Mtce | 56 | 56Z | WASHER: RIVET BACKUP | 4MM NOM | *OBS*Fastener-BottWa : 5/32 IN ID, 0.438 IN OD, 0.05 IN TO 0.07 IN THK, ALUMINUM, 5/32 IN AL EQUIV, 250 PER PACK | PK | 20 | 0 | 0 | NO | 6.0008 | 931.5 |  |  | 90183A222-250 | 00 | 1 | 2CAC | 2CAC | [6 empty] | 40915
7377 | 29300000TL | 03483 | EGC016003 | P | 07991716 | 07 | Gaskets, Rags, Chain, Packings | Const | 54 | 54A | GASKET:VALVE TYPE:END COVER | GASKET STYLE:STD MATL:SST 100 |  | EA | 2 | 1 | 2 | YES | 230.54 | 94443.0164 | TOMOE VALVE | 52212 |  | 01,01A |  |  | 2BBB |  |  |  |  | TOMOE GA 41429 |  | 44266 |  | 44324
7378 | 29300000TL | 03483 | EGC016003 | P | 11990717 | 11 | Bolts, Nuts, Washers | Const | 66 | 66C | STUD TYPE:GLAND PLATE STUD | DIA:M24 X 105 LG:105 THRDS:STD | THRD LG:STD MATL:ST STL 316 SPEC:STD GRADE:STD GLAND PLATE STUD M24 X 105 ST STL 316 PART/DWG REF NO. 31037 FOR BUTTERFLY VALVE 18 IN LUGGED DESIGN WITH BLIND BUT TAPPED HOLES, LUGGED WAFER BETWEEN 900# RTJ FLANGES, TAG. 110-HV-1383 & 110-HV-2383 | EA | 8 | 5 | 8 | YES | 54.85 | 22469.851 | TOMOE VALVE | 31037 |  | 01,01A,07 | [7 empty] | TOMOE GA 41429 |  | 44266 |  | 44316
7379 | 29200000TL | 03483 | EGC016003 | P | 58011258 | 58 | EGTL Spares | Mtce | 54 | 54D | GLAND: PACKING 0.75 IN, | GRAPHITE |  | PC | 76 | 0 | 0 | NO | 1.55 | 240.64 | AUDCO INDIA LTD | 500901390399 | SEE ADDITIONAL INFO | 01,22 | 1 | 2CBA | 1CCC | [6 empty] | 41320 | 42437
7380 | 29200000TL | 03483 | EGC016003 | P | 58801996 | 58 | EGTL Spares | Mtce | 53 | 53Z | FITTING TYPE:PIPE CONNECTION | SIZE:1/2 IN X 1/8 IN MATL:SS | Fittings - Pipe - Metal - Non CS : | IN | 10 | 5 | 10 | NO | 28.82 | 5663.13 | SWAGELOK / CAJON | SS-8-RA-2 |  | 02 | [7 empty] | SS-8-RA-2 |  | 42291 |  | 42245
7381 | 29200000TL | 03483 | EGC016003 | P | 58801997 | 58 | EGTL Spares | Mtce | 53 | 53Z | FITTING TYPE:PIPE CONNECTION | SIZE:1/2 IN X 3/8 IN MATL:SS | Fittings - Pipe - Metal - Non CS : | IN | 4 | 5 | 10 | NO | 25.4 | 4991.1 | SWAGELOK / CAJON | SS-8-RA-6 |  | 02 | [7 empty] | SS-8-RA-6 |  | 42291 | 44071 | 42245
7382 | 29200000TL | 03483 | EGC016003 | P | 58801998 | 58 | EGTL Spares | Mtce | 53 | 53Z | FITTING TYPE:PIPE CONNECTION | SIZE:3/4 IN X 3/8 IN MATL:SS | Fittings - Pipe - Metal - Non CS : | IN | 6 | 5 | 10 | NO | 41.4 | 8135.1 | SWAGELOK | SS-12-RA-6 |  | 02 | [7 empty] | SS-12-RA-6 |  | 42291 | 42790 | 42245
7383 | 29200000TL | 03483 | EGC016004 | P | 58023361 | 58 | EGTL Spares | Mtce | 51 | 51Z | SUPPRESSOR:TRANSIENT,1.0AMP | THERMOPLASTIC HOUSING | Electric-Other : ITEM 52, EGTL1-LSC-ISP-DB-300073, PAGE 6, 135-XX-002, 150-XX-001, 160-XX-001, 171-XX-001, 171-XX-002, 172-XX-014, 173-XX-005, 183-XX-00, (OIL MIST GENERATOR) | EA | 1 | 0 | 0 | NO | 476.092 | 73918.04 | BARTEC | 07-3212 | 77780247 | 00 | 1 | 3BAX |  |  | 77700724-20-101 |  |  |  |  | 40914
7384 | 29300000TL | 03483 | EGC016005 | P | 58006346 | 58 | EGTL Spares | Mtce | 56 | 56Z | STUD BOLT:3/4IN DIA, 230MM LG | 10 UNC,ALLOY STL,ASTM A193,GR | Fasteners / Hardware : B7, WITH TWO HEAVY HEX NUTS ASTM A194 GR 2H, ASSEMBLED | EA | 2 | 2 | 4 | YES | 8.9233 | 2947.2948 |  |  | SEE DESCRIPTION | 02,21,22 | 1 | 2CAC | [7 empty] | 43770 | 45434 | 43859 |  |  | -8 | 1
7385 | 29200000TL | 03483 | EGC016005 | P | 58019610 | 58 | EGTL Spares | Mtce | 86 | 86Z | FILTER: HYDRAULIC, 3.78 IN OD | 3.78 IN OD X 5.31 IN LG | Automotive - Parts and Accessories: PAPER ELEMENT, STEEL HSG, 21.1 GRAMS, ELASTEC HYDRAULIC OIL DRUM SKIMMER | EA | 1 | 0 | 0 | NO | 100 | 16705 | ELASTEC INC | 4FILTHY010 |  | 00 | 1 | 3XAC | [7 empty] | 41003 |  | 41982
7386 | 29200000TL | 03483 | EGC016006 | P | 58003257 | 58 | EGTL Spares | Mtce | 56 | 56Z | ADHESIVE: CLEAR SILICONE, | 3 OZ TUBE | Fasteners / Hardware : MCMASTER CARR 74955A66, (ADHESIVES AND SEALANTS) | EA | 1 | 0 | 0 | NO | 12.96 | 3963.2976 | 3M | 8661 | 8661 | 01,12 |  | 2CAC | [7 empty] | 40915 | 43065 | 43070
7387 | 29300000TL | 03483 | EGC016006 | P | 58062062 | 58 | EGTL Spares | Mtce | 56 | 56Z | BOLT: STUD, 7/8 IN X 160MM LG | WITH 2 HEX NUTS + WASHER | A.STL B7 TO AP SPEC 4WPI-MWCK01 | EA | 133 | 109 | 157 | YES | 8.7552 | 12712.2468 | LAMONS |  |  | 02 | [9 empty] | 43770 | 45955 | 45692 | -24 | 1 | -40 | 1
7388 | 29200000TL | 03483 | EGC016007 | P | 58024257 | 58 | EGTL Spares | Mtce | 14 | 14H | REGULATOR: PRESSURE | CATALYST TRANSFER VALVE | Pressure measuring and control Instruments : | EA | 4 | 2 | 5 | NO | 1360 | 261671.25 | EVERLASTING | NJA6000N |  | 01,10 | [9 empty] | 41395 | 45533 | 42051 |  |  | -2 | 2 | -1 | 1
7389 | 29300000TL | 03483 | EGC016007 | P | 58061378 | 58 | EGTL Spares | Mtce | 54 | 54A | GASKET | RING TYPE JOINT, R45 | OCTAGONAL;R45; ASME B16.20; 4-6% CHROME 1/2 MOLY | EA | 7 | 4 | 7 | YES | 18.8743 | 26465.4458 | LAMONS GASKET COMPANY |  |  | 01,02 | 1 | 2BAC | 2CBC | [6 empty] | 43782 | 45712 | 45860 | -3 | 1 | -10 | 1
7390 | 29200000TL | 03483 | EGC016008 | P | 58011249 | 58 | EGTL Spares | Mtce | 54 | 54D | GLAND: PACKING, 4 IN, GRAPHITE | GATE, GLOBE AND CHECK VALVES |  | PC | 200 | 0 | 0 | NO | 7.365 | 1143.415 | AUDCO INDIA LTD | 5390009987 |  | 01,22 | 1 | 2CBA | 1CCC | [6 empty] | 41320 |  | 41856
7391 | 29200000TL | 03483 | EGC016008 | P | 58014940 | 58 | EGTL Spares | Mtce | 53 | 53Z | ADAPTER: TUBE TO PIPE,1/4 IN | TUBE, 1/2 IN PIPE | Fittings - Tube :FITTING, MNPT Male | EA | 68 | 0 | 0 | NO | 17.6439 | 2942.8391 | SWAGELOK | SS-400-1-8 |  | 01 | 1 | 3CBC | 3CBC | [6 empty] | 40915 | 46006 | 41941 | -250 | 1 |  |  | -12 | 2
7392 | 29200000TL | 03483 | EGC016009 | P | 39019090 | 39 | Pipe Fittings & Valves | Const | 66 | 66R | VALVE:INTAKE TYPE:OUTLET VALVE | SIZE:STD SHAPE:STD |  | EA | 3 | 2 | 3 | NO | 245.9467 | 75365.1409 | SENTRY | 404855B |  | 07 |  |  | 2BBB |  |  |  |  | .500P 40276 200 |  | 43645 |  | 43670
7393 | 29200000TL | 03483 | EGC016009 | P | 58018739 | 58 | EGTL Spares | Mtce | 65 | 65A | BLADE | HOOK, 2-7/16 IN, STEEL | *OBS*Tools - Other : STANLEY, LARGE, FOR UTLITY KNIVES, 100/PACK, 5 PER PACK | EA | 100 | 0 | 0 | NO | 4.6006 | 714.15 |  |  | 4927A35 | 00 | 1 | 2CAC | 2CAC | [6 empty] | 40915
7394 | 29200000TL | 03483 | EGC016010 | P | 58024251 | 58 | EGTL Spares | Mtce | 66 | 66S | VALVE: SOLENOID | SPENT CATALYST | Valve - On/Off, solenoid, actuated :(ROTORK WGB085) | EA | 7 | 0 | 0 | NO | 1431.875 | 276078.2813 | EVERLASTING | SV368A |  | 02 | [9 empty] | 41395 | 43874 | 42051
7395 | 29200000TL | 03483 | EGC016010 | P | 58024254 | 58 | EGTL Spares | Mtce | 66 | 66Z | KIT: ACTUATOR REPAIR | LTFT REACTOR | Valve-Other : HEADER RAW WAX VALVE | KI | 6 | 3 | 6 | NO | 1685 | 312471.25 | EVERLASTING | SV369A |  | 01 | [9 empty] | 41395 |  | 42051
7396 | 29200000TL | 03483 | EGC016011 | P | 07991596 | 07 | Gaskets, Rags, Chain, Packings | Const | 54 | 54A | O-RING TYPE:ORING, 4.375 X | .139 VITON ID:SEE DESCR OD:SEE |  | EA | 2 | 0 | 0 | NO | 19.5 | 5975.58 | GENERAL VALVE, CAMERON | 8A-62-23-V |  | 00 |  |  | 1BBB |  |  |  |  | FOR VALVE MODEL C4721G-MA |  | 43397 |  | 43533
7397 | 29200000TL | 03483 | EGC016011 | P | 07991597 | 07 | Gaskets, Rags, Chain, Packings | Const | 66 | 66F | SEAL TYPE:SEAL:GREASE,RAWHIDE | 3645 SIZE:SEE DESCR MATL:SEE |  | EA | 2 | 0 | 0 | NO | 27.71 | 8491.4524 | GENERAL VALVE, CAMERON | 8A-65-401 |  | 00 | [7 empty] | FOR VALVE MODEL C4721G-MA |  | 43397 |  | 43533
7398 | 29200000TL | 03483 | EGC016011 | P | 07991598 | 07 | Gaskets, Rags, Chain, Packings | Const | 54 | 54A | O-RING TYPE:ORING, 4.375 X | .210 VITON ID:SEE DESCR OD:SEE |  | EA | 1 | 0 | 0 | NO | 26.35 | 8074.694 | GENERAL VALVE, CAMERON | 8A-62-208-V |  | 00 |  |  | 1BBB |  |  |  |  | FOR VALVE MODEL 1261G |  | 43399 | 44131 | 43533
7399 | 29200000TL | 03483 | EGC016011 | P | 39018729 | 39 | Pipe Fittings & Valves | Const | 66 | 66F | PIN TYPE:PIN:DOWEL,3/4 D X 2 | LG SIZE:3/4 IN D X 2 LG |  | EA | 2 | 1 | 2 | NO | 76.76 | 23522.3344 | GENERAL VALVE, CAMERON | 8A-77-454 |  | 00 | [7 empty] | FOR VALVE MODEL 1276G |  | 43397 |  | 43533
7400 | 29200000TL | 03483 | EGC016011 | P | 39018730 | 39 | Pipe Fittings & Valves | Const | 66 | 66F | PIN TYPE:ROLLPIN:1/4 IN D X | 1/2 IN LG SIZE:SEE DESCR |  | EA | 2 | 1 | 2 | NO | 64.46 | 19753.1224 | GENERAL VALVE, CAMERON | 8A-77-481 |  | 00 | [7 empty] | FOR VALVE MODEL 1276G |  | 43397 |  | 43533
7401 | 29300000TL | 03483 | EGC016011 | P | 58010075 | 58 | EGTL Spares | Mtce | 70 | 70Z | NOZZLE:TAIL GAS BURNER, SS | 2-1/2IN,310S,172-XP-001A/B/C | Boilers & Associated Parts : FOR BOILER | EA | 2 | 0 | 1 | YES | 3559.345 | 3199497.0183 | JOHN ZINK | 715B.01 |  | 22 | 1 | 1AXX |  |  | EGTL1-TBW-PRO-DS-720014 |  |  |  |  | 43770 | 45090 | 45162 |  |  |  |  | -2 | 2
7402 | 29200000TL | 03483 | EGC016011 | P | 58010092 | 58 | EGTL Spares | Mtce | 70 | 70Z | GUIDE:SPINDLE, 2.5 IN | MONEL QQ-N-288 | Boilers & Associated Parts : CF8M, 172-XP-001A/B/C PSV-0026, 0036, 0046 | EA | 1 | 0 | 0 | NO | 6053.5084 | 939504.5 | ANDERSON | 143798 |  | 01,22 | 1 | 1AXX |  |  | EGTL1-TBW-PRO-DS-720007 |  |  |  |  | 40914
7403 | 29200000TL | 03483 | EGC016011 | P | 58010093 | 58 | EGTL Spares | Mtce | 70 | 70Z | INSERT:DISC,PRESS RELIEF VALVE | ,2.5 IN,NI ALLOY SB 637-N07718 | Boilers & Associated Parts : SB637-N07718, 172-XP-001A/B/C, PSV-0026, 0036, 0046 | EA | 1 | 0 | 0 | NO | 2100.43 | 641366.3005 | ANDERSON | 144978 |  | 22 | 1 | 1AXX |  |  | EGTL1-TBW-PRO-DS-720007 |  |  |  |  | 40914 | 42856 | 42912
7404 | 29200000TL | 03483 | EGC016013 | P | 58011250 | 58 | EGTL Spares | Mtce | 54 | 54D | GLAND: PACKING, 4 IN, GRAPHITE | GATE, GLOBE AND CHECK VALVES |  | PC | 200 | 0 | 0 | NO | 8.875 | 1377.845 | AUDCO INDIA LTD | 5390009988 |  | 01,22 | 1 | 2CBA | 1CCC | [6 empty] | 41320 |  | 41856
7405 | 29200000TL | 03483 | EGC016013 | P | 58011281 | 58 | EGTL Spares | Mtce | 54 | 54A | GASKET: SPIRAL WOUND 8 IN, | GRAPHITE FILLER |  | PC | 4 | 0 | 0 | NO | 992 | 154008 | AUDCO INDIA LTD | AG0442M-V-M137 |  | 01,22 | 1 | 2CBA | [7 empty] | 41320
7406 | 29200000TL | 03483 | EGC016013 | P | 58011288 | 58 | EGTL Spares | Mtce | 54 | 54A | GASKET:8 IN,GRAPHITE,CIRCULAR | GATE, GLOBE AND CHECK VALVES |  | PC | 7 | 4 | 8 | NO | 705.25 | 109490.06 | AUDCO INDIA LTD | AL0137M-G-M127 | 104943043870 | 01,22 | 1 | 2CBA | [7 empty] | 41320
7407 | 29200000TL | 03483 | EGC016013 | P | 58018688 | 58 | EGTL Spares | Mtce | 56 | 56Z | NAIL: 50 MM, 2.5 MM THK, | WIRE, STEEL | *OBS*Fastener-Other : 2 IN X 0.1 IN EQUIV, PACK OF 1150 | PK | 5 | 0 | 0 | NO | 12.08 | 1875.42 |  |  | 97816A140-1150 | 00 | 1 | 2CAC | 2CAC | [6 empty] | 40915
7408 | 29200000TL | 03483 | EGC016014 | P | 58011252 | 58 | EGTL Spares | Mtce | 54 | 54D | GLAND: PACKING, 8 IN, GRAPHITE | GATE, GLOBE AND CHECK VALVES |  | PC | 110 | 30 | 60 | NO | 12.3817 | 1922.2558 | AUDCO INDIA LTD | 5390009990 |  | 01,22 | 1 | 2CBA | 1CCC | [6 empty] | 41320 |  | 41856
7409 | 29200000TL | 03483 | EGC016015 | P | 58011248 | 58 | EGTL Spares | Mtce | 54 | 54D | GLAND: PACKING, 3 IN, GRAPHITE | GATE, GLOBE AND CHECK VALVES |  | PC | 198 | 50 | 100 | NO | 5.013 | 799.5375 | AUDCO INDIA LTD | 5390009986 |  | 01,22 | 1 | 2CBA | [7 empty] | 41320 | 42071 | 41856
7410 | 29200000TL | 03483 | EGC016015 | P | 58011287 | 58 | EGTL Spares | Mtce | 54 | 54A | GASKET:6 IN,GRAPHITE,CIRCULAR | GATE, GLOBE AND CHECK VALVES |  | PC | 7 | 0 | 0 | NO | 406.88 | 63168.12 | AUDCO INDIA LTD | AL0137M-B-M127 | 104943031870 | 01,22 | 1 | 2CBA | [7 empty] | 41320
7411 | 29200000TL | 03483 | EGC016016 | P | 58006540 | 58 | EGTL Spares | Mtce | 53 | 53A | ADAPTER:TUBE TO PIPE,1/4INTUBE | 3/8 IN PIPE, MNPT, SS | Fittings - Pipe - Carbon Steel :UNION | EA | 426 | 0 | 0 | NO | 32.4581 | 5808.3085 | SWAGELOK |  |  | 01 | 1 | 3CAC | [5 empty] | SS-600-7-8 |  | 40915 | 42753 | 42069
7412 | 29200000TL | 03483 | EGC016017 | P | 58011267 | 58 | EGTL Spares | Mtce | 54 | 54A | GASKET:6 IN,316 SS, | OCTOGONAL RING |  | PC | 3 | 0 | 0 | NO | 342.5987 | 54471.0167 | AUDCO INDIA LTD | 5390009048 | 1600-6610-02 C01 | 01,22 | 1 | 2CAA | [7 empty] | 41320 | 42425 | 41857
7413 | 29200000TL | 03483 | EGC016018 | P | 58011293 | 58 | EGTL Spares | Mtce | 54 | 54D | GLAND: PACKING 24 IN,GRAPHITE | GATE, GLOBE AND CHECK VALVES |  | PC | 48 | 0 | 0 | NO | 48.05 | 7459.76 | AUDCO INDIA LTD | 0070108-F-M150 | 204648619001 | 01,22 | 1 | 2CBA | 1CCC | [6 empty] | 41320
7414 | 29200000TL | 03483 | EGC016019 | P | 58011276 | 58 | EGTL Spares | Mtce | 54 | 54A | GASKET: SPIRAL WOUND 10 IN | 316 SS INNER RING,316 SS OUTER |  | PC | 6 | 0 | 0 | NO | 252.1282 | 39695.3533 | AUDCO INDIA LTD | AG0442M-AR-S04D | T066870 | 01,22 | 1 | 2CBA | [7 empty] | 41320 |  | 41857
7415 | 29200000TL | 03483 | EGC016019 | P | 58014675 | 58 | EGTL Spares | Mtce | 66 | 66H | VALVE: SAMSON 3241 (241) | AIR COOLED CONDENSER | Valve-Safety Relief : ITEM 47, PRODUCT CODE ME0508, COMPLETE VALVE 3241/3271 EGTL1-BTZ-INS-DS-100001;SUPPLIED BY GEA BATIGNOLLES TECHNOLOGY. THERMIGIES 25 RUE-DU-RANZAI- 44300 NANTES FRANCE.Recycle Valve Mechanism Composite, Samson 2687-7835-7&8 | EA | 1 | 0 | 0 | NO | 7734.5154 | 1200783.52 | SAMSON | 2687 - 7835 - 7&8 | 2687 - 7835 - 7&8 | 02,22 | 1 | 1BBC |  |  | 2687 A01 7835 |  |  | 3241 |  | 40914
7416 | 29200000TL | 03483 | EGC016020 | P | 58011254 | 58 | EGTL Spares | Mtce | 54 | 54D | GLAND: PACKING, 8 IN, GRAPHITE | GATE, GLOBE AND CHECK VALVES |  | PC | 200 | 50 | 100 | NO | 13.7743 | 2197.95 | AUDCO INDIA LTD | 5390009992 | DL1CE12 | 01,22 | 1 | 2CBA | 1CCC | [6 empty] | 41320 |  | 41856
7417 | 29200000TL | 03483 | EGC016020 | P | 58018728 | 58 | EGTL Spares | Mtce | 56 | 56Z | RIVET: BLIND 4.8 MM DIA | 10 MM LG GENERAL PURPOSE | *OBS*Fastener-Other : DOME HD, 0.126 IN - 0.250 IN GRIP RANGE, 0.394 IN, ALUM/MILD STL, 250 PER PACK | PK | 20 | 10 | 20 | NO | 9.3812 | 1456.25 |  |  | 97517A050-250 | 00 | 1 | 2CAC | 2CAC | [6 empty] | 40915
7418 | 29200000TL | 03483 | EGC016021 | P | 58002355 | 58 | EGTL Spares | Mtce | 66 | 66A | BUSHING: VALVE,BONNET,3 IN | 410 SS ASTM A-217, 900-1500 CL | Valve-Ball : XDALAG, CROSS REF DWG EGTL1-CAM-PIP-DD-005003, 900-1500 CL | EA | 2 | 0 | 0 | NO | 287.562 | 44644 | CAMERON | 1A-MD5223 |  | 02,22 | 1 | 2BAB |  |  | EGTL1-CAM-PIP-DD-005004 |  |  |  |  | 40915
7419 | 29200000TL | 03483 | EGC016021 | P | 58002361 | 58 | EGTL Spares | Mtce | 66 | 66Z | GUIDE: VALVE,BALL,2 IN | 3 IN VALVE,SS ASTM A638 GR 660 | Valve-Other : RC 35 MAX, 900-2500, 600, XDALAG | EA | 2 | 0 | 0 | NO | 287.562 | 44644 | CAMERON | 1A-DE679300 |  | 01,22 | 1 | 2BAB |  |  | EGTL1-CAM-PIP-DD-005005 |  |  |  |  | 40915
7420 | 29200000TL | 03483 | EGC016021 | P | 58008533 | 58 | EGTL Spares | Mtce | 51 | 51E | CONNECTOR:ELECTRICAL,1/0-2 AWG | MECHANCIAL PARALLEL TAP ALUM | Electric Components - Conduit / Fitting :COND, 25/PACK | EA | 30 | 0 | 0 | NO | 5.2203 | 810.405 | THOMAS & BETTS | GT-0 |  | 01 | 1 | 2CAC | [7 empty] | 40915
7421 | 29200000TL | 03483 | EGC016021 | P | 58011279 | 58 | EGTL Spares | Mtce | 54 | 54A | GASKET: SPIRAL WOUND 10 IN, | 316 SS INNER RING,316 SS OUTER |  | PC | 6 | 2 | 4 | NO | 249.6329 | 39293.7733 | AUDCO INDIA LTD | AG0442M-D-S04D | SEE ADDITIONAL INFO | 01,22 | 1 | 2CBA | [7 empty] | 41320 |  | 41857
7422 | 29200000TL | 03483 | EGC016022 | P | 58011277 | 58 | EGTL Spares | Mtce | 54 | 54A | GASKET: SPIRAL WOUND 12 IN, | 316 SS INNER RING,316 SS OUTER |  | PC | 36 | 0 | 0 | NO | 299.28 | 58546.368 | AUDCO INDIA LTD | AG0442M-AS-S04D | T062711 | 01,22 | 1 | 2CBA | [7 empty] | 41320 | 45919 | 42117 | -2 | 1
7423 | 29200000TL | 03483 | EGC016022 | P | 58014674 | 58 | EGTL Spares | Mtce | 66 | 66N | POSITIONER: PNEUMATIC | AIR SUPPLY | Valve - Actuator & Positioner: 110-LV-1341/2341 A/B | EA | 1 | 0 | 0 | NO | 3838.5049 | 595927.88 | SAMSON | 2687 - 7835 - 15 | 2687 - 7835 - 15 | 22 | 1 | 1BBC |  |  | 2687 A01 7835 |  |  |  |  | 40914
7424 | 29200000TL | 03483 | EGC016023 | P | 58011269 | 58 | EGTL Spares | Mtce | 54 | 54A | GASKET:10 MM,316 SS, | OCTOGONAL RING |  | PC | 6 | 0 | 0 | NO | 826.2467 | 143540.9197 | AUDCO INDIA LTD | 5390009050 | 1600-6610-02 B01 | 01,22 | 1 | 2CAA | [7 empty] | 41320 |  | 41857
7425 | 29200000TL | 03483 | EGC016023 | P | 58011291 | 58 | EGTL Spares | Mtce | 54 | 54A | GASKET:16 IN,GRAPHITE,CIRCULAR | GATE, GLOBE AND CHECK VALVES |  | PC | 6 | 2 | 4 | NO | 1925.3067 | 332985.8352 | AUDCO INDIA LTD | AL0559M-G-M127 | 104943287821 | 01,22 | 1 | 2CBA | [7 empty] | 41320 |  | 41857
7426 | 29200000TL | 03483 | EGC016024 | P | 58001838 | 58 | EGTL Spares | Mtce | 66 | 66F | CORE:VALVE,8 IN | ASTM A-216 GR WCC CAST STL | Valve - Parts & Accessories :FOR ORBIT VALVES | EA | 1 | 0 | 0 | NO | 5309.6455 | 824269.3628 | CAMERON | 1A-WC589304 | 1A-WC589304 | 22 | 1 | 1BBA |  |  | EGTL1-CAM-PIP-DD-500013 |  |  |  |  | 40914
7427 | 29200000TL | 03483 | EGC016024 | P | 58009610 | 58 | EGTL Spares | Mtce | 56 | 56Z | PLUG:AIR COOLER HEADER,1 3/8IN | 12UNF-19L,SA105 | *OBS*Fastener-Stud B : &quot;172-EA-003-1/2/3/4 , SHINJIN CO.LTD, EGTL-KHE-HEX-DD-720004 , EGTL-KHE-HEX-DD-720005, HOT CONDEASATE COOLER&quot; | EA | 150 | 0 | 0 | NO | 26.005 | 4037.54 | SHINJIN CO.LTD | 1-3/8&QUOT;-12UNF*19 L | 23231-972-000-7 | 01,22 | 1 | 2BBC | 2BBC | [6 empty] | 41248
7428 | 29200000TL | 03483 | EGC016025 | P | 58018736 | 58 | EGTL Spares | Mtce | 56 | 56Z | RIVET: BLIND 6 MM DIA | 16 MM LG | *OBS*Fastener-Other : DOME HD, 0.251 IN - 0.375 IN GRIP RANGE, 0.525 IN, ALUM/MILD STL, 100 PER PACK | PK | 50 | 0 | 0 | NO | 10.5514 | 1637.89 |  |  | 97517A652-100 | 00 | 1 | 2CAC | 2CAC | [6 empty] | 40915
7429 | 29200000TL | 03483 | EGC016026 | P | 58001836 | 58 | EGTL Spares | Mtce | 54 | 54A | GASKET:BONNET,10 IN 600 LB | 304 SS,RND FLAT | Gaskets : XDAL03, FOR ORBIT ON/OFF VALVES | EA | 3 | 0 | 0 | NO | 153.5984 | 23846.15 | CAMERON | 1A-S10367 | 1A-S10367 | 01,22 | 1 | 1BBB |  |  | 960091M06 |  |  |  |  | 40914 | 41489
7430 | 29200000TL | 03483 | EGC016026 | P | 58010829 | 58 | EGTL Spares | Mtce | 14 | 14I | INDICATOR:AIR FILTER,0-100% | 0-100% RANGE,0-100 SCALE,PLAST | Temperature and heat measuring instruments : "CAT AIR FILTER SERVICE INDICATOR173-GE-013A-D/B-D/C-D/D-DEGTL1-MPS-MEC-GA-730020, CAT AIR FILTER SERVICE INDICATOR" " | EA | 8 | 0 | 0 | NO | 33.4294 | 5188.24 | CATERPILLAR | 8N-2694 |  | 00 | 1 | 1AXX | [7 empty] | 41260 | 44602
7431 | 29200000TL | 03483 | EGC016027 | P | 58002676 | 58 | EGTL Spares | Mtce | 54 | 54A | ELEMENT:SEALING,6 IN NPS,PTFE | CRYOGENIC BUTTERFLY VALVES | Gaskets : V07272A/B | EA | 1 | 0 | 0 | NO | 1596 | 247779 | MAPAG | 463576 | 463576 | 01,22 | 1 | 1BBA |  |  | 464877 |  |  |  |  | 40915
7432 | 29200000TL | 03483 | EGC016027 | P | 58002677 | 58 | EGTL Spares | Mtce | 54 | 54A | ELEMENT:SEALING,6 IN NPS | CRYOGENIC BUTTERFLY VALVES | Gaskets : 2.0070, V07272A/B | EA | 1 | 0 | 0 | NO | 1630.0032 | 253058 | MAPAG | 463577 | 463577 | 01,22 | 1 | 1BBA |  |  | 464877 |  |  |  |  | 40915
7433 | 29200000TL | 03483 | EGC016027 | P | 58002680 | 58 | EGTL Spares | Mtce | 66 | 66F | WASHER:THRUST,6 IN NPS NOM,DU | CRYOGENIC BUTTERFLY VALVES | Valve - Parts & Accessories :V07272A/B | EA | 1 | 0 | 0 | NO | 1551.0016 | 240793 | MAPAG | 424334 | 424334 | 01,22 | 1 | 1BBA |  |  | 464877 |  |  |  |  | 40915
7434 | 29200000TL | 03483 | EGC016027 | P | 58010859 | 58 | EGTL Spares | Mtce | 14 | 14Z | SWITCH: SELECTOR SWITCH,LEVER, | MAINTENED,NO CONTACTS, | Instruments - Other & Parts : &quot;2 POSITION,LEVER OPERATED,PLASTIC ENCLOSURE, MAINTAINED KNOB LEVER TYPE: TWO POSTION LEVER COLOR: WHITE, MAINTAINED KNOB LEVER TYPE: TWO POSTION LEVER COLOR: WHITE (FOR CRITICAL POWER GENERATOR)&quot; | EA | 2 | 2 | 4 | NO | 89.3518 | 13867.4 | A-B | 800T-H17 |  | 01,10,22 | 1 | [8 empty] | 41260
7435 | 29200000TL | 03483 | EGC016027 | P | 58016453 | 58 | EGTL Spares | Mtce | 54 | 54D | PACKING:BUTTERFLY VALVE,PTFE | CHEVRON,8 IN NPS, | Packing / Glands / Stuffing Boxes : V07272A/B, O2 purity is 99.7% | EA | 8 | 4 | 8 | NO | 1078.2075 | 209702.3305 | MAPAG | 416168 |  | 01,22 | 1 | 1BBA |  |  | 464877 |  |  |  |  | 41003 |  | 42106
7436 | 29200000TL | 03483 | EGC016028 | P | 58018481 | 58 | EGTL Spares | Mtce | 72 | 72Z | FILTER: FUEL DIESEL,40MM DIA | 80MM LG,PAPER ELEMENT | *OBS*Filtration-Elem : &quot;5 MICRON,METAL HSG,COMPLETE, INCLUDES SEALS , APPLICATION: GENERATOR,CRITICAL POWER GENERATOR&quot; | EA | 2 | 1 | 2 | NO | 67.68 | 10507.32 | AIRDYNE | FH44820 |  | 00 | 1 |  | 2BAB | [6 empty] | 41431
7437 | 29200000TL | 03483 | EGC016028 | P | 58030021 | 58 | EGTL Spares | Mtce | 54 | 54D | SEAL: O-RING 196.22 MM ID | 201.55 OD,5.330 MM WD | *OBS*GS&P-O-Rings : &quot;FLUORO-CARBON,638, ENGINE OIL FILTER 201MM X 201MM X 5MM EGTL1-MPS-MEC-GA-730020 | EA | 218 | 6 | 12 | NO | 36.057 | 5598.2045 | CATERPILLAR | 6V-3349 |  | 01 | 1 |  | 2BAB |  | EGTL1-MPS-MEC-GA-730020 |  |  |  |  | 41299
7438 | 29200000TL | 03483 | EGC016029 | P | 26006014 | 26 | Electrical Supplies/Hardware | Mtce | 51 | 51Z | SEAL: CONDUIT, 1 IN | VERTICAL OR HORIZONTAL RUNS | Electric-Other : MALLEABLE, FEMALE TO FEMALE, O-Z GEDNEY P/N EYA-100 OR CROUSE-HINDS P/N EYS31 MANUFACTURER: O-Z GEDNEY | EA | 25 | 13 | 25 | NO | 11.597 | 1801.364 | O.Z GEDNEY | EYA-100 |  | 01,22 | [9 empty] | 41086
7439 | 29200000TL | 03483 | EGC016030 | P | 58022933 | 58 | EGTL Spares | Mtce | 51 | 51E | UNION: CONDUIT EXPLOSION-PROOF | 1 IN,FEMALE-FEMALE,STEEL | Electric Components - Conduit / Fitting :STRAIGHT FITTING | EA | 25 | 13 | 25 | NO | 11.7015 | 1816.43 | CROUSE-HINDS | UNF305 |  | 01 | 1 | 30AC | [7 empty] | 41086
7440 | 29200000TL | 03483 | EGC017001 | P | 58001217 | 58 | EGTL Spares | Mtce | 66 | 66C | RING: GRAPHITE | 0 | Valve-Butterfly : 105-XXV-0004, 105-XXV-0104, 105-XXV-0104.FOR VANESSA ROTORY PROCESS VALVES | PC | 3 | 0 | 0 | NO | 9208.5669 | 1429169.59 | VANESSA | 3ZTW400516476 | 0108050028 | 01,22 | 1 | 1CAB |  |  | 06-3020-BOM-02 |  |  |  |  | 41257
7441 | 29200000TL | 03483 | EGC017001 | P | 58001218 | 58 | EGTL Spares | Mtce | 54 | 54A | GASKET: SPIRAL WOUND | 316/ GRAPHITE,CIRCULAR | Gaskets : DISC, 105-XXV-0004, 105-XXV-0104, 105-XXV-0104, FOR VANESSA ROTORY PROCESS VALVES | PC | 3 | 0 | 0 | NO | 1269.5057 | 197027.29 | VANESSA | 3GTW400505721 | 0108050030 | 01,22 | 1 | 1CAB |  |  | 06-3020-BOM-02 |  |  |  |  | 41257
7442 | 29200000TL | 03483 | EGC017002 | P | 58000032 | 58 | EGTL Spares | Mtce | 56 | 56Z | STUD BOLT:3/4 IN DIA,105MM LG | 10 UNC,100MM THD LG,SA193 | *OBS*Fastener-Stud B : GR B7, STUD BOLT:DEAERATOR,3/4 IN DIA,105MM LG,, ADDITIONAL INFORMATION:BOLTS FOR NOZZLE V2 - DEG-400 SH1-POS.85, BOLTS FOR NOZZLE V2 - DEG-400 SH1-POS.85 | ST | 4 | 2 | 3 | NO | 7.96 | 2439.4216 | ITALTIR - ITALY | DEG-400 SH1-85,86 | 13007293 | 02,21,22 | 1 | 2BBB | 2BBB |  | EGTL1-TCI-MEC-DD-720001 |  |  | 172-VC-001 |  | 41257 | 43359 | 43849
7443 | 29200000TL | 03483 | EGC017002 | S | 58001228 | 58 | EGTL Spares | Mtce | 66 | 66F | PACKING:VALVE,GRAPHITE | DONUT, 30 IN | Valve - Parts & Accessories :130-XXV-1002, 130-XXV-2002, 172-XXV-0013, 172-XXV-0113. FOR VANESSA ROTORY PROCESS VALVES | PC | 5 | 0 | 0 | NO | 801.3457 | 147626.445 | VANESSA | 8P3211012699 | 1614A01/1 | 01,22 | 1 | 1CAB |  |  | 06-3020-BOM-04 |  |  |  |  | 41257
7444 | 29200000TL | 03483 | EGC017003 | P | 58015044 | 58 | EGTL Spares | Mtce | 14 | 14Z | SWITCH: FLOW 1/4 IN NPT,120VAC | 100 VDC,-40 TO 220F 1000PSIG | Instruments - Other & Parts : SPDT,EXPLOSION PROOF ENCLOSURE,BODY 316SS, 172-AX-0012, 171-AX-0201, 174-AX-0001, 171-AX-0202, 120-AX-1104, 130-AX-1003, 130-AX-2003, 172-AX-0001, 172-AX-0002, 172-AX-0005, (FOR ANALYZER) | EA | 11 | 0 | 0 | NO | 950.5509 | 147525.5 | AUTOFLOW | FS5704CV-5MX | 10544763 | 01,10,22 | 1 | 1BCB | [7 empty] | 41250 | 43709
7445 | 29200000TL | 03483 | EGC017003 | P | 58017500 | 58 | EGTL Spares | Mtce | 51 | 51C | SWITCH: HIGH PRESSURE | 115 VAC,400 TO 300 PSI RANGE | Electric Components - Motor / Generator :&quot;SHELTER 120-AH-203, SHELTER 172-AH-015, SHELTER 174-AH-001, SHELTER 130-AH-243, SHELTER 150-AH-001, SHELTER 130-AH-143, `120-AH-103 EGTL1-SEA-ELE-DD-000100&quot; | EA | 3 | 0 | 0 | NO | 246.1427 | 38201.34 | MARC CLIMATIC | HS200-87-0002 | 640944 | 01,10,22 | 1 | 1BCB | [7 empty] | 41250 | 45577 |  |  |  | -1 | 1
7446 | 29200000TL | 03483 | EGC017004 | P | 58005135 | 58 | EGTL Spares | Mtce | 59 | 59Z | BAR: FLAT,10 MM WD,12 IN LG | 10 MM THK,90,000 PSI,18-8 SS | Raw Metals - All :B85-B95, OVERSIZED | EA | 5 | 3 | 5 | NO | 39.5725 | 6143.24 |  |  | 98810A170 | 01,22 |  | 2CAC | [7 empty] | 40915
7447 | 29200000TL | 03483 | EGC017004 | P | 58005136 | 58 | EGTL Spares | Mtce | 59 | 59Z | KEY STOCK:10 MM X 12 MM | 12 IN LG,PLAIN FINISHED,LOW CS | Raw Metals - All :METER LENGHTS, OVERSIZED METRIC | EA | 4 | 0 | 0 | NO | 10.8107 | 1678.25 |  |  | 92288A295 | 01 |  | 2CAC | [7 empty] | 40915 | 45456 |  |  |  | -1 | 1
7448 | 29200000TL | 03483 | EGC017004 | P | 58005137 | 58 | EGTL Spares | Mtce | 59 | 59Z | KEY STOCK:10 MM X 16 MM | 12 IN LG,PLAIN FINISHED,LOW CS | Raw Metals - All :METER LENGHTS, OVERSIZED METRIC | EA | 5 | 3 | 5 | NO | 16.2311 | 2519.71 |  |  | 92288A300 | 01 |  | 2CAC | [7 empty] | 40915
7449 | 29200000TL | 03483 | EGC017004 | P | 58005138 | 58 | EGTL Spares | Mtce | 59 | 59Z | BAR:FLAT,12MM WD,12 IN LG,12MM | THK,98,000 PSI,ZINC-PLATED | Raw Metals - All :18-8 SS,B95, OVERSIZED | EA | 5 | 0 | 0 | NO | 10.6907 | 1659.62 |  |  | 92288A330 | 01,22 |  | 2CAC | [7 empty] | 40915
7450 | 29200000TL | 03483 | EGC017004 | P | 58005139 | 58 | EGTL Spares | Mtce | 59 | 59Z | KEY STOCK:12 MM X 20 MM | 12 IN LG,PLAIN FINISHED,LOW CS | Raw Metals - All :METER LENGHTS, OVERSIZED METRIC | EA | 5 | 0 | 0 | NO | 19.2412 | 2987.01 |  |  | 92288A340 | 01 |  | 2CAC | [7 empty] | 40915
7451 | 29200000TL | 03483 | EGC017004 | P | 58005140 | 58 | EGTL Spares | Mtce | 59 | 59Z | BAR: FLAT,14 MM WD,14 MM THK | 90,000 PSI,18-8 SS,B85-B95 | Raw Metals - All :OVERSIZED | EA | 5 | 3 | 5 | NO | 54.2935 | 8428.52 |  |  | 98810A200 | 01,22 |  | 2CAC | [7 empty] | 40915
7452 | 29200000TL | 03483 | EGC017004 | P | 58005141 | 58 | EGTL Spares | Mtce | 59 | 59Z | KEY STOCK:14MM X 14MM,12 IN LG | PLAIN FINISHED,LOW CS | Raw Metals - All :METER LENGHTS, OVERSIZED METRIC | EA | 5 | 3 | 5 | NO | 16.3811 | 2543 |  |  | 92288A350 | 01 |  | 2CAC | [7 empty] | 40915
7453 | 29200000TL | 03483 | EGC017004 | P | 58005142 | 58 | EGTL Spares | Mtce | 59 | 59Z | KEY STOCK:14MM X 25MM,12 IN LG | PLAIN FINISHED,LOW CS | Raw Metals - All :METER LENGHTS, OVERSIZED METRIC | EA | 5 | 3 | 5 | NO | 27.5218 | 4272.48 |  |  | 92288A360 | 01 |  | 2CAC | [7 empty] | 40915
7454 | 29200000TL | 03483 | EGC017004 | P | 58005143 | 58 | EGTL Spares | Mtce | 59 | 59Z | BAR: FLAT, 16 MM WD,12 IN LG | 16 MM THK,90,000 PSI,18-8 SS | Raw Metals - All :B85-B95, OVERSIZED | EA | 5 | 3 | 5 | NO | 76.2449 | 11836.26 |  |  | 98810A210 | 01,22 |  | 2CAC | [7 empty] | 40915
7455 | 29200000TL | 03483 | EGC017004 | P | 58005144 | 58 | EGTL Spares | Mtce | 59 | 59Z | KEY STOCK:16MM X 16MM,12 IN LG | PLAIN FINISHED,LOW CS | Raw Metals - All :METER LENGHTS, OVERSIZED METRIC | EA | 5 | 3 | 5 | NO | 23.8815 | 3707.37 |  |  | 92288A375 | 01 |  | 2CAC | [7 empty] | 40915
7456 | 29200000TL | 03483 | EGC017004 | P | 58005145 | 58 | EGTL Spares | Mtce | 59 | 59Z | BAR: FLAT,20 MM WD,12 IN LG | 20 MM THK,90,000 PSI,18-8 SS | Raw Metals - All :B85-B95, OVERSIZED | EA | 5 | 0 | 0 | NO | 98.8964 | 15352.67 |  |  | 98810A230 | 01,22 |  | 2CAC | [7 empty] | 40915
7457 | 29200000TL | 03483 | EGC017004 | P | 58005146 | 58 | EGTL Spares | Mtce | 59 | 59Z | KEY STOCK:20MM X 20MM,12 IN LG | PLAIN FINISHED,LOW CS | Raw Metals - All :METER LENGHTS, OVERSIZED METRIC | EA | 5 | 3 | 5 | NO | 36.3223 | 5638.68 |  |  | 92288A430 | 01 |  | 2CAC | [7 empty] | 40915
7458 | 29200000TL | 03483 | EGC017004 | P | 58005147 | 58 | EGTL Spares | Mtce | 59 | 59Z | BAR:METRIC KEY STOCK,7 MM X | 16 MM,LOW CARBON STEEL PLAIN | Raw Metals - All :FINISH, METER LGS, OVERSIZED METRIC | EA | 5 | 3 | 5 | NO | 14.9709 | 2324.09 |  |  | 92288A170 | 01,22 |  | 2CAC | [7 empty] | 40915
7459 | 29200000TL | 03483 | EGC017004 | P | 58005148 | 58 | EGTL Spares | Mtce | 59 | 59Z | BAR:FLAT,7 MM WD,12 IN LG,7 MM | THK,90,000 PSI,18-8 SS,B85-B95 | Raw Metals - All :OVERSIZED | EA | 5 | 3 | 5 | NO | 28.8918 | 4485.17 |  |  | 98810A130 | 01,22 |  | 2CAC | [7 empty] | 40915
7460 | 29200000TL | 03483 | EGC017004 | P | 58005149 | 58 | EGTL Spares | Mtce | 59 | 59Z | KEY STOCK:8 MM X 10MM,12 IN LG | PLAIN FINISHED,LOW CS | Raw Metals - All :METER LENGHTS, OVERSIZED METRIC | EA | 5 | 3 | 5 | NO | 8.4306 | 1308.76 |  |  | 92288A240 | 01 |  | 2CAC | [7 empty] | 40915
7461 | 29200000TL | 03483 | EGC017004 | P | 58005150 | 58 | EGTL Spares | Mtce | 59 | 59Z | BAR:FLAT,8MM WD,12 IN LG,12 MM | THK,90,000 PSI,18-8 SS,B85-B95 | Raw Metals - All :OVERSIZED | EA | 5 | 0 | 0 | NO | 39.1826 | 6082.7 |  |  | 98810A155 | 01,22 |  | 2CAC | [7 empty] | 40915
7462 | 29200000TL | 03483 | EGC017004 | P | 58005151 | 58 | EGTL Spares | Mtce | 59 | 59Z | BAR:FLAT,8 MM WD,12 IN LG,8MM | THK,90,000 PSI,18-8 SS,B85-B95 | Raw Metals - All :OVERSIZED | EA | 5 | 0 | 0 | NO | 31.102 | 4828.28 |  |  | 98810A150 | 01,22 |  | 2CAC | [7 empty] | 40915
7463 | 29200000TL | 03483 | EGC017004 | P | 58005152 | 58 | EGTL Spares | Mtce | 59 | 59Z | KEY STOCK:9 MM X 14MM,12 IN LG | PLAIN FINISHED,LOW CS | Raw Metals - All :METER LENGHTS, OVERSIZED METRIC | EA | 5 | 3 | 5 | NO | 11.5908 | 1799.35 |  |  | 92288A255 | 01 |  | 2CAC | [7 empty] | 40915
7464 | 29200000TL | 03483 | EGC017004 | P | 58015050 | 58 | EGTL Spares | Mtce | 14 | 14C | FLOWMETER:ANALYZER,1/4 IN FNPT | 500 CCM RANGE,SS/VITON | Flow Measuring Instruments : EGTL1-SEA-INS-SC-720553 | EA | 4 | 0 | 0 | NO | 452.6055 | 71405.676 | W&T | 34-C123-SS-XX-3X | 10544905 | 22 | 1 | 1BCB | [7 empty] | 41250 | 44797 | 41974
7465 | 29200000TL | 03483 | EGC017004 | P | 58015054 | 58 | EGTL Spares | Mtce | 14 | 14A | FLOWMETER:ANALYZER,1/4 IN FNPT | 60 CCM RANGE,SS/VITON | WITH VALVE, 150-AX-0011 | EA | 5 | 0 | 0 | NO | 427.1122 | 67162.2719 | W&T | 32-C093-SS-XX-3X | 10544908 | 22 | 1 | 1BCB | 1CCC | [6 empty] | 41286 |  | 41984
7466 | 29200000TL | 03483 | EGC017005 | P | 58015012 | 58 | EGTL Spares | Mtce | 14 | 14C | FLOWMETER:ANALYZER,LIQUID SERV | 1/4 IN NPT,9.4 SLPM RANGE | Flow Measuring Instruments : FORGED SS, WITH VALVE, 0-100%, 120-AX-1123, 120-AX-1124, 120-AX-1125, 120-AX-1126, 130-AX-1001, 130-AX-2001, 130-AX-1005, 130-AX-2005, 150-AX-0005, EGTL1-SEA-INS-SC-200251, | EA | 17 | 0 | 0 | NO | 443.2569 | 68793.47 | W&T | 32-D123-SS-XX-2X | MOT102727150008 | 22 | 1 | 1BCB | [7 empty] | 41250 | 44764
7467 | 29200000TL | 03483 | EGC017005 | P | 58063435 | 58 | EGTL Spares | Mtce | 67 | 67B | ELECTROROD | 2.50 X 350MM | WELDING ELECTRO ROD 2.50 X 350MM (BETANOX)11KG PER PACK, | EA | 1 | 0 | 0 | NO | 0 | 0 |  |  |  | 00 | 1 | 2BAC | 1CCC | [6 empty] | 43587
7468 | 29200000TL | 03483 | EGC017006 | P | 58015011 | 58 | EGTL Spares | Mtce | 14 | 14C | FLOWMETER:ANALYZER,1/4 IN NPT | 472 SCCM RANGE,FORGED SS | Flow Measuring Instruments : WITH VALVE, 0-100 %, 120-AX-1123, 120-AX-1124, 120-AX-1125, 120-AX-1126, 160-AX-0002A, 160-AX-0002B, 120-AX-1123, 120-AX-1124, 120-AX-1125, 120-AX-1126, EGTL1-SEA-INS-SC-200151 | EA | 16 | 0 | 0 | NO | 443.2569 | 68793.47 | W&T | 32-D073-SS-XX-2X | MOT102727150006 | 22 | 1 | 1BCB | [7 empty] | 41250
7469 | 29200000TL | 03483 | EGC017006 | P | 58017364 | 58 | EGTL Spares | Mtce | 02 | 02A | FILTER: AIR INLINE | 410MM WIDE X 272MM HEIGHT | Heating Ventilation and Air Conditioning Equipnment & Parts : PAPER ELEMENT,10 MICRON,STEEL HSG, FOR DUPLEX/7, TMR | EA | 12 | 6 | 12 | NO | 33.4515 | 5194.69 |  |  | 642185 | 00 | 1 | 2CAC | [7 empty] | 41206
7470 | 29200000TL | 03483 | EGC017006 | P | 58018732 | 58 | EGTL Spares | Mtce | 56 | 56Z | RIVET: BLIND 5 MM DIA | 12 MM LG GENERAL PURPOSE | *OBS*Fastener-Other : DOME HD, 0.251 IN - 0.375 IN GRIP RANGE, 0.394 IN, ALUM/MILD STL, 250 PER PACK | PK | 19 | 0 | 0 | NO | 12.8016 | 1987.2 |  |  | 97517A055-250 | 00 | 1 | 2CAC | 2CAC | [6 empty] | 40915 | 45693 |  | -1 | 1
7471 | 29300000TL | 03483 | EGC017007 | P | 58004969 | 58 | EGTL Spares | Mtce | 54 | 54A | GASKET: FLAME ARRESTOR 3 IN | NON ASBESTOS, CIRCULAR | Gaskets : 70600, SP-77-003, | EA | 76 | 53 | 76 | YES | 35 | 41594.35 | ENARDO | 7008134 | 7008134 | 01 | 1 | 2BCC |  |  | 7161102 |  |  |  |  | 43770 |  | 45359
7472 | 29200000TL | 03483 | EGC017007 | P | 58015021 | 58 | EGTL Spares | Mtce | 57 | 57A | COUPLER:TUBE QUICK CONNECT | STEM,1/4 IN,FEMALE,SS, | *OBS*Hoses&Parts-Oth : DESO, SULFINERT, 120-AX-1122, 120-AX-1123, 120-AX-2124, 120-AX-2125, 120-AX-2126, 130-AX-1004, 130-AX-2005, EGTL1-SEA-INS-SC-200251, EGTL1-SEA-INS-SC-300353, EGTL1-SEA-INS-SC-300455, (FOR ANALYZER) | EA | 10 | 0 | 0 | NO | 206.1195 | 31989.74 | SWAGELOK | SS-QC4-D-400JA* | 50008491 | 01,22 | 1 | 1BCB | [7 empty] | 41250 | 42605
7473 | 29200000TL | 03483 | EGC017007 | P | 58015049 | 58 | EGTL Spares | Mtce | 66 | 66A | VALVE:BALL 3/8 IN, 2500 PSIG, | TUBE,MONEL BODY,3/8 IN PORT, | Valve-Ball : BALL,HAND LEVER OPERATED,250 DEG F,MODIFIED PTFE,2-WAY, EGTL1-SEA-INS-SC-720553, (FOR ANALYZER) | EA | 3 | 0 | 0 | NO | 514.2981 | 79819.06 | SWAGELOK | M-43S6 | 10544904 | 02,22 | 1 | 1BCB | [7 empty] | 41250 | 43425
7474 | 29200000TL | 03483 | EGC017008 | P | 58002320 | 58 | EGTL Spares | Mtce | 66 | 66F | STEM: VALVE,BALL,1-1/2 IN | 2 IN 150-600 LB VALVE,15/16 IN | Valve - Parts & Accessories :11-3/4 IN LG,ASTM A276, XBALAG | EA | 5 | 0 | 0 | NO | 235.0554 | 36491.8806 | CAMERON | 1A-ED569306 |  | 22 |  | 1BBB |  |  | 960091M02 |  |  |  |  | 41339
7475 | 29200000TL | 03483 | EGC017008 | P | 58002364 | 58 | EGTL Spares | Mtce | 66 | 66A | CORE:VALVE,4 IN X 3 IN | FORGED STL, FIN 3 600 T7 | Valve-Ball : OVER 500 F, RC 35 MAX, XDALAG | EA | 1 | 0 | 0 | NO | 1415.6522 | 219780 | CAMERON | 1A-KE589301 |  | 22 | 1 | 2BAB |  |  | EGTL1-CAM-PIP-DD-005005 |  |  |  |  | 40915
7476 | 29200000TL | 03483 | EGC017008 | P | 58010077 | 58 | EGTL Spares | Mtce | 70 | 70Z | BOLT: J-BOLT W/2NUTS & WASHERS | MOLD:BURNER,CARBON STEEL | J SHAPED BOLTS 5/16 DIA X 16 IN(410MM) LG BLACK OXIDE FULL THREADED BOLT WITH HEAVY HEX NUTS AND WASHERS ASME B18.2.6 SET OF 2 PICS | ST | 3 | 0 | 0 | NO | 4990.3427 | 826575.4449 | AALL AMERICAN FASTENERS |  | 719.01 | 22 | 1 | 1AXX | 1AXX |  | EGTL1-TBW-PRO-DS-720014 |  |  |  |  | 40914 |  | 43662
7477 | 29200000TL | 03483 | EGC017008 | P | 58010089 | 58 | EGTL Spares | Mtce | 70 | 70Z | RING:NOZZLE BOILER | 3 IN, SS SA351-CF8M | Boilers & Associated Parts : 172-XP-001A/B/C, STEAM HEADER PSV 0026,0036,0046 | EA | 1 | 0 | 0 | NO | 1650.9568 | 256228.5 | ANDERSON | 108965 |  | 01,22 | 1 | 1AXX |  |  | EGTL1-TBW-PRO-DS-720007 |  |  |  |  | 40914
7478 | 29200000TL | 03483 | EGC017008 | P | 58010090 | 58 | EGTL Spares | Mtce | 70 | 70Z | HOLDER: DISC, 2.5 IN | NI ALLOY QQ-N-288 | Boilers & Associated Parts : QQ-N-288, 172-XP-001A/B/C, STEAM HEADER PSV-0026,0036,0046 | EA | 1 | 0 | 0 | NO | 3415.48 | 1042916.818 | ANDERSON | 144380 |  | 01,22 | 1 | 1AXX |  |  | EGTL1-TBW-PRO-DS-720007 |  |  |  |  | 40914 | 42856 | 42912
7479 | 29200000TL | 03483 | EGC017008 | P | 58014535 | 58 | EGTL Spares | Mtce | 54 | 54A | GASKET: SPIRAL WOUND 3 IN PIPE | 300 LB, 316L SS INNER RING | Gaskets : CARBON STEEL OUTER RING, 316 SS/FLEXIBLE GRAPHITE FILLER, 316L SS WINDING, FLEXICARB, 102 MM ID X 150 MM OD X 5 MM THK, 120-ES-202 | PC | 1 | 0 | 0 | NO | 11.8213 | 3336.6397 | LARSEN & TOUBRO |  | 8352 | 01 | 1 |  | 2BBB |  | 1P-3502-1 R 2 |  |  |  |  | 40975 | 44511 | 43159
7480 | 29200000TL | 03483 | EGC017008 | P | 58014676 | 58 | EGTL Spares | Mtce | 66 | 66S | POSITIONER: PNEUMATIC | AIR SUPPLY UNIT | Valve - Actuator & Positioner: LEVEL CONTROL VALVE ELECTRO-PNEUMATIC POSITIONER MODEL TYPE 3730-3 SMART POSITIONER, SIGNAL 4-20mA. REFERENCE DRAWING NUMBER EGTL1-BTZ-INS-DS-100001 AND EGTL1-MGN-PRO-PI-100001. | EA | 1 | 0 | 0 | NO | 2805.645 | 856770.6405 | SAMSON | 3730-3 | 2687 - 7835 - 17 | 22 | 1 | 1BBC | 1BBC |  | 2687 A01 7835 |  |  | 3730-3 |  | 40914 | 44544 | 43138
7481 | 29300000TL | 03483 | EGC017008 | P | 58014938 | 58 | EGTL Spares | Mtce | 53 | 53Z | NIPPLE: PIPE HEX,1/2 IN,MALE | NPT,3 IN LG,316 SS,ASTM A276 | Fittings - Tube :B-STOCK (INSTRUMENTATION BULK MATL) | EA | 2 | 2 | 3 | YES | 68.695 | 92874.4669 | SWAGELOK | SS-8-HLN-3.00 |  | 01,02,22 | 1 | 3CBC | 3CBC | [6 empty] | 43770 | 45724 | 45712 | -2 | 1 | -1 | 1
7482 | 29200000TL | 03483 | EGC017008 | P | 58014979 | 58 | EGTL Spares | Mtce | 56 | 56Z | RING:RETAINING SPOOL LOCK,1 IN | BSPP, 316 SS, ANALYZER | *OBS*Fastener-BottWa : &quot;150-AT-0005 SARASOTA MODEL SG900 EGTL1-SEA-INS-SC-502151, 150-AT-0&quot; | EA | 1 | 0 | 0 | NO | 214 | 33219.22 | SARASOTA | HDB-0070/B | 3J-45-0190-00 | 01,22 | 1 |  | 2BAB | [6 empty] | 41514
7483 | 29200000TL | 03483 | EGC017008 | P | 58014980 | 58 | EGTL Spares | Mtce | 14 | 14C | RING:AMP BOX SEAL,3-3/4 IN | BUNA-NITRILE, ANALYZER | Flow Measuring Instruments : &quot;PTG, SET OF 2 150-AT-0005 SARASOTA MODEL SG900 EGTL1-SEA-INS-SC-502151, &quot; | EA | 1 | 0 | 0 | NO | 148 | 22974.04 | SARASOTA | ZR-20-0117/B | CSG-4322-316-H2-XNW-D024 | 01,22 | 1 |  | 2BBC | [6 empty] | 41516
7484 | 29200000TL | 03483 | EGC017008 | P | 58014983 | 58 | EGTL Spares | Mtce | 51 | 51Z | FUSE 115VAC 10A | FUSE 115VAC 10A FLASH POINT | Electric-Other : ANALYZER. TAG:150 AT 0010 | EA | 6 | 5 | 10 | NO | 5 | 1527.25 | PRECISION SCIENTIFIC | 289073 | 289073 | 01,10,22 | 2 | [8 empty] | 41361 | 43766 | 42824
7485 | 29200000TL | 03483 | EGC017008 | P | 58015442 | 58 | EGTL Spares | Mtce | 36 | 36Z | PENCIL: MAGNETIC | FOR FLASH POINT ANALYZER | Office Supplies & Desk Accessories - Other:TAG: 150 AT 0010 | EA | 20 | 0 | 0 | NO | 520.05 | 80761.2 | PRECISION SCIENTIFIC | 581606 |  | 01,22 | 1 | 1BCB | [7 empty] | 41248
7486 | 29300000TL | 03483 | EGC017008 | P | 58017499 | 58 | EGTL Spares | Mtce | 51 | 51C | SWITCH: PRESSURE | LOW,115VAC,40 TO 60 PSI RANGE | Electric Components - Motor / Generator :&quot;SHELTER 120-AH-203, SHELTER 172-AH-015, SHELTER 174-AH-001, SHELTER 130-AH-243, SHELTER 150-AH-001, SHELTER 130-AH-143, 120-AH-103 EGTL1-SEA-ELE-DD-000100&quot; | EA | 1 | 0 | 1 | YES | 157.92 | 65668.6627 | MARC CLIMATIC | HS200-87-0001 | 642761 | 01,10,22 | 1 | 1BCB | [7 empty] | 43770 | 45946 | 44631 | -2 | 2
7487 | 29200000TL | 03483 | EGC017009 | P | 58009641 | 58 | EGTL Spares | Mtce | 87 | 87B | SPROCKET:28 TEETH 1-1/8 IN | BORE,SGL ROW,0.31496 IN PITCH | *OBS*Machinery-Misc- : SGL ROW,2.807 IN PITCH,2.753 IN OD,1.511 IN ROOT DIA,GRAY IRON, MOTOR, 172-EA-003-4 | EA | 3 | 0 | 0 | NO | 480.0927 | 74539.2 | GE | BUSHING | 2687 - 7101 - 05 | 22 | 1 | 2CAC | 2CAC |  | EGTL1-KHE-HEX-GA-720056 |  |  |  |  | 40975 | 44041
7488 | 29200000TL | 03483 | EGC017009 | P | 58014543 | 58 | EGTL Spares | Mtce | 54 | 54A | GASKET: SPIRAL WOUND 3 IN PIPE | 300 LB, 316L SS INNER RING | Gaskets : CARBON STEEL OUTER RING, 316 SS/FLEXIBLE GRAPHITE FILLER, 316L SS WINDING, FLEXICARB,183 MM ID X 251 MM OD X 5 MM THK, 120-ES-202 | PC | 3 | 7 | 13 | NO | 17.7954 | 3500 | LAMONS GASKET USA | 3IN 300LB 316L SS IR/OR | 3IN 300LB 316L SS IR/OR | 01 | 1 |  |  |  | 1P-3502-1 R 2 |  |  |  |  | 40975 | 45379 | 42081 |  |  | -10 | 1
7489 | 29200000TL | 03483 | EGC017009 | P | 58014985 | 58 | EGTL Spares | Mtce | 51 | 51Z | FUSE: 10 AMP 24 VDC | POWER MODULE | Electric-Other : FOR COLD FILTER PLUG POINT ANALYZER CFPP. TAG: 150-AT-0011 MANUFRACTURER: PAC, 2340 S ARLINGTON HEIGHTS ROAD, SUITE 512, ARLINGTON HEIGHTS, ILLINOIS, 60005, USA | EA | 5 | 2 | 10 | NO | 4 | 620.92 | PRECISION SCIENTIFIC | 628-07 | 3J-42-0215-00 | 01,22 | 1 | [8 empty] | 41366 | 42454
7490 | 29200000TL | 03483 | EGC017009 | P | 58015042 | 58 | EGTL Spares | Mtce | 66 | 66O | VALVE:CHECK 3/8 IN,375°F @ | 2185 PSIG /190°C @ 150 BAR, | Valve - Check : SWAGELOK TUBE FITTING,SS BODY,FIXED PRESSURE,375°F,FLUOROCARBON FKM,POPPET,1 WAY, 172-AX-0012, 150-AX-0010, 150-AX-0011, EGTL1-SEA-INS-SC-720553, EGTL1-SEA-INS-SC-500653, EGTL1-S (FOR ANALYZER) | EA | 10 | 0 | 0 | NO | 140.0812 | 21740.6 | SWAGELOK | SS-6C-1/3 | 10547684 | 02,22 | 1 | 1BCB | [7 empty] | 41250
7491 | 29200000TL | 03483 | EGC017010 | P | 58022935 | 58 | EGTL Spares | Mtce | 51 | 51E | UNION: CONDUIT EXPLOSION-PROOF | 1/2 IN,FEMALE-FEMALE,STEEL | Electric Components - Conduit / Fitting :STRAIGHT FITTING | EA | 20 | 13 | 25 | NO | 4.7006 | 729.675 | CROUSE-HINDS | UNF105 |  | 01 | 1 | 30AC | [7 empty] | 41086 | 42563
7492 | 29200000TL | 03483 | EGC017010 | P | 58064620 | 58 | EGTL Spares | Mtce | 54 | 54A | GASKET: 3 IN | PN20/CL150, 4.5 MM THICK | (3.0 MM COMPRESSED), LSI S.STL / FLEXICARB, SPIRAL WOUND TO AP SPEC 4WPI-MWFG08 GWFAHGAAAABDAEAHQA Code 01A | EA | 27 | 30 | 60 | NO | 8.0908 | 2478.7368 | FLEXITALLIC |  |  | 01A | [9 empty] | 43406 | 45090 | 43521 |  |  |  |  | -11 | 2
7493 | 29200000TL | 03483 | EGC017011 | P | 58015039 | 58 | EGTL Spares | Mtce | 66 | 66A | VALVE: BALL 3/8 IN,450°F @ 100 | PSIG,SWAGELOK TUBE FITTING, | Valve-Ball : 316 SS BODY,316 SS BALL & STEM,FULL PORT,3 PIECE 62 SERIES,HAND LEVER OPERATED,450°F,REINFORCED PTFE,STRAIGHT 2 WAY, 172-AX-0012, EGTL1-SEA-INS-SC-720553, EGTL1-SEA-INS-SC-720 (FOR ANALYZER) | EA | 8 | 0 | 0 | NO | 273.1583 | 42394.17 | SWAGELOK | SS-62TS6 | 10544067 | 02,22 | 1 | 1BCB | [6 empty] | SWAGE800 | 41250
7494 | 29300000TL | 03483 | EGC017011 | P | 58015047 | 58 | EGTL Spares | Mtce | 66 | 66P | REGULATOR: PRESSURE REDUCING | CONTROL VALVE,3600 PSIG INLET, | Valve-Regulators : 0-1.7 BARG OUTLET,1/4 IN IN FNPT,316 SS BODY, 0.2 CV, 150-AX-0010, 150-AX-0011, EGTL1-SEA-INS-SC-500653, EGTL1-SEA-INS-SC-720553, (FOR ANALYZER) | EA | 5 | 1 | 2 | YES | 584.484 | 512262.3854 | GO | PR1-1L11B5D111 | 10544902 | 01,10,22 | 1 | 1BCB | 1BCB | [6 empty] | 43770 |  | 45280
7495 | 29200000TL | 03483 | EGC017011 | P | 58015055 | 58 | EGTL Spares | Mtce | 14 | 14C | FLOWMETER:ANALYZER,1/4 IN FNPT | 900 CCM RANGE,SS/VITON | Flow Measuring Instruments : WITH VALVE, 150-AX-0011 | EA | 3 | 0 | 0 | NO | 452.6055 | 71405.676 | W&T | 34-C133-SS-XX-3X | 10544909 | 22 | 1 | 1BCB | 1BBB | [6 empty] | 41250 | 43885 | 41974
7496 | 29200000TL | 03483 | EGC017011 | P | 58015059 | 58 | EGTL Spares | Mtce | 66 | 66P | REGULATOR: PRESSURE REDUCING | CONTROL VALVE,3600 PSIG INLET, | Valve-Regulators : 0-1.7 BAR OUTLET,1/4 IN FNPT,316 SS BODY, 0.5 CV, 171-AX-0202, EGTL1-SEA-INS-SC-740751 EGTL1-SEA-INS-SC-740755, EGTL1-SEA-INS-SC-740751, (FOR ANALYZER) | EA | 8 | 0 | 0 | NO | 541.6769 | 93835.7 | GO | PR1-1L11BHD111 | 10544913 | 01,10,22 | 1 | 1BCB | 1BBB | [6 empty] | 41250 | 42057 | 42082
7497 | 29200000TL | 03483 | EGC017012 | P | 58010091 | 58 | EGTL Spares | Mtce | 70 | 70Z | SPINDLE:PRESSURE RELIEF VALVE | 2-1/2 IN, 416/422 SS | Boilers & Associated Parts : ASSY, 172-XP-001A/B/C STEAM HEADERPSV-0026,0036,0046 | EA | 1 | 0 | 0 | NO | 5603.2474 | 869624 | ANDERSON | S88100 |  | 22 | 1 | 1AXX |  |  | EGTL1-TBW-PRO-DS-720007 |  |  |  |  | 40914
7498 | 29200000TL | 03483 | EGC017013 | P | 42400284 | 42 | Hoisting Equip/Cranes & Parts | Mtce | 60 | 60B | PAD: WEAR 1327 P/N 4150101045 | FOR GROVE CRANE RT-760E | Tubing :PAD: WEAR 1327 P/N 4150101045 FOR GROVE RT-760E CRANE MFG: GROVE | EA | 1 | 0 | 0 | NO | 76.54 | 2791.3999 | GROVE | 4150101045 |  | 00 |  |  | 1BBB |  |  |  |  | RT-760E |  | 41003
7499 | 29200000TL | 03483 | EGC017013 | P | 58003594 | 58 | EGTL Spares | Mtce | 51 | 51F | PULLER: FUSE, SMALL | 5 IN FUSE,HIGH IMPACT NYLON | Electric Components - Circuit Protection:FOR ELECTRIC CABLE TOOLS BM-00004 | EA | 2 | 0 | 0 | NO | 67.23 | 10437.46 | IDEAL INDUSTRIES | 34-015 |  | 01,10,22 | 1 | 2CAC | [7 empty] | 40915 |  | 41915
7500 | 29200000TL | 03483 | EGC017013 | P | 58015660 | 58 | EGTL Spares | Mtce | 32 | 32B | GUIDE: BOTTOM, 6-5/8 IN | GALVANZED STEEL | Furniture : &quot;CROSS REF DWG EGTL1-CFC-CIV-DD-000001, EGTL1-CFC-CIV-DD-000004 STYLE: GATE&quot; | EA | 2 | 0 | 0 | NO | 175.83 | 27297.61 | TYMETAL CORP | 3491 | 3491 | 01,22 | 1 | 1CCC |  |  | SEE ADDITIONAL INFO |  |  |  |  | 40975
7501 | 29200000TL | 03483 | EGC017013 | P | 58017554 | 58 | EGTL Spares | Mtce | 51 | 51Z | BLOCK: CONTACT,2 TERMINAL | 300V,5/10A @ 120/240VAL | Electric-Other : &quot;SHELTER 120-AH-203, SHELTER 130-AH-143, SHELTER 130-AH-243, SHELTER 172-AH-015, SHELTER 150-AH-001, SHELTER 174-AH-001, 120-AH-103 EGTL1-SEA-ELE-DD-000100, ANALYZER&quot; | EA | 2 | 0 | 0 | NO | 124.0719 | 19255.96 | MARC CLIMATIC | KA52 |  | 01,22 | 1 | 1BCB | [7 empty] | 41250
7502 | 29200000TL | 03483 | EGC017013 | P | 58022185 | 58 | EGTL Spares | Mtce | 72 | 72C | FILTER: FUEL, STEEL HSG | MOBILE CRANES |  | EA | 4 | 0 | 0 | NO | 29.63 | 4600.06 | GROVE | 03329104 |  | 01 | 1 | 3XAC | 1CCC | [6 empty] | 41003
7503 | 29200000TL | 03483 | EGC017013 | P | 58022238 | 58 | EGTL Spares | Mtce | 75 | 75F | FILTER: FUEL | 3-11/16 IN OD X 7-7/32 IN LG | PREFILTER, STEEL HSG | EA | 1 | 0 | 0 | NO | 49.41 | 7670.9 | GROVE | 03135249 |  | 01 | 1 | 3XAC | 1CCC | [6 empty] | 41086
7504 | 29200000TL | 03483 | EGC017013 | P | 58800477 | 58 | EGTL Spares | Mtce | 51 | 51Z | PAD | WEAR ASSY | Electric-Other : DO NOT REORDER | EA | 2 | 0 | 0 | NO | 8.9854 | 1395.6975 | MANITOWOC CRANE | 2159110197 |  | 00 |  |  | 2CBC | [6 empty] | 41412
7505 | 29200000TL | 03483 | EGC017014 | P | 57706337 | 57 | Escravos Gas Plant Spares | Mtce | 66 | 66Z | STEM: GUIDE, VALVE | DELUGE VALVE PACKAGE-6 INCHES | Valve-Other : BALL STYLE, VALVE SIZE 2 IN X 2 IN, SIZE 3/4 IN DIA X 1-13/32 IN LONG MATERIAL: AISI 4140 ALLOY STEEL EQUIPMENT NUMBER- 2XV-4105 001 2XV-4115 002 2XV-4125 003 2XV-4106 001 2XV-4116 002 2XV-4126 003 (SYMBOL 57706337 REPLACES 57801452) | EA | 8 | 0 | 0 | NO | 49.8464 | 7738.6575 | CAMERON | 1A-EA679300 |  | 02,22 | 1 |  | 1BBC |  | 700716M01 | EGP SAR#-28 |  |  |  | 41400
7506 | 29200000TL | 03483 | EGC017014 | P | 57803555 | 57 | Escravos Gas Plant Spares | Mtce | 54 | 54D | PACKING: RING SET, | FOR BALL VALVE, | Packing / Glands / Stuffing Boxes : # OF RINGS: 5 OF EQUAL SIZE, MATERIAL: DIE FORMED GRAPHITE (MIDDLE RINGS, 3), CARBON FILAMENT YARN END RINGS (TOP/BOTTOM), SHAPE: CIRCULAR, SIZE: 1.121 IN ID X 1.750 IN OD X 5/16 IN THK (REF) DRWAING NUMBER:ONS-ORB-GP-A | EA | 4 | 0 | 0 | NO | 85.4827 | 13272.095 |  | 1A-S-3946 | 1A-S-3946 | 01,22 | 1 |  |  |  | ONS-ORB-GP-AGT-PI-0001 (6 |  |  |  |  | 40915
7507 | 29200000TL | 03483 | EGC017014 | P | 58002323 | 58 | EGTL Spares | Mtce | 66 | 66F | BUSHING: VALVE,BONNET,1-1/2 IN | 150-1500 LB,2 IN 150-600 LB | Valve - Parts & Accessories :VALVE ASTM A276,XBALAG. | EA | 6 | 0 | 0 | NO | 226.759 | 35203.5701 | CAMERON | 1A-ED5223 |  | 02,22 |  | 1BBB |  |  | 960091M02 |  |  |  |  | 41339
7508 | 29200000TL | 03483 | EGC017014 | P | 58014986 | 58 | EGTL Spares | Mtce | 54 | 54D | O-RINGS: PIPETTE CFPP ANALYZER | AT FILTER HOLDER TO PIPETTE | *OBS*GS&P-O-Rings : CONNECTION 5.28" ID 7.06" OD FOR COLD FILTER PLUG POINT ANALYZER. TAG: 150 AT 0011 | EA | 9 | 0 | 0 | NO | 6.9995 | 1086.75 | PRECISION SCIENTIFIC | 121-02 | 3J-2000248-00 | 01,22 | 1 |  | 2BAB | [6 empty] | 41366
7509 | 29200000TL | 03483 | EGC017014 | P | 58015078 | 58 | EGTL Spares | Mtce | 66 | 66P | REGULATOR: PRESSURE REDUCING | CONTROL VALVE,3600 PSIG INLET | Valve-Regulators : 0-6.8 BARG OUTLET,1/4 IN IN FNPT,316L SS BODY, 0.2 CV, 130-AX-2003, 172-AX-0005, 177-AX-0004, EGTL1-SEA-INS-SC-301751, EGTL1-SEA-INS-SC-721951, EGTL1-SEA-INS-SC-3016 (FOR ANALYZER) | EA | 1 | 0 | 0 | NO | 532.9711 | 105614.3483 | GO | PR1-1L11B5G111 | 10544559 | 01,10,22 | 1 | 1BCB | 1BBB | [6 empty] | 41250 | 45762 | 43386 | -1 | 1 | -2 | 2
7510 | 29200000TL | 03483 | EGC017015 | P | 58015087 | 58 | EGTL Spares | Mtce | 66 | 66O | VALVE | CHECK 1 IN FNPT | BODY, FIXED PRESSURE, 400?F @ 3560 PSIG /204?C @ 245 BAR FLUOROCARBON FKM, POPPET, 1 WAY | EA | 1 | 0 | 0 | NO | 443.0268 | 68765.6413 | SWAGELOK | SS-CHF16-1/3 | 10545154 | 02,22 | 1 | 1BCB | 2CBC | [5 empty] | SWAGE811 | 41250 | 44839 | 41868
7511 | 29200000TL | 03483 | EGC017015 | P | 58015089 | 58 | EGTL Spares | Mtce | 66 | 66P | REGULATOR: PRESSURE, REDUCING | CONTROL VALVE,0-25 PSIG | Valve-Regulators : (0-1.7 BARG) INLET, 0-25 PSIG (0-1.7 BARG) OUTLET, 1/4 IN IN FNPT,316L SS BODY, 160-AX-0002B (FOR ANALYZER) | EA | 2 | 0 | 0 | NO | 310.1798 | 48139.9 | GO | PR1-1A11B3D111 | 10545178 | 01,10,22 | 1 | 1BCB | 1BBB | [6 empty] | 41250
7512 | 29200000TL | 03483 | EGC017015 | P | 58016606 | 58 | EGTL Spares | Mtce | 65 | 65A | WHEEL: PUMP | AIR COOLED CONDENSER | Tools - Hand / Power :110-PC-132/232 A/B/C | EA | 1 | 0 | 0 | NO | 12059.4225 | 1872225.35 | KSB |  | 230 | 01,22 | 1 | 2CAC |  |  | 2687 A01 7511 |  |  |  |  | 40914
7513 | 29200000TL | 03483 | EGC017016 | P | 58015033 | 58 | EGTL Spares | Mtce | 66 | 66P | REGULATOR: PRESSURE BACK | PRESSURE CONTROL, 500 PSIG | Valve-Regulators : INLET,0-75 PSIG (0-5.1 BARG) OUTLET,1/4 IN FNPT,316L SS BODY, BACK, 130-AX-2004, 120-AX-0011, 120-AX-0001, EGTL1-SEA-INS-SC-300453, EGTL1-SEA-INS-SC-300353,EGTL1-SEA-INS-SC-201351, EG (FOR ANALYZER) | EA | 5 | 0 | 0 | NO | 1344.7794 | 208709.76 | GO | BP8L-1V11D3F111 | 10544148 | 01,10,22 | 1 | 1BCB | 1BBB | [6 empty] | 41250 | 42723
7514 | 29200000TL | 03483 | EGC017016 | P | 58015035 | 58 | EGTL Spares | Mtce | 14 | 14C | FLOWMETER:ANALYZER,3/4 IN FNPT | 5 GPM (18.9 LPM) RANGE, | Flow Measuring Instruments : &quot;SS/VITON, NO/VALVE, EGTL1-SEA-INS-SC-720551 &quot; | EA | 5 | 0 | 0 | NO | 1695.7678 | 271667.768 | W&T | 5120M1-23-33-XXKX | 10544171 | 22 | 1 | 1BCB | [7 empty] | 41250 |  | 41974
7515 | 29300000TL | 03483 | EGC017016 | P | 58018381 | 58 | EGTL Spares | Mtce | 54 | 54A | GASKET: SPIRAL WOUND,6 IN PIPE | 300 LB,304 SS INNER RING | Gaskets : CS OUTER RING,GRAPHITE FILLER,304 SS WINDING,FLEXITALLIC CGI,3 MM THICK,RF, 105-VD-001A/B, EGTL1-NGD-VES-GA-050201, BOLTS, NUTS AND GASKETS | EA | 1 | 0 | 1 | YES | 51.5473 | 84500 | FLEXITALLIC |  |  | 01,22 | 1 | 3CAB | [7 empty] | 43770 |  | 45338
7516 | 29200000TL | 03483 | EGC017017 | P | 58015001 | 58 | EGTL Spares | Mtce | 51 | 51E | BLOCK: TERMINAL 250V,30A,SCREW | CLAMP TERMINAL,12-20 AWG WIRE, | Electric Components - Conduit / Fitting :.2 IN X 2.36 IN /1.85 IN,PLASTIC BLOCK, WDK 2.5, MINIMUM PURCHASE 100, 120-AH-103, 120-AH-203, 130-AH-143, 130-AH-243 172-AH-015, 150-AH-001, 174-AH-001, (FOR ANALYZER) | EA | 100 | 50 | 100 | NO | 6 | 931.38 | WEIDMULLER | 1021500000 | 7281520 | 01,22 | 1 | [8 empty] | 41522
7517 | 29200000TL | 03483 | EGC017017 | P | 58015002 | 58 | EGTL Spares | Mtce | 51 | 51D | JUMPER:10 POLE,SCREW IN | ANALYZER | Electric Components - Wire / Cable : WQV2.5/10, MIN PURCHASE 20, 120-AH-103, 120-AH-203, 130-AH-143, 130-AH-243 172-AH-015, 150-AH-001, 174-AH-001 | EA | 20 | 10 | 20 | NO | 6 | 931.38 | WEIDMULLER | 1054460000 | 104943200448 | 22 | 1 | [8 empty] | 41522
7518 | 29200000TL | 03483 | EGC017017 | P | 58015005 | 58 | EGTL Spares | Mtce | 51 | 51E | BLOCK:TERMINAL 600V,30A,SCREW | LAMP TERMINAL,12-20 AWG WIRE | Electric Components - Conduit / Fitting :1-3/8 IN WD X 1-3/4 IN LG,PLASTIC BLOCK, SAK 2.5/35, MINIMUM PURCHASE 100, 120-AH-103, 120-AH-203, 130-AH-143, 130-AH-243 172-AH-015, 150-AH-001, 174-AH-001, (FOR ANALYZER) | EA | 100 | 0 | 0 | NO | 2 | 310.46 | WEIDMULLER | 380460000 | 21702018509 | 01,22 | 1 | [8 empty] | 41522
7519 | 29200000TL | 03483 | EGC017017 | P | 58015046 | 58 | EGTL Spares | Mtce | 72 | 72Z | FILTER:ANALYZER,1/4 IN | 316SS ELEMENT,7 MICRON,SS HSG | *OBS*Filtration-Elem : TF, EGTL1-SEA-INS-SC-720551, (FOR ANALYZER) | EA | 6 | 0 | 0 | NO | 182.1055 | 28262.78 | SWAGELOK | SS-4TF-7 | 10544901 | 01,22 | 1 | 1BCB | [7 empty] | 41250 | 45140 | [5 empty] | -3 | 2
7520 | 29200000TL | 03483 | EGC017018 | P | 58014998 | 58 | EGTL Spares | Mtce | 14 | 14A | KIT:FOR ANALYZER | CONTAINS (1) EXPANSION TUBE, | Analyzers & Monitors : (1) 3 IN WC PRESSURE SWITCH,(1) 0.4-1.6 IN WC PRESSURE SWITCH,(2) DIAPHRAGM,(1) COMPENSATION DIAPHRAGM,(1) IGNITOR ASSY, 178-AT-0001B, 172-AT-0008, | KI | 2 | 1 | 2 | NO | 2342 | 363548.66 | THERMON | 97-1608-0 | 78353710A | 01,22 | 1 | [8 empty] | 41515
7521 | 29200000TL | 03483 | EGC017019 | P | 58017522 | 58 | EGTL Spares | Mtce | 02 | 02A | HEATER: OVERLOAD | CONDENSER FAN | Heating Ventilation and Air Conditioning Equipnment & Parts : &quot;CONDENSER FAN, SHELTER 130-AH-243, SHELTER 150-AH-001, 130-AH-143 EGTL1-SEA-ELE-DD-000100&quot; | EA | 2 | 1 | 2 | NO | 268.5209 | 76842.39 | MARC CLIMATIC | FOL | 1756-OB16E | 00 | 1 | 1BCB | [7 empty] | 41250 | 42874 | 43260
7522 | 29200000TL | 03483 | EGC017019 | P | 58023021 | 58 | EGTL Spares | Mtce | 51 | 51E | CONNECTOR: CABLE/CONDUIT | FLEXIBLE METALLIC,3/4 IN HUB | Electric Components - Conduit / Fitting :LIQUID-TIGHT,90,ZINC, MCMASTER-CARR 7119K83 | EA | 50 | 25 | 50 | NO | 3.7005 | 574.425 | BRIDGEPORT | 471-LT2 |  | 01 | 1 | 30AC | [7 empty] | 41086
7523 | 29200000TL | 03483 | EGC017019 | P | 58023029 | 58 | EGTL Spares | Mtce | 51 | 51E | CONNECTOR: CABLE/CONDUIT | FLEXIBLE METAL,1 IN HUB | Electric Components - Conduit / Fitting :LIQUID-TIGHT,STRAIGHT,ZINC, MCMASTER-CARR 7119K74 | EA | 50 | 25 | 50 | NO | 4.1505 | 644.2875 | BRIDGEPORT | 432-LT2 |  | 01 | 1 | 30AC | [7 empty] | 41086
7524 | 29200000TL | 03483 | EGC017019 | P | 58023030 | 58 | EGTL Spares | Mtce | 51 | 51E | CONNECTOR: CABLE/CONDUIT | FLEXIBLE METAL,3/4 IN HUB | Electric Components - Conduit / Fitting :LIQUID-TIGHT,STRAIGHT,ZINC, MCMASTER-CARR 7119K73 | EA | 50 | 25 | 50 | NO | 2.4003 | 372.6 | BRIDGEPORT | 431-LT2 |  | 01 | 1 | 30AC | [7 empty] | 41086
7525 | 29200000TL | 03483 | EGC017019 | P | 58100934 | 58 | EGTL Spares | Mtce | 66 | 66H | NOZZLE:VALVE VALVE SIZE:1/2 IN | SIZE 1/2 IN INLET,1 IN OUTLET | VALVE (130-PSV-0082, 130-PSV-0085); 1/2 IN INLET THREADED (MALE), 1 IN OUTLET THREADED FEMALE); OPERATING TEMP ? 31 DEG C; OPERATING PRESSURE ? 0.827 BARG; SET PRESSURE ? 1.04 BARG; MODEL NUMBER - 1/2" X 1" 961100MA; SERIAL NUMBER - 08-29757 & 0820756; MA | EA | 2 | 1 | 2 | NO | 566.09 | 173472.6196 | TYCO CROSBY | 136310 |  | 00 |  |  | 1BBB |  |  |  |  | 961100MA |  | 43399 |  | 43458
7526 | 29200000TL | 03483 | EGC017020 | P | 58012440 | 58 | EGTL Spares | Mtce | 51 | 51E | CONNECTOR: ELECTRICAL TERMINAL | LONG BARREL LUG,2-3 AWG COND |  | EA | 50 | 0 | 0 | NO | 5.0229 | 780.2089 | THOMAS & BETTS | 54855BEUB0412 |  | 01 | 1 | 2CAC | [7 empty] | 40915
7527 | 29200000TL | 03483 | EGC017020 | P | 58012458 | 58 | EGTL Spares | Mtce | 51 | 51E | CONNECTOR: ELECTRICAL TERMINAL | LONG BARREL LUG,2/0 AWG COND |  | EA | 50 | 25 | 50 | NO | 8.8589 | 1376.06 | THOMAS & BETTS | 54814BEUB0412 |  | 01 | 1 | 2CAC | [7 empty] | 40915
7528 | 29300000TL | 03483 | EGC017020 | P | 58015090 | 58 | EGTL Spares | Mtce | 51 | 51Z | SWITCH:GENERAL USE,SINGLE POLE | 120/277VAC,20AA,1PH,60HZ,1NO | Electric-Other : &quot; 1NC,SNAP MOUNT, SNAP-FRONT OPERATED, DIV 1 GR B, C, D, 1 GANG, 120-AH-203, 130-AH-143, 130-AH-243, 172-AH-015, 150-AH-001, 174-AH-001 3/4 HUB SIZE, (FOR ANALYZER)&quot; | EA | 4 | 1 | 2 | YES | 216.1025 | 88521.8623 | CROUSE-HINDS | EDSC2129-GB | 10545158 | 01,10,22 | 1 | 1BCB | [6 empty] | BENL393 | 43770 | 45343 | 44355 |  |  | -4 | 1
7529 | 29200000TL | 03483 | EGC017020 | P | 58023028 | 58 | EGTL Spares | Mtce | 51 | 51E | CONNECTOR: CABLE/CONDUIT | FLEXIBLE METAL,1-1/4 IN HUB | Electric Components - Conduit / Fitting :LIQUID-TIGHT,STRAIGHT,ZINC, MCMASTER-CARR 7119K75 | EA | 25 | 13 | 25 | NO | 6.5509 | 1016.89 | BRIDGEPORT | 433-LT2 |  | 01 | 1 | 30AC | [7 empty] | 41086
7530 | 29200000TL | 03483 | EGC017020 | P | 58030030 | 58 | EGTL Spares | Mtce | 66 | 66A | VALVE: BALL 3/8 IN | 300F @2500PSIG | Valve-Ball : SWAGELOK TUBE FITTING,SS BODY,ANGLE PORT,ANGLE PATTERN BALL VALVE,HAND LEVER OPERATED,300F,MODIFIED PTFE,ANGLE PATTER 2 WAY, 130-AX-1003, 130-AX-2003, 120-AX-2104, EGTL1-SEA-INS-SC-201451, EGTL1-SEA- | EA | 2 | 0 | 0 | NO | 71.8102 | 21973.91 | SWAGELOK | SS-43GS6 |  | 02,22 | 1 | 1BCB |  |  | EGTL1-SEA-INS-SC-201451 |  |  |  |  | 41362 | 43481 | 41599
7531 | 29200000TL | 03483 | EGC017021 | P | 58001835 | 58 | EGTL Spares | Mtce | 66 | 66F | SLEEVE:BONNET,10 IN,410 SS | FOR ORBIT VALVES | Valve - Parts & Accessories :DSG, 150-HV-0013 | EA | 1 | 0 | 0 | NO | 463.5775 | 71965.77 | CAMERON | 1A-YD5216 | 1A-YD5216 | 01,22 | 1 | 1BBA |  |  | EGTL1-CAM-PIP-DD-500012 |  |  |  |  | 40914 | 45315 |  |  |  | -1 | 1
7532 | 29300000TL | 03483 | EGC017021 | P | 58010914 | 58 | EGTL Spares | Mtce | 72 | 72C | FILTER: OIL | 75MM DIA X 100MM LG | Filtration-Media : PAPER ELEMENT,5 MICRON,STL HSG, COMPRESSOR. PAPER ELEMENT,5 MICRON,STL HSG, COMPRESSOR INGERSOL P/N:32305674 REPLACED WITH BALDWIN BT223 | EA | 24 | 4 | 6 | YES | 22 | 8349 | BALDWIN | BT223 |  | 01,22 |  | 1AXX | [7 empty] | 43770 | 45048 | 44215 |  |  |  |  | -1 | 1
7533 | 29200000TL | 03483 | EGC017021 | P | 58015024 | 58 | EGTL Spares | Mtce | 72 | 72Z | FILTER:ANALYZER,1/4 IN, 316SS | ELEMENT,2 MICRON,SULFINERT | *OBS*Filtration-Elem : COATED SS HSG, TF, 120-AX-1122, 120-AX-1123, 120-AX-2124, 120-AX-2125, 120-AX-2126, 130-AX-1004, 130-AX-2005, EGTL1-SEA-INS-SC-200251, EGTL1-SEA-INS-SC-300353, EGTL1-SEA-INS-SC | EA | 28 | 0 | 0 | NO | 319.0202 | 49527.302 | SWAGELOK | SS-4TF-2-12457* | 10544675 | 01,22 | 1 | 1BCB | 1BCB | [6 empty] | 41250 | 43703
7534 | 29200000TL | 03483 | EGC017021 | P | 58064564 | 58 | EGTL Spares | Mtce | 54 | 54A | GASKET: 2 IN FLAT FACE | PN20/CL150, 1.5MM THICK, | FLAT, SIGMA 511 TO AP SPEC 4WPI-MWFG07 GWFAGGABAABDABAAQA Code 01A | EA | 45 | 30 | 50 | NO | 0 | 0 | FLEXITALLIC |  |  | 00 | [9 empty] | 43500 | 45952 |  | -2 | 1
7535 | 29200000TL | 03483 | EGC017022 | P | 58006616 | 58 | EGTL Spares | Mtce | 66 | 66P | REGULATOR:AIR COOLED COND PUMP | COMPOSITE,110-PC-132/232 A/B/C | Valve-Regulators : | EA | 2 | 1 | 2 | NO | 123.3976 | 19157.48 | KSB | 638 | 638 | 01,10,22 | 1 | 2CAC | 1BBB |  | 2687 A01 7511/ 7520 |  |  |  |  | 40914
7536 | 29200000TL | 03483 | EGC017022 | P | 58100801 | 58 | EGTL Spares | Mtce | 66 | 66H | DISC:VALVE VALVE STYLE:RELIEF | SIZE:2 IN X 3 IN/ANSI 300/150 | VALVE METAL DISC A 564 TYPE 630 17-4-PH SS PART NUMBER 10062958, FOR ANDERSON GREENWOOD/CROSBY PRESSURE RELIEF VALVES CONVENTIONAL TYPE SERIES JOS-H-E SPRING LOADED, 2 X 3IN, ANSI 300/150 RF-R9, MODEL NUMBER 2 H 3 JOS-H-E-35-C, SERIAL NUMBER 08-02414, SET | EA | 1 | 1 | 2 | NO | 278.28 | 85251.078 | ANDERSON GREENWOOD CROSBY | 10062959 |  | 00 |  |  | 1BBB | [6 empty] | 43294 | 44283 | 43390
7537 | 29200000TL | 03483 | EGC017022 | P | 58100818 | 58 | EGTL Spares | Mtce | 66 | 66H | DISC:VALVE VALVE STYLE:RELIEF | VALVE SIZE:1/2 IN, 3/4 IN | METAL DISC PART NUMBER 10060079 FOR ANDERSON GREENWOOD CROSBY PRESSURE RELIEF VALVE, MODEL# 961100MA, 1/2" MNPT X 1" FNPT, SERIAL NUMBER 0820756, SET PRESSURE 15 PSIG. SAFETY RELIEF VALVE MODEL NUMBER - 1/2" X 1" 961100MA, 961100MFD 15PSIG, 9611012AQA Cod | EA | 3 | 3 | 5 | NO | 120.04 | 36774.254 | FOR ANDERSON GREENWOOD C | 10060080 |  | 00 |  |  | 1BBB | [6 empty] | 43294 | 44703 | 43390
7538 | 29300000TL | 03483 | EGC017022 | P | 58100819 | 58 | EGTL Spares | Mtce | 66 | 66H | DISC:VALVE STYLE:RELIEF | VALVE SIZE:1 IN X 2 IN | METAL DISC A479 TP 316. PART NUMBER 10062940 FOR TYCO SANMAR SAFETY RELIEF VALVE MODEL # JLT-JOS-E-15-B/K, SERIAL NUMBER 0649989, TYPE CONVENTIONAL, FULL LIFT, INLET / OUTLET SIZE NB25 X NB50 # 150 ANSI B16.5 RF, SET PRESSURE. 11 [BARG]. PART NUMBER 10062 | EA | 3 | 2 | 3 | YES | 429.4383 | 170234.8654 | TYCO CROSBY | 10062941 |  | 00 |  |  | 1BBB | [6 empty] | 43769 | 44312 | 44373
7539 | 29200000TL | 03483 | EGC017022 | P | 58100820 | 58 | EGTL Spares | Mtce | 66 | 66H | DISC: PRESSURE RELIEF / HCI-56 | SIZE: 3 IN X 6 IN/900 X 150 | DISC: 1905D, E-2 F,316 SS, MATL:316 SS DISC METAL FOR TYCO FLOW CONTROL/ANDERSON GREEN CROSBY PRESSURE RELIEF VALVE, 3IN X 6IN STYLE HCI-56 CONNECTIONS 900 X 150; SET PRESSURE 69.20/1131.00 PSIG TEMP. 412 69.2 103, SERIAL NUMBER 06-34176 & 06-34085QA Code | EA | 2 | 0 | 0 | NO | 507.57 | 155494.0695 | TYCO CROSBY | 10062968 |  | 00 |  |  | 1BBB |  |  |  |  | 1905D, E-2 F,316 SS |  | 43294 | 45250 | 43390 |  |  |  |  | -1 | 1
7540 | 29200000TL | 03483 | EGC017023 | P | 58018494 | 58 | EGTL Spares | Mtce | 51 | 51C | INSERT:RTD,1/4 IN OD | 25.63 IN LONG SHEATH,3 IN LEAD | Electric Components - Motor / Generator :316 SS, CROSS REF DWG: EGTL1-THR-INS-DD-720007, EGTL1-THR-INS-DD-301007 EGTL1-THR-INS-DD-302007, EGTL1-THR-INS-DD-350007 EGTL1-THR-INS-DD-500010, EGTL1-THR-INS-DD-810007 EGTL1-T, THERMOCOUPLES AND RTDS | EA | 4 | 0 | 0 | NO | 71.8816 | 11156.03 | THERMO ELECTRIC | DRTD14-25.63 |  | 01,22 | 1 | 1CAA | [7 empty] | 41253 | 44482
7541 | 29200000TL | 03483 | EGC017023 | P | 58018499 | 58 | EGTL Spares | Mtce | 51 | 51C | INSERT:RTD,1/4 IN OD | 16.63 IN LONG SHEATH,3 IN LEAD | Electric Components - Motor / Generator :INCONEL 600, CROSS REF DWG: EGTL1-THR-INS-DD-810007, EGTL1-THR-INS-DD-600010 EGTL1-THR-INS-DD-500010, EGTL1-THR-INS-DD-720007 EGTL1-THR-INS-DD-200007, THERMOCOUPLES AND RTDS | EA | 7 | 0 | 0 | NO | 114.65 | 35011.817 | THERMO ELECTRIC | DRTD14(J)-16.63 |  | 01,22 | 1 | 1CAA | [7 empty] | 41253 | 45580 | 43258 |  |  | -1 | 1
7542 | 29200000TL | 03483 | EGC017023 | P | 58018515 | 58 | EGTL Spares | Mtce | 51 | 51C | INSERT:THERMOCOUPLE,1/4 IN OD | 19.63 IN LONG SHEATH,3 IN LEAD | Electric Components - Motor / Generator :316 SS, CROSS REF DWG EGTL1-THR-INS-DD-050007, EGTL1-THR-INS-DD-720007 EGTL1-THR-INS-DD-730007, EGTL1-THR-INS-DD-200007 EGTL1-THR-INS-DD-300007, EGTL1-THR-INS-DD-30100, THERMOCOUPLES AND RTDS | EA | 5 | 0 | 0 | NO | 29.377 | 4559.31 | THERMO ELECTRIC | ASL14KGR-19.63 |  | 01,22 | 1 | 1CAA | [7 empty] | 41253 | 44588
7543 | 29200000TL | 03483 | EGC017023 | P | 58018518 | 58 | EGTL Spares | Mtce | 51 | 51C | INSERT:THERMOCOUPLE,1/4 IN OD | 25.63 INNG SHEATH,3 IN LEAD | Electric Components - Motor / Generator :316 SS, CROSS REF DWG: EGTL1-THR-INS-DD-720007, EGTL1-THR-INS-DD-730007 EGTL1-THR-INS-DD-202007, EGTL1-THR-INS-DD-301007 EGTL1-THR-INS-DD-302007, EGTL1-THR-INS-DD-350007 EGTL, THERMOCOUPLES AND RTDS | EA | 8 | 0 | 0 | NO | 37.1415 | 5764.36 | THERMO ELECTRIC | ASL14KGR-25.63 |  | 01,22 | 1 | 1CAA | [7 empty] | 41253 | 41825
7544 | 29200000TL | 03483 | EGC017025 | P | 58015781 | 58 | EGTL Spares | Mtce | 54 | 54A | GASKET:PUMP TYPE:SPIRAL WOUND | STYLE:STD MATL:316 SPWND | ID:730MM OD:757MM THCK:STD SPIRAL WOUND gasket, PN: 400.02, ID: 730mm, OD:757MM, MATERIAL: 316 SPWND, FOR SULZER PUMP TAG:130-PC-108/208A/B/C (BFW PUMPS) | PC | 4 | 0 | 0 | NO | 252.2 | 76933.61 | SULZER | 400.02 ZE400-8 728 | JDE58018370 | 01,22 | 1 | 2CAC | [5 empty] | STYLE R |  | 41250 | 45782 | 42938 | -1 | 1
7545 | 29300000TL | 03483 | EGC017025 | P | 58017558 | 58 | EGTL Spares | Mtce | 51 | 51C | CONTACTOR: MOTOR,IEC/EN 60947 | MINIATURE NON REVERSING | Electric Components - Motor / Generator :IEC 536,440V LINE,120V COIL,20A,3 POLE,GENERAL PURPOSE ENCLOSURE, STARTER, SHELTER 120-AH-203, SHELTER 130-AH-143, SHELTER 130-AH-243, SHELTER 172-AH-015, SHELTER 150-AH-001, ANALYZER | EA | 2 | 1 | 2 | YES | 181.25 | 77048.2625 | MARC CLIMATIC | LC1-K0610F7 |  | 01,10,22 | 1 | 1BCB | 1BBB | [6 empty] | 43770 |  | 44894
7546 | 29200000TL | 03483 | EGC017025 | P | 58018727 | 58 | EGTL Spares | Mtce | 56 | 56Z | WASHER: RIVET BACKUP | 4.8MM NOM | *OBS*Fastener-BottWa : 3/16 IN ID, 3/8 IN OD, 0.05 IN TO 0.07 IN THK, ALUMINUM, 3/16 IN-AL-3/8 IN OD AL, EQUIV, 250 PER PACK | PK | 20 | 0 | 0 | NO | 9.5913 | 1488.85 |  |  | 90183A214-250 | 00 | 1 | 2CAC | 2CAC | [6 empty] | 40915
7547 | 29200000TL | 03483 | EGC017026 | P | 58001834 | 58 | EGTL Spares | Mtce | 56 | 56Z | GUIDE: STEM 6IN | 1500-2500 8IN 900 AISI 41 | Fasteners / Hardware : ALLOY STEEL (CAMERON 1A-S-3946) | EA | 2 | 0 | 0 | NO | 329.0088 | 51081.91 | CAMERON |  |  | 01 |  | 1AXX | [7 empty] | 41560
7548 | 29200000TL | 03483 | EGC017026 | P | 58001846 | 58 | EGTL Spares | Mtce | 54 | 54B | RING: SET GPH PACKING | DIE FORGED GRAPHITE WITH | Seals : CARBON FILAMENT YARN END RINGS (CAMERON 1A-S-3946) | EA | 1 | 0 | 0 | NO | 85.4445 | 13266.11 | CAMERON |  |  | 01 |  | 1AXX | [7 empty] | 41560
7549 | 29200000TL | 03483 | EGC017026 | P | 58015019 | 58 | EGTL Spares | Mtce | 57 | 57A | COUPLER:TUBE FEMALE HALF QUICK | CONNECT,1/4 IN,TF,SULFINERT | *OBS*Hoses&Parts-Oth : COATED SS, 120-AX-1122, 120-AX-1123, 120-AX-2124, 120-AX-2125, 120-AX-2126, EGTL1-SEA-INS-SC-200251, EGTL1-SEA-INS-SC-200151, 120-AX-1122, 120-AX-1123, 120-AX-2124, 120-AX-2 (FOR ANALYZER) | EA | 6 | 0 | 0 | NO | 204.1938 | 40195.87 | SWAGELOK | SS-QC4-B-400JA* | 97002017 | 01,22 | 1 | 1BCB | 1BCB | [6 empty] | 41250 | 42605 | 42599
7550 | 29200000TL | 03483 | EGC017026 | P | 58015029 | 58 | EGTL Spares | Mtce | 57 | 57A | COUPLER:QUICK CONNECT,1/4 IN, | TF,SS, ANALYZER | *OBS*Hoses&Parts-Oth : STEM, TF, DESO, 130-AX-2001, 130-AX-1004, 130-AX-2004, 178-AX-001A, 187-AX-0001, 187-AX-0008, 120-AX-0001, 120-AX-0011, 178-AX-001B, 160-AX-0002A, 160-AX-0002B, 150-AX-0005, EGTL1-SEA-INS-SC-30045 | EA | 40 | 0 | 0 | NO | 36.0209 | 5590.44 | SWAGELOK | SS-QC4-D-400 | 10544704 | 01,22 | 1 | 1BCB | 1BCB | [6 empty] | 41250
7551 | 29200000TL | 03483 | EGC017026 | P | 58015030 | 58 | EGTL Spares | Mtce | 14 | 14C | FLOWMETER:ANALYZER,1/4 IN FNPT | 87 SCCM RANGE, SS | Flow Measuring Instruments : NO VALVE, 0-100%, 130-AX-2001, EGTL1-SEA-INS-SC-300451, EGTL1-SEA-INS-SC-300351, NO VALVE, 0-100%, 130-AX-2001, EGTL1-SEA-INS-SC-300451, EGTL1-SEA-INS-SC-300351 | EA | 4 | 0 | 0 | NO | 511.305 | 112684.2145 | W&T | 30-D053-SS-XX-XX | 10544569 | 22 | 1 | 1BCB | [7 empty] | 41210 | 44066 | 43004
7552 | 29200000TL | 03483 | EGC017026 | P | 58015036 | 58 | EGTL Spares | Mtce | 14 | 14C | THERMOWELL:1/4 IN NPTF,2.5 IN | STEM LG,SS, ANALYZER | Flow Measuring Instruments : 172-AX-0012, 150-AX-0010, 150-AX-0011, 120-AX-1104, 130-AX-1003, 130-AX-2003, 172-AX-0001, 172-AX-0002, 172-AX-0005, 120-AX-2104, 172-AX-0114, 172-AX-0115, 172-AX-0218, 172-AX-0219, 172-AX-0 | EA | 18 | 0 | 0 | NO | 52.0302 | 8075.08 | TX THERMOWELL | 25W0138ST2605 | 10544172 | 22 | 1 | 1BCB | [7 empty] | 41250
7553 | 29200000TL | 03483 | EGC017027 | P | 57803553 | 57 | Escravos Gas Plant Spares | Mtce | 66 | 66F | SEAT: VALVE, BALL, | VALVE SIZE 8 IN, | *OBS* Valve - Brass Bronze lro : OUTER RING: 9.018 IN ID X 9-57/64 IN OD X 1-19/32 IN THK, INNER RING: 8.005 IN ID X 9.020 IN OD X 1-11/32 IN THK, MATERIAL:17-4 PH CENTRIFUGALLY CAST STAINLESS STEEL DRWAING NUMBER:ONS-ORB-GP-AGT-PI-0001 (625454M02 / 20) | EA | 1 | 0 | 0 | NO | 768.5505 | 119325.15 |  | 1A-VE6601 | 1A-VE6601 | 01,22 | 1 |  | 2BAB |  | ONS-ORB-GP-AGT-PI-0001 (6 |  |  |  |  | 40915
7554 | 29300000TL | 03483 | EGC017027 | P | 57803556 | 57 | Escravos Gas Plant Spares | Mtce | 66 | 66F | SEAT: VALVE, BALL, | VALVE SIZE 10 IN, | *OBS* Valve - Brass Bronze lro : OUTER RING: 11.250 IN ID X 12.150 IN OD X 1-25/32 IN THK, INNER RING: 10.005 IN ID X 11.252 IN OD X 1-1/2 IN THK, MATERIAL: AISI 17-4 PH (UNS S17400) CENTRIFUALLY CAST STAINLESS STEEL DRWAING NUMBER:ONS-ORB-GP-AGT-PI-0001 | EA | 1 | 0 | 1 | YES | 10532.6 | 15202122.884 |  | 1A-XE6600 | 1A-XE6600 | 01,22 | 1 |  | 2BAB |  | ONS-ORB-GP-AGT-PI-0001 (6 |  |  |  |  | 43770 |  | 45397
7555 | 29200000TL | 03483 | EGC017027 | P | 58065380 | 58 | EGTL Spares | Mtce | 01 | 01A | PIPE CLAMP | 1 IN, CARBON STEEL |  | EA | 12 | 10 | 20 | NO | 0 | 0 | AALL AMERICAN FASTENERS |  |  | 00 |  |  | 2CBC | [6 empty] | 43412 | 44403
7556 | 29200000TL | 03483 | EGC017027 | P | 58801562 | 58 | EGTL Spares | Mtce | 66 | 66Z | SPACER: VALVE | UNS S30400 | Valve-Other : MV SERIES VALVE. ASTM A217 WC6. FOR 120-XXV-1081 AND 2081. 24INCH BUTTERFLY VALVE | EA | 1 | 0 | 1 | NO | 1259 | 247393.5197 | ORTON |  |  | 00 | 1 |  |  |  | D-60320-E-302 | GTL202 |  |  |  | 42009 |  | 42291
7557 | 29200000TL | 03483 | EGC017027 | P | 58801564 | 58 | EGTL Spares | Mtce | 66 | 66Z | FLANGE: BODY BOTTOM 4 | ASTM A217 WC6 NICKEL PLATED | Valve-Other : MV SERIES VALVE ASTM A217 WC6. FOR 120-XXV-1081 AND 2081.24INCH BUTTERFLY VALVE | EA | 1 | 0 | 1 | NO | 5999 | 1178803.5 | ORTON |  |  | 02 | 1 |  |  |  | D-60320-E-302 | GTL202 |  |  |  | 42009 |  | 42291
7558 | 29200000TL | 03483 | EGC017028 | P | 58022938 | 58 | EGTL Spares | Mtce | 51 | 51E | REDUCER: CONDUIT | 2 IN X 1.5 IN,THD,FERALOY | Electric Components - Conduit / Fitting :EXPLOSION-PROOF REDUCING BUSHING | EA | 8 | 10 | 20 | NO | 3.9505 | 613.2375 | CROUSE-HINDS | RE65 |  | 02,21,22 | 1 | 30AC | [7 empty] | 41086 | 45904 |  | -12 | 1
7559 | 29200000TL | 03483 | EGC017028 | P | 58023101 | 58 | EGTL Spares | Mtce | 51 | 51E | BODY: CONDUIT OUTLET | IN HUB,4 HUB,TYPE X,FORM 7 | Electric Components - Conduit / Fitting :THD,ALUM,CROSS HUB PLACEMENT,SIDE ACCESS OPENING,WITHOUT COVER & GASKET | EA | 25 | 13 | 25 | NO | 13.5018 | 2095.88 | CROUSE-HINDS | X37-SA |  | 01 | 1 | 30AC | [7 empty] | 41086
7560 | 29200000TL | 03483 | EGC017029 | P | 58001214 | 58 | EGTL Spares | Mtce | 14 | 14C | RING: SEAL | DUPLEX SS | Flow Measuring Instruments : 105-XXV-0003, 105-XXV-0103, 195-XXV-0103.FOR VANESSA ROTORY PROCESS VALVES | PC | 3 | 0 | 0 | NO | 1385.593 | 215044.04 | VANESSA | 3KRA16212751 | 0108020058 | 01,22 | 1 | 1CAB |  |  | 06-3020-BOM-01 |  |  |  |  | 41257
7561 | 29200000TL | 03483 | EGC017029 | P | 58009401 | 58 | EGTL Spares | Mtce | 54 | 54A | GASKET:VALVE, GRAPHITE,ROUND | 54 MM X 44 MM, | Gaskets : OMB-30087460 | EA | 4 | 0 | 0 | NO | 25 | 4917 | OMB | 30085444 |  | 01,22 | 1 | 2CCB |  |  | DDP MATRIX |  |  |  |  | 40975 | 42038 | 42094
7562 | 29200000TL | 03483 | EGC017029 | P | 58009402 | 58 | EGTL Spares | Mtce | 54 | 54A | GASKET:VALVE, GRAPHITE,ROUND | 74 MM X 60 MM | Gaskets : OMB-30087460 | EA | 30 | 2 | 6 | NO | 23.0081 | 3571.5978 | OMB | 30087460 |  | 01,22 | 1 | 2CCB |  |  | DDP MATRIX |  |  |  |  | 40975
7563 | 29200000TL | 03483 | EGC017029 | P | 58009403 | 58 | EGTL Spares | Mtce | 54 | 54D | PACKING:VALVE,GRAPHITE,T3 | ROUND, OMB-30093000 | Packing / Glands / Stuffing Boxes : | EA | 6 | 0 | 0 | NO | 19.0012 | 2949.75 | OMB | 30093000 |  | 01,22 | 1 | 2CCB |  |  | DDP MATRIX |  |  |  |  | 40975
7564 | 29200000TL | 03483 | EGC017029 | P | 58009404 | 58 | EGTL Spares | Mtce | 54 | 54D | PACKING:VALVE,GRAPHITE,T27 | ROUND,T27, OMB-30027000 | Packing / Glands / Stuffing Boxes : | EA | 3 | 0 | 0 | NO | 32.0021 | 4968 | OMB | 30027000 |  | 01,22 | 1 | 2CCB |  |  | DDP MATRIX |  |  |  |  | 40975
7565 | 29200000TL | 03483 | EGC017030 | P | 58018490 | 58 | EGTL Spares | Mtce | 51 | 51C | INSERT:THERMOCOUPLE,1/4 IN OD | 19.63 IN LONG SHEATH,3 IN LEAD | Electric Components - Motor / Generator :INCONEL 600, CROSS REF DWG: EGTL1-THR-INS-DD-500010, EGTL1-THR-INS-DD-200007 EGTL1-THR-INS-DD-201007, EGTL1-THR-INS-DD-202007 EGTL1-THR-INS-DD-730007, THERMOCOUPLES AND RTDS | EA | 13 | 0 | 0 | NO | 33.5995 | 5214.64 | THERMO ELECTRIC | ASL14KGJ-19.63 |  | 01,22 | 1 | 1CAA | [7 empty] | 41253 | 44350
7566 | 29200000TL | 03483 | EGC017030 | P | 58018491 | 58 | EGTL Spares | Mtce | 51 | 51C | INSERT:RTD,1/4 IN O.D | 19.63 IN LONG SHEATH,3 IN LEAD | Electric Components - Motor / Generator :316 SS, CROSS REF DWG: EGTL1-THR-INS-DD-500010, EGTL1-THR-INS-DD-710010 EGTL1-THR-INS-DD-200007, EGTL1-THR-INS-DD-350007 EGTL1-THR-INS-DD-600010, EGTL1-THR-INS-DD-770010 EGTL1-T, THERMOCOUPLES AND RTDS | EA | 8 | 0 | 0 | NO | 63.9571 | 9926.14 | THERMO ELECTRIC | DRTD14-19.63 |  | 01,22 | 1 | 1CAA | [7 empty] | 41253 | 45662 |  |  |  | -1 | 1 | -1 | 1
7567 | 29200000TL | 03483 | EGC017030 | P | 58018492 | 58 | EGTL Spares | Mtce | 51 | 51C | INSERT:RTD,1/4 IN OD | 19.63 IN LONG SHEATH,3 IN LEAD | Electric Components - Motor / Generator :INCONEL 600, CROSS REF DWG: EGTL1-THR-INS-DD-201007, EGTL1-THR-INS-DD-202007 EGTL1-THR-INS-DD-600010, EGTL1-THR-INS-DD-500010 EGTL1-THR-INS-DD-201007, EGTL1-THR-INS-DD-200007, THERMOCOUPLES AND RTDS | EA | 6 | 0 | 0 | NO | 91.9134 | 25235.6728 | THERMO ELECTRIC | DRTD14(J)-19.63 |  | 01,22 | 1 | 1CAA | [7 empty] | 41253 | 45098 | 42988 |  |  |  |  | -1 | 1
7568 | 29200000TL | 03483 | EGC017030 | P | 58018497 | 58 | EGTL Spares | Mtce | 51 | 51C | INSERT:RTD,1/4 IN OD | 16.63 IN LONG SHEATH,3 IN LEAD | Electric Components - Motor / Generator :316 SS, CROSS REF DWG: EGTL1-THR-INS-DD-500010, EGTL1-THR-INS-DD-600010 EGTL1-THR-INS-DD-201007, EGTL1-THR-INS-DD-202007 EGTL1-THR-INS-DD-350007, THERMOCOUPLES AND RTDS | EA | 25 | 0 | 0 | NO | 63.9571 | 9926.14 | THERMO ELECTRIC | DRTD14-16.63 |  | 01,22 | 1 | 1CAA | [7 empty] | 41253 | 45877 |  | -2 | 2 | -2 | 2
7569 | 29200000TL | 03483 | EGC018001 | P | 58018488 | 58 | EGTL Spares | Mtce | 14 | 14I | THERMOCOUPLE: Type K 6 mm OD, | 700 mm LONG SHEATH, 100mm LEAD | INCONEL, //Head: Type: Direct mount Expl proof FM CSA Approved, Material: Aluminum, Terminal block: Compression type with (6) brass terminals, Conduit: 2 x 3/4 inch, Extension Type: Nipple - Union - Nipple, Nipple size: 1/2 inch, Union: 1/2 inch NPT, Spri | EA | 3 | 0 | 0 | NO | 107.0904 | 30241.85 | THERMO ELECTRIC | 4XD(2X3/4)-1/2-5-ADSL(6MM |  | 01,22 | 1 | 1CAA | [7 empty] | 41253 | 46007 | 42701 | -1 | 1
7570 | 29200000TL | 03483 | EGC018001 | P | 58018495 | 58 | EGTL Spares | Mtce | 51 | 51C | INSERT:RTD,1/4 IN OD | 29.32 IN LONG SHEATH,3 IN LEAD | Electric Components - Motor / Generator :316 SS, THERMOCOUPLES AND RTDS | EA | 6 | 0 | 0 | NO | 190.5625 | 31500.9275 | THERMO ELECTRIC | DRTD14-29.32 |  | 01,22 | 1 | 1CAA | [7 empty] | 41253 | 45693 | 41960 | -1 | 1
7571 | 29200000TL | 03483 | EGC018001 | P | 58018496 | 58 | EGTL Spares | Mtce | 51 | 51C | INSERT:RTD,1/4 IN OD | 29.63 IN LONG SHEATH,3 IN LEAD | Electric Components - Motor / Generator :316 SS, THERMOCOUPLES AND RTDS | EA | 6 | 0 | 0 | NO | 186.8125 | 30874.49 | THERMO ELECTRIC | DRTD14-29.63 |  | 01,22 | 1 | 1CAA | [7 empty] | 41253 | 45490 | 41960 |  |  | -1 | 1
7572 | 29200000TL | 03483 | EGC018001 | P | 58018498 | 58 | EGTL Spares | Mtce | 51 | 51C | INSERT:RTD,1/4 IN OD | 25.63 IN LONG SHEATH,3 IN LEAD | Electric Components - Motor / Generator :INCONEL 600, THERMOCOUPLES AND RTDS | EA | 7 | 0 | 0 | NO | 188.3836 | 31088.7025 | THERMO ELECTRIC | DRTD14(J)-25.63 |  | 01,22 | 1 | 1CAA | [7 empty] | 41253 | 43928 | 41960
7573 | 29200000TL | 03483 | EGC018002 | P | 58018508 | 58 | EGTL Spares | Mtce | 14 | 14I | INSERT:THERMOCOUPLE,1/4 IN OD | 25.63 IN LONG SHEATH,3 IN LEAD | Temperature and heat measuring instruments : INCONEL 600, CROSS REF DWG: EGTL1-THR-INS-DD-201007, EGTL1-THR-INS-DD-202007, THERMOCOUPLES AND RTDS | EA | 5 | 0 | 0 | NO | 43.6663 | 7181.5188 | THERMO ELECTRIC | ASL14KGJ-25.63 |  | 01,22 | 1 | 1CAA | [7 empty] | 41253 | 42646 | 41948
7574 | 29200000TL | 03483 | EGC018002 | P | 58018517 | 58 | EGTL Spares | Mtce | 14 | 14I | INSERT:THERMOCOUPLE,1/4 IN OD | 22.13 IN LONG SHEATH,3 IN LEAD | Temperature and heat measuring instruments : 316 SS, THERMOCOUPLES AND RTDS | EA | 8 | 0 | 0 | NO | 35.7285 | 5831.1119 | THERMO ELECTRIC | ASL14KGR-22.13 |  | 01,22 | 1 | 1CAA | [7 empty] | 41253 |  | 41948
7575 | 29200000TL | 03483 | EGC018003 | P | 58010125 | 58 | EGTL Spares | Mtce | 14 | 14Z | KIT:REPAIR, FOR BOILER | GAUGE GLASS ISOLATION VALVE | *OBS*Gage&Parts-LiqL : CONTAINS REPAIR KIT FOR SG700 SERIES STEEL VALVE, ARK-2R, 172-XP-001A/B/C | EA | 2 | 0 | 0 | NO | 11384.5981 | 1766889.62 | CLARK-RELIANCE | DS720008-19 |  | 01,22 | 1 | 1AXX | 1AXX |  | EGTL1-TBW-PRO-DS-720008 |  |  |  |  | 40914
7576 | 29200000TL | 03483 | EGC018003 | P | 58010126 | 58 | EGTL Spares | Mtce | 14 | 14Z | BUSHING: STEM VALVE | 1-1/2 IN VALVE,416 SS | *OBS*Gage&Parts-LiqL : SG777 CVMSW W.G. VALVE, SG754-6, 172-XP-001A/B/C | EA | 2 | 1 | 2 | NO | 6268.6331 | 972891.85 | CLARK-RELIANCE | DS720008-20 |  | 02,22 | 1 |  | 2BAB |  | EGTL1-TBW-PRO-DS-720008 |  |  |  |  | 40914
7577 | 29200000TL | 03483 | EGC018003 | P | 58010129 | 58 | EGTL Spares | Mtce | 14 | 14Z | NUT:SIMPLIPORT GAGE | BODY AND ASSEMBLIES,STEEL | *OBS*Gage&Parts-LiqL : &quot;PW68, 172-XP-001A/B/C, LEVEL GAGES LG-0204,0205, 0304, 0305, 0404, 0405 INCLUDES SPRING RETIANER, 2 STAINLESS STEEL SPRING WASHERS AND STEEL PACKING NUT&quot; | EA | 2 | 0 | 0 | NO | 510.2957 | 79197.9 | CLARK-RELIANCE | DS720008-45 |  | 01,21,22 | 1 |  | 2BAB |  | EGTL1-TBW-PRO-DS-720008 |  |  |  |  | 40914
7578 | 29200000TL | 03483 | EGC018003 | P | 58010130 | 58 | EGTL Spares | Mtce | 14 | 14Z | LUBRICANT:PW36 | FOR BOILER | *OBS*Gage&Parts-LiqL : 172-XP-001A/B/C, FOR SIMPLIPORT LEVEL GAUGES, LG-0204, 0205, 0304, 0305, 0404, 0405 | EA | 2 | 1 | 2 | NO | 221.24 | 43473.66 | CLARK-RELIANCE | DS720008-46 |  | 22 | 1 |  | 2BAB |  | EGTL1-TBW-PRO-DS-720008 |  |  |  |  | 40914 | 42419 | 42451
7579 | 29200000TL | 03483 | EGC018003 | P | 58010131 | 58 | EGTL Spares | Mtce | 70 | 70Z | ASSEMBLY:GAGE GLASS MODULE | FOR BOILER | Boilers & Associated Parts : "RPW-87B, 172-XP-001A/B/C, FOR SIMPLIPORT LEVEL GAUGES LG-2024, 0205, 0304, 0305, 0404, 0405INCLUDES STAINLESS STEEL GASKET RETAINER, SEALING GASKET, MICA SHIELD, GAGE GLASS, | EA | 84 | 3 | 5 | NO | 265.5289 | 80798.3744 | CLARK-RELIANCE | RPW-87B |  | 01,22 | 1 |  |  |  | EGTL1-TBW-PRO-DS-720008 |  |  |  |  | 40914 | 43646 | 43659
7580 | 29200000TL | 03483 | EGC018003 | P | 58016386 | 58 | EGTL Spares | Mtce | 56 | 56Z | NUT: LOCK | 5/8-18,SS,X02763,GR 18.8SS | *OBS*Fastener-Other : 183-FE-502, 183-FE-503, 183-FE-502, 183-FE-503. FOR FISCAL METERING SKID | EA | 3 | 0 | 0 | NO | 5.4029 | 838.75 | DANIEL | 1-561-76-183 | 009621-002 | 01,21,22 | 1 | 2AAB | [7 empty] | 41349
7581 | 29200000TL | 03483 | EGC018003 | P | 58021498 | 58 | EGTL Spares | Mtce | 51 | 51Z | HEATER: SPACE, MOTOR 100W | 240VAC 60 HZ | Electric-Other : 144 DEG C MAX SHEATH TEMP, 172-CB-002AM, 172-CB-002BM, 172-CM-002CM, (BOILER) | EA | 1 | 0 | 0 | NO | 708.4106 | 109945.32 | HEATRON LV KS | 020280U1 | WD300A07 | 22 | 1 | 2ABB |  |  | EGTL1-TBW-FUR-DS-720006 |  |  |  |  | 40914
7582 | 29200000TL | 03483 | EGC018003 | P | 58062033 | 58 | EGTL Spares | Mtce | 56 | 56Z | WASHER | 1-1/8 IN UNC. | AUSTENITIC STAINLESS STEEL | EA | 400 | 200 | 400 | NO | 0 | 0 | LAMONS |  |  | 01 |  |  | 2BAB | [6 empty] | 43416
7583 | 29200000TL | 03483 | EGC018003 | P | 58064753 | 58 | EGTL Spares | Mtce | 01 | 01A | BOLT: HEX M12 X 35 | 7900-41064 | CARBON STEEL , B7 | EA | 5 | 15 | 30 | NO | 0 | 0 | AIR PRODUCTS |  |  | 00 | [9 empty] | 43246 | 45063 | [5 empty] | -25 | 1
7584 | 29200000TL | 03483 | EGC018004 | P | 58018489 | 58 | EGTL Spares | Mtce | 51 | 51C | INSERT:THERMOCOUPLE,1/4 IN OD | 19.13 IN LONG SHEATH,3 IN LEAD | Electric Components - Motor / Generator :INCONEL 600,THERMOCOUPLES AND RTDS | EA | 8 | 0 | 0 | NO | 101.7998 | 16806.57 | THERMO ELECTRIC | ASL14KGJ-19.13 |  | 01,22 | 1 | 1CAA | [7 empty] | 41253 |  | 41960
7585 | 29200000TL | 03483 | EGC018004 | P | 58018493 | 58 | EGTL Spares | Mtce | 14 | 14I | INSERT:RTD,1/4 IN OD | 20.63 IN LONG SHEATH,3 IN LEAD | Temperature and heat measuring instruments : 316 SS, CROSS REF DWG EGTL1-THR-INS-DD-301007, EGTL1-THR-INS-DD-302007, THERMOCOUPLES AND RTDS | EA | 6 | 0 | 0 | NO | 88.7468 | 14450.1438 | THERMO ELECTRIC | DRTD14-20.63 |  | 01,22 | 1 | 1CAA | [7 empty] | 41253 | 45662 | 41944 |  |  | -1 | 1
7586 | 29200000TL | 03483 | EGC018004 | P | 58018503 | 58 | EGTL Spares | Mtce | 14 | 14I | INSERT:THERMOCOUPLE,1/4 IN OD | 16.63 IN LONG SHEATH,3 IN LEAD | Temperature and heat measuring instruments : INCONEL 600, CROSS REF DWG: EGTL1-THR-INS-DD-202007, EGTL1-THR-INS-DD-201007,THERMOCOUPLES AND RTDS | EA | 6 | 0 | 0 | NO | 34.8761 | 5782.5933 | THERMO ELECTRIC | ASL14KGJ-16.63 |  | 01,22 | 1 | 1CAA | [7 empty] | 41253 | 41961 | 41948
7587 | 29200000TL | 03483 | EGC018004 | P | 58018504 | 58 | EGTL Spares | Mtce | 14 | 14I | INSERT:THERMOCOUPLE,1/4 IN OD | 17.13 IN LONG SHEATH,3 IN LEAD | Temperature and heat measuring instruments : INCONEL 600,:CROSS REF DWG: EGTL1-THR-INS-DD-201007, EGTL1-THR-INS-DD-202007, THERMOCOUPLES AND RTDS | EA | 8 | 0 | 0 | NO | 34.6079 | 5656.4231 | THERMO ELECTRIC | ASL14KGJ-17.13 |  | 01,22 | 1 | 1CAA | [7 empty] | 41253 |  | 41948
7588 | 29200000TL | 03483 | EGC018004 | P | 58018505 | 58 | EGTL Spares | Mtce | 14 | 14I | INSERT:THERMOCOUPLE,1/4 IN OD | 18.13 IN LONG SHEATH,3 IN LEAD | Temperature and heat measuring instruments : INCONEL 600,THERMOCOUPLES AND RTDS | EA | 2 | 0 | 0 | NO | 37.77 | 6326.475 | THERMO ELECTRIC | ASL14KGJ-18.13 |  | 01,22 | 1 | 1CAA | [7 empty] | 41253 | 45377 | 41948 |  |  | -3 | 1
7589 | 29200000TL | 03483 | EGC018005 | P | 58016416 | 58 | EGTL Spares | Mtce | 66 | 66Z | VALVE: RELIEF, 50 - 6000 PSIG | 3.4 TO 413 BAR SET | Valve-Other : 1/4 IN INLET,1/4 IN OUTLET,OUTLET PRESSURE 1500 PSIG,316 SS BODY,PRESSURE-TEMERATURE OPERATED,-40 DEG F TO 300 DEG F, NUPRO | EA | 4 | 0 | 0 | NO | 211.8743 | 41001 | SWAGELOK | SS-4R3A | 005744-001 | 02,22 | 1 | [8 empty] | 41349 | 44639 | 42050
7590 | 29200000TL | 03483 | EGC018005 | P | 58016419 | 58 | EGTL Spares | Mtce | 66 | 66Z | KIT: SAMPLE RECEIVER | FOR JINC PR53/23/103 | Valve-Other : CONTAINS O-RING,VITON,GAUGE,(2) SS NIPPLE 304 SS,(2) ALUM DUST CAP (3/4 IN AND 1/2 IN) | KI | 2 | 0 | 0 | NO | 105.2097 | 16332.75 | JISKOOT | 3J-45-0190-00 | 007525-003 | 01 | 1 | [8 empty] | 41349
7591 | 29200000TL | 03483 | EGC018005 | P | 58016421 | 58 | EGTL Spares | Mtce | 66 | 66S | VALVE: SOLENOID 1/8 IN PIPE | 1.8W,316 SS BODY,3-WAY | Valve - On/Off, solenoid, actuated :0-500 LB,NPT,HYD,24VDC COIL,STL CHROMATE ENCLOSURE, VERSA, MAN PART NO E5SM-3301-23-316-H2-XNW-D024, LOW POWER | EA | 8 | 4 | 8 | NO | 355.0688 | 68464.8875 | JISKOOT |  | 8533640000 | 02,22 | 1 | [8 empty] | 41349 |  | 42050
7592 | 29200000TL | 03483 | EGC018005 | P | 58023892 | 58 | EGTL Spares | Mtce | 54 | 54A | O' RING: BS4518-0091-16 | FOR UNDERSTRUCTURE | Gaskets : | EA | 1 | 0 | 0 | NO | 4 | 621 | DRESSER RAND | 25900/4014 |  | 01 | [9 empty] | 41395 | 44735
25th May, 2026 Report
7593 | 29300000TL | 03483 | EGC025025 | P | 02349052 | 02 | Caterpillar Parts | Mtce | 72 | 72Z | FILTER:FUEL TYPE:DIESEL | SIZE:4-1/4X9-3/8IN/108 X 234 |  | EA | 3 | 2 | 3 | YES | 20.8196 | 23573.6361 | CATERPILLAR | 3261643 |  | 07 |  |  | 2BBB |  |  |  |  | 326-1641 | GTLU102 | 43769 | 45900 | 45909 | -6 | 2 | -2 | 1 | -2 | 1
7594 | 29200000TL | 03483 | EGC030001 | P | 03486723 | 03 | Caterpillar Parts | Mtce | 87 | 87B | SCREEN TYPE:FILTER SIZE:STD | MESH SIZE:STD WIRE DIA:STD |  | EA | 13 | 12 | 24 | NO | 77.7117 | 27805.2606 | CATERPILLAR | 1W-1564 |  | 00 |  |  | 2BBB | [5 empty] | CATM161 | 43846 | 45882 | 43873 | -1 | 1 | -4 | 4
7595 | 29200000TL | 03483 | EG1015018 | P | 03641432 | 03 | Caterpillar Parts | Mtce | 72 | 72Z | CARTRIDGE:FILTRATION | TYPE:HYDROBLAST SIZE:24K |  | PC | 2 | 1 | 2 | NO | 466.27 | 142678.62 | NLB CORP | CM42545 |  | 16 | [9 empty] | 43272 |  | 43308
7596 | 29300000TL | 03483 | EGC030023 | P | 04495574 | 04 | Caterpillar Parts | Mtce | 87 | 87B | FILTER:OIL | 1R1808 |  | EA | 11 | 12 | 18 | YES | 66.19 | 100020.5423 | CATERPILLAR | 1R1808 |  | 01,12,16 | 1 |  | 2BBB |  |  | 40395 |  | C9 |  | 44781 | 46026 | 45957 | -36 | 22 | -21 | 9 | -10 | 3
7597 | 29200000TL | 03483 | EG1015010 | P | 05555050 | 05 | Automotive Accessories | Mtce | 87 | 87B | FASTENER TYPE:END CAP WITH | SEAL SIZE:2 IN DIA X 3/4 IN |  | EA | 3 | 2 | 3 | NO | 174 | 53324.04 | HYTORC | ST-08-02T/B |  | 07 | [7 empty] | STEALTH 8 |  | 43537 |  | 43569
7598 | 29200000TL | 03483 | EGC023016 | P | 06002397 | 06 | Bearings | Mtce | 50 | 50Z | BEARING TYPE:SHAFT BEARING | SIZE:1-5/8 IN DIA X 4 IN LG |  | EA | 2 | 1 | 2 | NO | 200 | 61292 | METSO AUTOMATION | 060 |  | 00 | [9 empty] | 43397 |  | 43430
7599 | 29300000TL | 03483 | EG1015010 | P | 06002400 | 06 | Bearings | Mtce | 50 | 50Z | BEARING:ROLLER | TYPE:CYLINDERICAL ROLLER |  | EA | 1 | 1 | 2 | YES | 132.5 | 193994.1563 | SKF | NJ 310 E |  | 00 | [8 empty] | BENL1150 | 43770 | 46024 | 45909 | -2 | 2 | -1 | 1 | -1 | 1
7600 | 29200000TL | 03483 | EGC021026 | P | 06002406 | 06 | Bearings | Mtce | 50 | 50Z | BEARING TYPE:STEM BEARING: | STEM; FOR 8 IN 300LB TRUNNION |  | EA | 2 | 1 | 2 | NO | 484.5553 | 174682.2 | PERAR | 27D |  | 00 | [9 empty] | 43504
7601 | 29200000TL | 03483 | EGC021026 | P | 06002407 | 06 | Bearings | Mtce | 50 | 50Z | BEARING TYPE:BALL BEARING: | BALL; FOR 8 IN 300LB TRUNNION |  | EA | 4 | 2 | 4 | NO | 420.7981 | 151697.7 | PERAR | 27A |  | 00 | [9 empty] | 43504
7602 | 29200000TL | 03483 | EGC021026 | P | 06002408 | 06 | Bearings | Mtce | 66 | 66A | SPRING:VALVE TYPE:SEAT SPRING | VALVE SIZE:8 IN SPRING: SEAT; |  | ST | 2 | 1 | 2 | NO | 1020.1165 | 367752 | PERAR | 05 |  | 00 |  |  | 2BBB | [6 empty] | 43504
7603 | 29200000TL | 03483 | EG1015009 | P | 06002410 | 06 | Bearings | Mtce | 50 | 50Z | BEARING TYPE:PUMP BEARING | SIZE:AS SPECIFIED BY MANUAL |  | PC | 2 | 2 | 4 | NO | 57.79 | 17709.7455 | HYTORC | 40600027 |  | 07 | [9 empty] | 43527 |  | 43560
7604 | 29200000TL | 03483 | EG1015009 | P | 06002411 | 06 | Bearings | Mtce | 50 | 50Z | BEARING TYPE:PUMP BEARING | SIZE:AS SPECIFIED STYLE:OPEN |  | PC | 2 | 2 | 4 | NO | 94.93 | 29091.2985 | HYTORC | 40600099 |  | 07 | [9 empty] | 43527 |  | 43560
7605 | 29200000TL | 03483 | EG1015009 | P | 06002412 | 06 | Bearings | Mtce | 50 | 50Z | BEARING TYPE:PUMP BEARING | SIZE:AS SPECIFIED STYLE:OPEN |  | PC | 2 | 2 | 3 | NO | 94.93 | 29091.2985 | HYTORC | 40600800 |  | 07 | [9 empty] | 43527 |  | 43560
7606 | 29300000TL | 03483 | EG1015017 | P | 06002547 | 06 | Bearings | Mtce | 50 | 50Z | BEARING:BALL TYPE:SINGLE ROW | DEEP GROOVE BALL ROW:STD |  | EA | 4 | 2 | 4 | YES | 73.6711 | 58500 | SKF CANADA LTD | 308 TN9/C3 |  | 01,01A,07 |  |  | 2BBB |  |  |  |  | 308 TN9/C3 |  | 45115 | 45398 | 45166 |  |  | -1 | 1
7607 | 29200000TL | 03483 | EGC027014 | P | 07991563 | 07 | Gaskets, Rags, Chain, Packings | Const | 54 | 54A | GASKET:RTJ RING NUMBER:R-16 | PIPE SIZE:1 CLASS:SEE |  | EA | 8 | 0 | 0 | NO | 115.8861 | 35506.0512 | LAMONS KAMMPRO GASKET | 347 SST- 1 INCH PIPE |  | 23 | [9 empty] | 43395 | 44320 | 43556
7608 | 29200000TL | 03483 | EGC027027 | P | 07991564 | 07 | Gaskets, Rags, Chain, Packings | Const | 54 | 54A | GASKET:RTJ RING NUMBER:R-20 | PIPE SIZE:1-1/2 CLASS:SEE |  | EA | 7 | 4 | 10 | NO | 141.8218 | 43452.66 | LAMONS KAMMPRO GASKET | 347 SST- 1-1/2 INCH PIPE |  | 23 | [9 empty] | 43395 | 44320 | 43556
7609 | 29200000TL | 03483 | EGC027027 | P | 07991565 | 07 | Gaskets, Rags, Chain, Packings | Const | 54 | 54A | GASKET:RTJ RING NUMBER:R-24 | PIPE SIZE:2 CLASS:SEE |  | EA | 1 | 0 | 0 | NO | 137.7116 | 42194.584 | LAMONS KAMMPRO GASKET | 347 SST-2 INCH PIPE |  | 23 | [9 empty] | 43395 | 45506 | 43556 |  |  | -5 | 1
7610 | 29200000TL | 03483 | EGC034030 | P | 07991567 | 07 | Gaskets, Rags, Chain, Packings | Const | 54 | 54A | GASKET:RTJ RING NUMBER:R-37 | PIPE SIZE:4 CLASS:SEE |  | EA | 6 | 4 | 10 | NO | 191.2369 | 58595.2568 | LAMONS KAMMPRO GASKET | 347 SST- 4 INCH PIPE |  | 23 | [8 empty] | GTLU090 | 43395 | 45454 | 43556 |  |  | -1 | 1
7611 | 29200000TL | 03483 | EGC042032 | P | 07991573 | 07 | Gaskets, Rags, Chain, Packings | Const | 54 | 54A | GASKET:RTJ RING NUMBER:R-66 | PIPE SIZE:16 CLASS:SEE |  | EA | 10 | 4 | 10 | NO | 757.1348 | 232000.4616 | LAMONS KAMMPRO GASKET | 347 SST-16 INCH PIPE |  | 23 | [9 empty] | 43395 | 44358 | 43556
7612 | 29200000TL | 03483 | EGC027027 | P | 07991577 | 07 | Gaskets, Rags, Chain, Packings | Const | 54 | 54A | GASKET:RTJ RING NUMBER:R-24 | PIPE SIZE:2 CLASS:DESCRIPTION |  | EA | 2 | 4 | 10 | NO | 281.0868 | 86071.58 | LAMONS KAMMPRO GASKET | 316 SST - 2 INCH PIPE |  | 23 | [9 empty] | 43395
7613 | 29200000TL | 03483 | EGC027014 | P | 07991580 | 07 | Gaskets, Rags, Chain, Packings | Const | 54 | 54A | GASKET:RTJ RING NUMBER:R-45 | PIPE SIZE:6 CLASS:SEE |  | EA | 2 | 4 | 10 | NO | 258.3191 | 79099.89 | LAMONS KAMMPRO GASKET | 316 SST - 6 INCH PIPE |  | 23 | [9 empty] | 43395
7614 | 29300000TL | 03483 | EGC023016 | P | 07991589 | 07 | Gaskets, Rags, Chain, Packings | Const | 66 | 66Z | PACKING:VALVE TYPE:GLAND | SIZE:105 I/D X 8 SQ |  | EA | 8 | 5 | 8 | YES | 150 | 55856.25 | TOMOE VALVE |  |  | 01,01A | [9 empty] | 43770 | 44125 | 43912
7615 | 29200000TL | 03483 | EG1015004 | P | 07991592 | 07 | Gaskets, Rags, Chain, Packings | Const | 54 | 54A | O-RING TYPE:ORING, 5.500 X | .139 VITON ID:SEE DESCR OD:SEE |  | EA | 2 | 1 | 2 | NO | 181.85 | 55726.114 | GENERAL VALVE, CAMERON | 8A-62-215-V |  | 00 |  |  | 1BBB |  |  |  |  | FOR VALVE MODEL 1276G |  | 43397 |  | 43544
7616 | 29200000TL | 03483 | EGC027020 | P | 07991603 | 07 | Gaskets, Rags, Chain, Packings | Const | 54 | 54A | GASKET:RTJ RING NUMBER:R-31 | PIPE SIZE:3 CLASS:SEE |  | EA | 1 | 4 | 10 | NO | 186.98 | 57300.012 | LAMONS KAMMPRO GASKET | FOR CHROME 3 INCH PIPE |  | 23 | [8 empty] | JOC549 | 43421 | 44014 | 43780
7617 | 29300000TL | 03483 | EGC027028 | P | 07991615 | 07 | Gaskets, Rags, Chain, Packings | Const | 54 | 54A | GASKET:RTJ RING NUMBER:R-16 | PIPE SIZE:1 INCH CLASS:SEE |  | EA | 2 | 1 | 2 | YES | 29.92 | 35827.8118 | LAMONS KAMMPRO GASKET | FOR 1 INCH PIPE |  | 23 | [9 empty] | 43770 | 45524 | 45827 |  |  | -5 | 1 | -4 | 1
7618 | 29200000TL | 03483 | EGC027014 | P | 07991616 | 07 | Gaskets, Rags, Chain, Packings | Const | 54 | 54A | GASKET:RTJ RING NUMBER:R-20 | PIPE SIZE:1-1/2 CLASS:SEE |  | EA | 6 | 10 | 20 | NO | 86.1247 | 30274.1773 | LAMONS KAMMPRO GASKET | FOR 1-1/2 INCH PIPE |  | 23 | [9 empty] | 43421 | 45133 | [5 empty] | -5 | 3
7619 | 29300000TL | 03483 | EGC027020 | P | 07991617 | 07 | Gaskets, Rags, Chain, Packings | Const | 54 | 54A | GASKET:RTJ RING NUMBER:R-24 | PIPE SIZE:2 CLASS:SEE |  | EA | 2 | 1 | 2 | YES | 197.7 | 273150.228 | LAMONS KAMMPRO GASKET | FOR 2 INCH PIPE |  | 23 | [9 empty] | 43770 |  | 45401
7620 | 29300000TL | 03483 | EGC027020 | P | 07991618 | 07 | Gaskets, Rags, Chain, Packings | Const | 54 | 54A | GASKET:RTJ RING NUMBER:R31 | PIPE SIZE:3 CLASS:SEE |  | EA | 7 | 3 | 5 | YES | 149.8371 | 159992.9766 | LAMONS KAMMPRO GASKET | FOR 3 INCH PIPE |  | 23 | [9 empty] | 43782 | 45372 | 45064 |  |  | -4 | 1
7621 | 29300000TL | 03483 | EGC027014 | P | 07991620 | 07 | Gaskets, Rags, Chain, Packings | Const | 54 | 54A | GASKET:RTJ RING NUMBER:R-45 | PIPE SIZE:6 CLASS:SEE |  | EA | 1 | 2 | 3 | YES | 161.616 | 103897.1426 | LAMONS KAMMPRO GASKET | FOR 6 INCH PIPE |  | 23 | [8 empty] | GTLU097 | 43782 | 46006 | 46013 | -11 | 2 | -4 | 1
7622 | 29200000TL | 03483 | EGC019011 | P | 07991621 | 07 | Gaskets, Rags, Chain, Packings | Const | 54 | 54A | GASKET:RTJ RING NUMBER:R-49 | PIPE SIZE:8 CLASS:SEE |  | EA | 2 | 0 | 0 | NO | 308.5852 | 111244.98 | LAMONS KAMMPRO GASKET | FOR 8 INCH PIPE |  | 23 | [9 empty] | 43421 | 44357
7623 | 29200000TL | 03483 | EGC037031 | P | 07991630 | 07 | Gaskets, Rags, Chain, Packings | Const | 66 | 66H | KIT:REBUILD TYPE:THERMAL | RELIEF APPLICATION:WATER / |  | EA | 8 | 0 | 0 | NO | 4.4205 | 1593.592 | DRESSER CONSOLIDATED | 3610103 |  | 07 | [9 empty] | 43450
7624 | 29200000TL | 03483 | EG1015010 | P | 07991637 | 07 | Gaskets, Rags, Chain, Packings | Const | 54 | 54A | PACKING:RING SET TYPE:PUMP | NUMBER OF RINGS:3 |  | EA | 3 | 0 | 0 | NO | 4.95 | 1516.9275 | HYTORC | 51215001 |  | 07 |  |  | 1BBB | [6 empty] | 43527 |  | 43560
7625 | 29200000TL | 03483 | EG1015009 | P | 07991638 | 07 | Gaskets, Rags, Chain, Packings | Const | 54 | 54A | PACKING:RING SET TYPE:PUMP | NUMBER OF RINGS:4 |  | EA | 3 | 2 | 5 | NO | 5.78 | 1771.281 | HYTORC | 51405091 |  | 07 |  |  | 1BBB | [6 empty] | 43527 |  | 43560
7626 | 29200000TL | 03483 | EG1015010 | P | 07991639 | 07 | Gaskets, Rags, Chain, Packings | Const | 54 | 54A | PACKING:RING SET TYPE:PUMP | NUMBER OF RINGS:2 |  | EA | 3 | 2 | 5 | NO | 5.47 | 1676.2815 | HYTORC | 49000621 |  | 07 |  |  | 1BBB | [6 empty] | 43527 |  | 43560
7627 | 29200000TL | 03483 | EG1015010 | P | 07991640 | 07 | Gaskets, Rags, Chain, Packings | Const | 54 | 54A | PACKING:RING SET TYPE:PUMP | NUMBER OF RINGS:1 |  | EA | 5 | 2 | 7 | NO | 8.71 | 2669.1795 | HYTORC | 49000641 |  | 07 |  |  | 1BBB | [6 empty] | 43527 |  | 43560
7628 | 29200000TL | 03483 | EG1015010 | P | 07991641 | 07 | Gaskets, Rags, Chain, Packings | Const | 54 | 54A | PACKING:RING SET TYPE:PUMP | NUMBER OF RINGS:1 |  | EA | 5 | 2 | 7 | NO | 6.81 | 2086.9245 | HYTORC | 49000821 |  | 07 |  |  | 1BBB | [6 empty] | 43527 |  | 43560
7629 | 29200000TL | 03483 | EG1015010 | P | 07991642 | 07 | Gaskets, Rags, Chain, Packings | Const | 76 | 76Z | SEAL TYPE:PUMP SIZE:1IN | MATL:RND OIL SEAL 24X32X5 BA |  | PC | 3 | 2 | 4 | NO | 107.45 | 32928.0525 | HYTORC | 47002089 |  | 07 | [9 empty] | 43527 |  | 43560
7630 | 29200000TL | 03483 | EG1015010 | P | 07991644 | 07 | Gaskets, Rags, Chain, Packings | Const | 76 | 76Z | SEAL TYPE:PUMP SEAL SIZE:1IN | MATL:HARD RBR SEAL KIT FOR AIR |  | KI | 3 | 2 | 4 | NO | 46.64 | 14292.828 | HYTORC | 31091159 |  | 07 | [9 empty] | 43527 |  | 43560
7631 | 29200000TL | 03483 | EG1015010 | P | 07991645 | 07 | Gaskets, Rags, Chain, Packings | Const | 76 | 76Z | SEAL TYPE:TORQUE SEAL SIZE:1 | IN MATL:HARD RBR SEAL KIT FOR |  | KI | 3 | 0 | 0 | NO | 53.66 | 16444.107 | HYTORC | 31090785 |  | 07 | [9 empty] | 43527 |  | 43560
7632 | 29300000TL | 03483 | EGC039006 | P | 07991665 | 07 | Gaskets, Rags, Chain, Packings | Const | 54 | 54A | GASKET TYPE:EXPANDER CASE | SIZE:STD PRESS. RATING:STD |  | EA | 3 | 0 | 0 | NO | 816.05 | 309690.975 | AIR PRODUCTS | D0000070348 |  | 01,01A |  |  | 2BBB |  |  |  |  | ETAGG-16 |  | 43875 |  | 43970
7633 | 29300000TL | 03483 | EGC039006 | P | 07991666 | 07 | Gaskets, Rags, Chain, Packings | Const | 54 | 54B | SEAL TYPE:PLSTC COV | SIZE:19.021D 1/4X MATL:STD |  | EA | 2 | 0 | 0 | NO | 3330.96 | 1264099.32 | AIR PRODUCTS | SP-250 |  | 01,01A |  |  | 2BBB |  |  |  |  | ETAGG-16 |  | 43875 |  | 43970
7634 | 29300000TL | 03483 | EGC039006 | P | 07991667 | 07 | Gaskets, Rags, Chain, Packings | Const | 54 | 54B | SEAL TYPE:PLSTC COVER | SIZE:23.621D 1/4X MATL:STD |  | EA | 2 | 0 | 0 | NO | 3418.57 | 1297347.315 | AIR PRODUCTS | SP-249 |  | 01,01A |  |  | 2BBB |  |  |  |  | ETAGG-16 |  | 43875 |  | 43970
7635 | 29300000TL | 03483 | EGC033019 | P | 07991668 | 07 | Gaskets, Rags, Chain, Packings | Const | 54 | 54B | O-RING TYPE:EXPANDER ID:35.520 | OD:STD WIDTH:0.275 SEC |  | EA | 2 | 0 | 0 | NO | 150.47 | 59372.4526 | AIR PRODUCT | OR-381 |  | 01,01A |  |  | 2BBB |  |  |  |  | ETAGG-16 |  | 43875 | 44280 | 44308
7636 | 29300000TL | 03483 | EGC033019 | P | 07991669 | 07 | Gaskets, Rags, Chain, Packings | Const | 54 | 54B | O-RING TYPE:EXPANDER ID:18.455 | OD:STD WIDTH:0.275 SEC |  | EA | 2 | 0 | 0 | NO | 533.77 | 202565.715 | AIR PRODUCT | OR-382 |  | 01,01A |  |  | 2BBB |  |  |  |  | ETAGG-16 |  | 43875 |  | 43970
7637 | 29300000TL | 03483 | EGC033019 | P | 07991670 | 07 | Gaskets, Rags, Chain, Packings | Const | 54 | 54B | O-RING TYPE:EXPANDER ID:5.600 | OD:STD WIDTH:0.210 SEC |  | EA | 4 | 0 | 0 | NO | 41.24 | 16271.8606 | AIR PRODUCTS | OR-383 |  | 01,01A |  |  | 2BBB |  |  |  |  | ETAGG-16 |  | 43875 |  | 44189
7638 | 29300000TL | 03483 | EGC033019 | P | 07991671 | 07 | Gaskets, Rags, Chain, Packings | Const | 54 | 54B | O-RING TYPE:EXPANDER ID:1.350 | OD:STD WIDTH:0.210 SEC |  | EA | 2 | 0 | 0 | NO | 13.73 | 5210.535 | AIR PRODUCTS | OR-317 |  | 01,01A |  |  | 2BBB |  |  |  |  | ETAGG-16 |  | 43876 |  | 43970
7639 | 29300000TL | 03483 | EGC024003 | P | 07991702 | 07 | Gaskets, Rags, Chain, Packings | Const | 54 | 54A | SEAL:RING TYPE:RADIAL; | RND&U-SPR ID:2.22 OD:2.59 |  | EA | 3 | 2 | 3 | YES | 342 | 140049 | FISHER CONTROL | 17A4309X012 |  | 01,01A,07 |  |  | 2BBB |  |  |  |  | SN IA33409 |  | 43989 |  | 44329
7640 | 29300000TL | 03483 | EGC024003 | P | 07991703 | 07 | Gaskets, Rags, Chain, Packings | Const | 66 | 66P | SEAT:RING TYPE:SEAT RING SEAT | SIZE:3 IN CL1500, 2 1/2PORT |  | EA | 2 | 1 | 2 | YES | 703 | 287878.5 | FISHER CONTROL | 22B6097X012 |  | 01,01A,07 | [7 empty] | SN IA33409 |  | 43989 |  | 44329
7641 | 29300000TL | 03483 | EGC024003 | P | 07991704 | 07 | Gaskets, Rags, Chain, Packings | Const | 14 | 14C | RING:SEAL TYPE:SEAL RING/SPR, | RADIAL SIZE:3 IN MATL:STD |  | EA | 2 | 1 | 2 | YES | 1406 | 575757 | FISHER CONTROL | 17A4310X022 |  | 01,01A,07 | [7 empty] | SN IA33409 |  | 43989 |  | 44329
7642 | 29300000TL | 03483 | EGC025027 | P | 07991853 | 07 | Gaskets, Rags, Chain, Packings | Const | 54 | 54A | GASKET:SPIRAL WOUND TYPE:SW | TYPE ALLOY 20 W/PTFE LINING |  | EA | 12 | 8 | 12 | YES | 33.37 | 13695.3817 | FLEXITALLIC |  |  | 01,21 | [9 empty] | 44348 |  | 44426
7643 | 29300000TL | 03483 | EGC025027 | P | 07991854 | 07 | Gaskets, Rags, Chain, Packings | Const | 54 | 54A | GASKET:SPIRAL WOUND TYPE:SW | TYPE ALLOY 20 W/PTFE LINING |  | EA | 10 | 8 | 12 | YES | 38.96 | 15989.5736 | FLEXITALLIC |  |  | 01,21 | [9 empty] | 44348 | 45673 | 44426 | -2 | 1
7644 | 29300000TL | 03483 | EGC025027 | P | 07991855 | 07 | Gaskets, Rags, Chain, Packings | Const | 54 | 54A | GASKET:SPIRAL WOUND TYPE:SW | TYPE ALLOY 20 W/PTFE LINING |  | EA | 12 | 8 | 12 | YES | 45.01 | 18472.5541 | FLEXITALLIC |  |  | 01,21 | [9 empty] | 44348 |  | 44426
7645 | 29300000TL | 03483 | EGC025027 | P | 07991856 | 07 | Gaskets, Rags, Chain, Packings | Const | 54 | 54A | GASKET:SPIRAL WOUND TYPE:SW | TYPE ALLOY 20 W/PTFE LINING |  | EA | 2 | 1 | 2 | YES | 37.14 | 53606.019 | FLEXITALLIC |  |  | 01,21 | [8 empty] | GTLU092 | 44348 | 45771 | 45775 | -6 | 3 |  |  | -6 | 1
7646 | 29300000TL | 03483 | EGC025027 | P | 07991857 | 07 | Gaskets, Rags, Chain, Packings | Const | 54 | 54A | GASKET:SPIRAL WOUND TYPE:SW | TYPE ALLOY 20 W/PTFE LINING |  | EA | 12 | 8 | 12 | YES | 85.82 | 35221.3862 | FLEXITALLIC |  |  | 01,21 | [9 empty] | 44348 |  | 44426
7647 | 29300000TL | 03483 | EGC025015 | P | 07991858 | 07 | Gaskets, Rags, Chain, Packings | Const | 54 | 54A | GASKET:SPIRAL WOUND TYPE:SW | TYPE ALLOY 20 W/PTFE LINING |  | EA | 12 | 8 | 12 | YES | 38.96 | 16213.204 | FLEXITALLIC |  |  | 01,21 | [9 empty] | 44348 |  | 44426
7648 | 29300000TL | 03483 | EGC035006 | S | 07992163 | 07 | Gaskets, Rags, Chain, Packings | Const | 53 | 53Z | CLEANER TYPE:BELZONA 9111 | DEGREASER FORM:STD CONT:STD |  | EA | 14 | 9 | 14 | YES | 32 | 46689.28 | BELZONA | BELZONA 9111 |  | 01,01A,07 |  |  | 2BBB |  |  |  |  | BELZONA 9111 DEGREASER |  | 45303 |  | 45976
7649 | 29300000TL | 03483 | EGC044025 | P | 07992471 | 07 | Gaskets, Rags, Chain, Packings | Const | 66 | 66S | KIT:REBUILD TYPE:ACTUATOR | REPAIR SET |  | EA | 4 | 3 | 5 | YES | 1656.72 | 2573300.34 | LINDE/MAPAG VALVES | 01.2 5211 F1A0120KA4S |  | 01,01A,02 |  |  | 2BBB |  |  |  |  | F1F0120KA4S 160-KV-#1 |  | 45419 |  | 45449
7650 | 29300000TL | 03483 | EGC044025 | P | 07992472 | 07 | Gaskets, Rags, Chain, Packings | Const | 66 | 66S | KIT:REBUILD TYPE:ACTUATOR | REPAIR SET |  | EA | 4 | 3 | 5 | YES | 2029.11 | 3151715.1075 | LINDE/MAPAG VALVES | 03.2 5214 A 250-K-R |  | 01,01A,02 |  |  | 2BBB |  |  |  |  | A 250-K-R |  | 45419 |  | 45449
7651 | 29300000TL | 03483 | EGC045012 | P | 07992473 | 07 | Gaskets, Rags, Chain, Packings | Const | 66 | 66S | KIT:REBUILD TYPE:ACTUATOR | REPAIR SET |  | EA | 4 | 3 | 5 | YES | 1152.36 | 1789903.17 | LINDE/MAPAG VALVES | 02.2 5212 F60-K-R |  | 01,01A,02 |  |  | 2BBB |  |  |  |  | F60-K-R |  | 45419 |  | 45449
7652 | 29300000TL | 03483 | EGC045012 | P | 07992474 | 07 | Gaskets, Rags, Chain, Packings | Const | 66 | 66S | KIT:REBUILD TYPE:ACTUATOR | REPAIR SET |  | EA | 4 | 3 | 5 | YES | 1027.65 | 1596197.3625 | LINDE/MAPAG VALVES | 04.2 5215 A 30-K |  | 01,01A,02 |  |  | 2BBB |  |  |  |  | A 30-K 160-KV-#5 |  | 45419 |  | 45449
7653 | 29300000TL | 03483 | EGC028004 | P | 08109217 | 08 | Heavy Automotive Units | Mtce | 64 | 64B | GEARBOX TYPE:SPEED REDUCER | GEAR RATIO:NA SPEED:NA |  | AS | 2 | 0 | 1 | YES | 554.89 | 210580.755 | BONFIGLIOLI GROUP | VF 44 P1 20 |  | 00 | [7 empty] | VF 44 P1 20 |  | 43770 |  | 44022
7654 | 29300000TL | 03483 | EGC039006 | P | 08109220 | 08 | Heavy Automotive Units | Mtce | 88 | 88Z | VANE TYPE:EXPANDER SIZE:STD | MATL:STD VANE: EXPANDER; |  | EA | 32 | 0 | 0 | NO | 598.32 | 227062.44 | AIR PRODUCTS | D0000072187-01 |  | 01,01A |  |  | 2BBB |  |  |  |  | ETAGG-16 |  | 43875 |  | 43970
7655 | 29300000TL | 03483 | EGC033019 | P | 08109221 | 08 | Heavy Automotive Units | Mtce | 88 | 88Z | PIN TYPE:BEARING SIZE:STD | MATL:STD PIN: BEARING; PARENT |  | EA | 2 | 0 | 0 | NO | 1197.14 | 454314.63 | AIR PRODUCTS | 214414B-G501 |  | 01,01A,02,21 |  |  | 2BBB |  |  |  |  | ETAGG-16 |  | 43875 |  | 43970
7656 | 29200000TL | 03483 | EGC044009 | P | 09035211 | 09 | Misc. Automotive Units | Mtce | 86 | 86Z | ELEMENT: FILTER,AIR | 17801-61030 |  | EA | 6 | 3 | 6 | NO | 30.802 | 4784.4849 | TOYOTA | 17801-61030 |  | 01 | 1 |  | 1BBB | [5 empty] | MUNIN293 | 41003
7657 | 29200000TL | 03483 | EGC044017 | P | 09751612 | 09 | Misc. Automotive Units | Mtce | 86 | 86Z | ELEMENT: SUB-ASSY AIR CLEANER | 17801-0C010 |  | EA | 4 | 0 | 0 | NO | 21.1445 | 3284.3835 | TOYOTA | 17801-0C010 |  | 01 | 1 |  | 2CBC |  |  | 30398 |  |  | MUNIN263 | 41003
7658 | 29200000TL | 03483 | EGC027024 | P | 11990444 | 11 | Bolts, Nuts, Washers | Const | 56 | 56Z | BOLT: STUD THRD W/2HVY HEX NUT | SIZE:1IN X 6.938IN BOLT LENGTH | 1 IN DIA: W/2 HVY HEX NUT: ASSEMBLED COMBINED (IMP SIZE X METRIC LG); SS ASTM A453 GR-660 CL. A OR B; 1" X 6.938" BOLT LENGTH | EA | 20 | 12 | 24 | NO | 227.8933 | 69706.4394 | HYDROBOLT USA-STUDBOLT | 1 X 6.938 IN. |  | 07 | [7 empty] | SS/ASTM A453/GR-660#.A/B |  | 43231 | 44284 | 43398
7659 | 29300000TL | 03483 | EGC026030 | P | 11990453 | 11 | Bolts, Nuts, Washers | Const | 56 | 56Z | BOLT: STUD THRD W/2HVY HEX NUT | SIZE: 3/4IN X 110MM (4.375IN) | 3/4 IN DIA: W/2 HVY HEX NUT: ASSEMBLED COMBINED (IMP SIZE X METRIC LG); ASTM A193 GR. B16/ASTM A194 GR.7; 3/4" X 110MM (4.375") BOLT LENGTH | EA | 256 | 38 | 55 | YES | 5.2953 | 8618.3061 | HYDROBOLT USA-STUDBOLT | 3/4 IN X 110 MM(4.375") |  | 07 | [7 empty] | A193 GR. B16/A194 GR.7 ST |  | 43769 | 45566 | 45499 |  |  | -16 | 1
7660 | 29300000TL | 03483 | EGC022024 | P | 11990454 | 11 | Bolts, Nuts, Washers | Const | 56 | 56Z | BOLT: STUD THRD W/2HVY HEX NUT | SIZE:3/4IN X 115 MM (4.563IN) | 3/4 IN DIA: W/2 HVY HEX NUT: ASSEMBLED COMBINED (IMP SIZE X METRIC LG); ASTM A193 GR. B16/ASTM A194 GR.7; 3/4" X 115 MM (4.563") BOLT LENGTH | EA | 63 | 122 | 175 | YES | 24.2881 | 32777.5382 | HYDROBOLT USA-STUDBOLT | 3/4 X 115 MM(4.563") |  | 07 | [7 empty] | A193 GR. B16/A194 GR.7 ST | 7SN031 | 43769 | 45653 | 45658 |  |  | -28 | 1 | -103 | 2
7661 | 29300000TL | 03483 | EGC018024 | P | 11990455 | 11 | Bolts, Nuts, Washers | Const | 56 | 56Z | BOLT: STUD THRD W/2HVY HEX NUT | SIZE: 7/8IN X 130 MM(5.125IN) | 7/8 IN DIA: W/2 HVY HEX NUT: ASSEMBLED COMBINED (IMP SIZE X METRIC LG); ASTM A193 GR. B16/ASTM A194 GR.7; 7/8" X (5.125") BOLT LENGTH | EA | 8 | 5 | 8 | YES | 45.6163 | 71449.2035 | HYDROBOLT GROUP USA | 7/8 IN X 130 MM (5.125") |  | 07 | [7 empty] | A193 GR. B16/A194 GR.7 ST |  | 43782 |  | 45427
7662 | 29200000TL | 03483 | EGC034018 | P | 11990512 | 11 | Bolts, Nuts, Washers | Const | 66 | 66F | SCREW TYPE:DISC SEAL M20 X 40 | LG:40 MATL:ST STL A4 GR 80 | DISC SEAL SCREW M20 X 40LG (SS 316) ONLY WITH DRAWING NO 30003 AND ITEM NO:22 SEE ATTACHMENT. FOR REPAIR OF 110-HV-1383. AS PER PART LIST | EA | 10 | 0 | 0 | NO | 30.45 | 9331.4025 | TOMOE VALVE |  |  | 01,01A,18 | [9 empty] | 43397 |  | 43567
7663 | 29200000TL | 03483 | EGC034018 | P | 11990513 | 11 | Bolts, Nuts, Washers | Const | 66 | 66F | SCREW TYPE:BODY SEAT M20 X 45 | LG:45 MATL:ST STL A4 GR 80 | BODY SEAT SCREW M20 X 45 (SS 316) ONLY WITH DRAWING NO 30067 AND ITEM NO:24 SEE ATTACHMENT. FOR REPAIR OF 110-HV-1383. AS PER PART LIST | EA | 15 | 0 | 0 | NO | 36.22 | 11099.619 | TOMOE VALVE |  |  | 01,01A | [9 empty] | 43397 |  | 43567
7664 | 29200000TL | 03483 | EGC034018 | P | 11990514 | 11 | Bolts, Nuts, Washers | Const | 66 | 66F | SCREW TYPE:MTG PLATE SCREW M24 | X 40 LG:40 MATL:ST STL A4 GR | 80 MTG PLATE SCREW M24 X 40LG (ST STL A4 GR 80) ONLY WITH DRAWING NO 30026 AND ITEM NO:25 SEE ATTACHMENT. FOR REPAIR OF 110-HV-1383 AS PER PART LIST | EA | 6 | 2 | 6 | NO | 88.97 | 27264.8565 | TOMOE VALVE |  |  | 01,01A | [9 empty] | 43397 |  | 43567
7665 | 29200000TL | 03483 | EGC034018 | P | 11990515 | 11 | Bolts, Nuts, Washers | Const | 66 | 66Z | SCREW TYPE:END COVER M24 X 70 | LG:70 MATL:A193 GR B8M CI 2 | END COVER SCREW M24 X 70LG (A193 GR B8M CI 2) ONLY WITH DRAWING NO 30027 AND ITEM NO:26 SEE ATTACHMENT. FOR REPAIR OF 110-HV-1383 AS PER PART LIST | EA | 5 | 0 | 0 | NO | 162.22 | 49712.319 | TOMOE VALVE |  |  | 01,01A | [9 empty] | 43397 | 43863 | 43567
7666 | 29200000TL | 03483 | EGC034018 | P | 11990518 | 11 | Bolts, Nuts, Washers | Const | 66 | 66Z | SCREW TYPE:DISC SEAL M16 X 25 | LG:25 MATL:ST STL A4 GR 80 | DISC SEAL SCREW M16 X 25(ST STL A4 GR 80) ONLY WITH DRAWING NO 30117 AND ITEM NO:40 SEE ATTACHMENT. FOR REPAIR OF 110-HV-1383 AS PER PART LIST | EA | 3 | 1 | 3 | NO | 31.23 | 9570.4335 | TOMOE VALVE |  |  | 01,01A | [9 empty] | 43397 |  | 43567
7667 | 29200000TL | 03483 | EGC034018 | P | 11990519 | 11 | Bolts, Nuts, Washers | Const | 66 | 66Z | SCREW TYPE:DISC SEAL M16 X 30 | LG:30 MATL:ST STL A4 GR 80 | DISC SEAL SCREW M16 X 30(ST STL A4 GR 80) ONLY WITH DRAWING NO 30024 AND ITEM NO:41 SEE ATTACHMENT. FOR REPAIR OF 110-HV-1383 AS PER PART LIST | EA | 4 | 0 | 0 | NO | 31.35 | 9607.2075 | TOMOE VALVE |  |  | 01,01A | [9 empty] | 43397 |  | 43567
7668 | 29300000TL | 03483 | EGC020015 | P | 11990524 | 11 | Bolts, Nuts, Washers | Const | 66 | 66F | SCREW TYPE:HXSC 1/4-20 UNC, | .50 GR5 DIA:SEE DESCR LG:SEE | DESCR HEAD:SEE DESCR THRDS:SEE DESCR MATL:SEE DESCR SPEC:SEE DESCR GRADE:SEE DESCR SCREW:HXSC 1/4-20 UNC, .50 GR5. FOR GENERAL VALE CAMERON, MODEL 1261G | EA | 2 | 1 | 2 | YES | 57.46 | 20714.33 | GENERAL VALVE, CAMERON | 8A-73-28 |  | 00 | [7 empty] | FOR VALVE MODEL 1261G |  | 43785 |  | 43886
7669 | 29300000TL | 03483 | EGC020015 | P | 11990525 | 11 | Bolts, Nuts, Washers | Const | 66 | 66F | SCREW TYPE:HXHD 5/16-18 | UNC,.75 GR5 DIA:SEE DESCR | LG:SEE DESCR HEAD:SEE DESCR THRDS:SEE DESCR MATL:SEE DESCR SPEC:SEE DESCR GRADE:SEE DESCR SCREW:HXHD 5/16-18 UNC,.75 GR5. FOR GENERAL VALVE CAMERON, MODEL 1261G | EA | 2 | 1 | 2 | YES | 57.39 | 20689.095 | GENERAL VALVE, CAMERON | 8A-72-4 |  | 00 | [7 empty] | FOR VALVE MODEL 1261G |  | 43785 |  | 43886
7670 | 29300000TL | 03483 | EGC039024 | P | 11990559 | 11 | Bolts, Nuts, Washers | Const | 56 | 56Z | BOLT:HEX HEAD TYPE:STUD DIA:1 | IN LG:210 MM LG THRDS:STD | MATL:STAINLESS STEEL SPEC:ASTM A193 GR B8 CL 2, ASTM A19 GRADE:B8 CL2 BOLT: STUD, 1 IN X 210 MM LG WITH TWO HEAVY HEX NUTS(8UN THDS); ASSEMBLED; STAINLESS STEEL, ASTM A193 GRADE B8 CLASS 2, ASTM A194 GRADE 8. | EA | 8 | 2 | 3 | YES | 38.525 | 57128.8112 | HYDROBOLT USA-STUDBOLT | 1 IN X 210 MM LG |  | 02,07,21 | [9 empty] | 43770 |  | 45357
7671 | 29300000TL | 03483 | EGC039024 | P | 11990561 | 11 | Bolts, Nuts, Washers | Const | 56 | 56Z | BOLT:HEX HEAD TYPE:STUD | DIA:5/8 IN LG:90 MM LG | THRDS:8UN THDS MATL:STAINLESS STEEL SPEC:ASTM A193 GRADE B8 CLASS 2, A GRADE:B8 CL2 AISI 304 BOLT: STUD, 5/8 IN X 90 MM LGWITH TWO HEAVY HEX NUTS AND BOLT (8UN THDS); ASSEMBLED; STAINLESS STEEL CLASS 2 STAINLESS STEEL, AISI 304, HEAVY HEX NUTS ASTM A194 | EA | 15 | 2 | 3 | YES | 5.3438 | 8607.9697 | HYDROBOLT USA-STUDBOLT | 5/8 IN X 90 MM LG |  | 02,07,21 | [9 empty] | 43770 |  | 45428
7672 | 29200000TL | 03483 | EGC039024 | P | 11990562 | 11 | Bolts, Nuts, Washers | Const | 56 | 56Z | BOLT:HEX HEAD TYPE:STUD | DIA:5/8 IN LG:100 MM LG | THRDS:8UN THDS MATL:STAINLESS STEEL SPEC:ASTM A193 GRADE B8 CLASS 2, A GRADE:B8 CL2 AISI 304 BOLT: STUD, 5/8 IN X 100 MM LG WITH TWO HEAVY HEX NUTS AND BOLT (8UN THDS); ASSEMBLED; STAINLESS STEEL CLASS 2 STAINLESS STEEL, AISI 304, HEAVY HEX NUTS ASTM A1 | EA | 18 | 2 | 3 | NO | 26.15 | 8013.792 | HYDROBOLT USA-STUDBOLT | 5/8 IN X 100 MM LG |  | 02,07,21 | [9 empty] | 43445 | 44290 | 43549
7673 | 29300000TL | 03483 | EGC039031 | P | 11990566 | 11 | Bolts, Nuts, Washers | Const | 56 | 56Z | BOLT:HEX HEAD TYPE:STUD | DIA:5/8 IN LG:130 MM LG | THRDS:8UN THDS MATL:STAINLESS STEEL SPEC:ASTM A193 GRADE B8 CLASS 2, A GRADE:B8 CL2 AISI 304 BOLT: STUD, 5/8 IN X 130 MM LG WITH TWO HEAVY HEX NUTS AND BOLT (8UN THDS); ASSEMBLED; STAINLESS STEEL CLASS 2 STAINLESS STEEL, AISI 304, HEAVY HEX NUTS ASTM A1 | EA | 25 | 4 | 7 | YES | 6.4592 | 10446.7981 | HYDROBOLT USA-STUDBOLT | 5/8 IN X 130 MM LG |  | 02,07,21 | [9 empty] | 43770 |  | 45428
7674 | 29300000TL | 03483 | EGC039024 | P | 11990569 | 11 | Bolts, Nuts, Washers | Const | 56 | 56Z | BOLT:HEX HEAD TYPE:STUD | DIA:5/8 IN LG:160 MM LG | THRDS:8UN THDS MATL:STAINLESS STEEL SPEC:ASTM A193 GRADE B8 CLASS 2, A GRADE:B8 CL2 AISI 304 BOLT: STUD, 5/8 IN X 160 MM LG WITH TWO HEAVY HEX NUTS AND BOLT (8UN THDS); ASSEMBLED; STAINLESS STEEL CLASS 2 STAINLESS STEEL, AISI 304, HEAVY HEX NUTS ASTM A1 | EA | 3 | 2 | 3 | YES | 28.0067 | 43542.118 | HYDROBOLT USA-STUDBOLT | 5/8 IN X 160 MM LG |  | 02,07,21 | [9 empty] | 43770 | 45642 | 45784 |  |  | -4 | 1
7675 | 29200000TL | 03483 | EGC021026 | P | 11990626 | 11 | Bolts, Nuts, Washers | Const | 66 | 66A | WASHER TYPE:THRUST WASHER: | UPPER THRUST; FOR 8 IN 300LB | TRUNNION MOUNTED BALL VALVE(145-XXV-0001); TYPE - EB; MANUFACTURER - PERAR. | EA | 2 | 0 | 0 | NO | 484.5553 | 174682.2 | PERAR | 07 |  | 00 |  |  | 2BBB | [6 empty] | 43504
7676 | 29200000TL | 03483 | EGC021026 | P | 11990627 | 11 | Bolts, Nuts, Washers | Const | 66 | 66A | WASHER TYPE:THRUST WASHER: | UPPER THRUST; FOR 8 IN 300LB | TRUNNION MOUNTED BALL VALVE(145-XXV-0001); TYPE - EB; MANUFACTURER - PERAR. | EA | 2 | 0 | 0 | NO | 484.5553 | 174682.2 | PERAR | 28A |  | 00 | [9 empty] | 43504
7677 | 29200000TL | 03483 | EGC021026 | P | 11990628 | 11 | Bolts, Nuts, Washers | Const | 66 | 66A | WASHER TYPE:THRUST WASHER: | LOWER THRUST; FOR 8 IN 300LB | TRUNNION MOUNTED BALL VALVE(145-XXV-0001); TYPE - EB; MANUFACTURER - PERAR. | EA | 2 | 0 | 0 | NO | 484.5553 | 174682.2 | PERAR | 28B |  | 00 | [9 empty] | 43504
7678 | 29300000TL | 03483 | EGC019003 | P | 11990715 | 11 | Bolts, Nuts, Washers | Const | 56 | 56Z | SCREW:SET TYPE:MTG PLATE SCREW | DIA:M24 X 55 LG:55 THRDS:STD | POINT:STD HEAD:STD MATL:ST STL A4 GR 80 SPEC:STD GRADE:A4 GR 80 MTG PLATE SCREW M24 X 55 ST STL A4 GR 80 PART/DWG REF NO. 36367 FOR BUTTERFLY VALVE 18 IN LUGGED DESIGN WITH BLIND BUT TAPPED HOLES, LUGGED WAFER BETWEEN 900# RTJ FLANGES, TAG. 110-HV-1383 & | EA | 8 | 5 | 8 | YES | 85.01 | 34825.1966 | TOMOE VALVE | 36367A |  | 01,01A | [7 empty] | TOMOE GA 41429 |  | 44266 |  | 44316
7679 | 29300000TL | 03483 | EGC019003 | P | 11990716 | 11 | Bolts, Nuts, Washers | Const | 56 | 56Z | SCREW:SET TYPE:END COVER SCREW | DIA:M20 X 55 LG:55 THRDS:STD | POINT:STD HEAD:STD MATL:STD SPEC:STD GRADE:A193 GR B8M CL 2 END COVER SCREW M20 X 55 A193 GR B8M CL 2 PART/DWG REF NO.30166 FOR BUTTERFLY VALVE 18 IN LUGGED DESIGN WITH BLIND BUT TAPPED HOLES, LUGGED WAFER BETWEEN 900# RTJ FLANGES, TAG. 110-HV-1383 & 110- | EA | 12 | 8 | 12 | YES | 101.46 | 41564.1036 | TOMOE VALVE | 30166A |  | 01,01A | [7 empty] | TOMOE GA 41429 |  | 44266 |  | 44316
7680 | 29200000TL | 03483 | EGC024009 | P | 26002051 | 26 | Electrical Supplies/Hardware | Mtce | 51 | 51Z | BLOCK:CONTACT,CONTROL,SEALED, | 0.15AAC,0.06ADC,1NO-1NC | Electric-Other : BULLETIN 800T. | EA | 1 | 0 | 0 | NO | 134.5058 | 20875.3 | ALLEN BRADLEY | 800T-XAP |  | 01 | 1 | 1CCC | 1CCC | [5 empty] | MGRL002 | 40915
7681 | 29200000TL | 03483 | EGC022009 | P | 26002301 | 26 | Electrical Supplies/Hardware | Mtce | 51 | 51B | LAMP: INDICATOR,RED, | LIGHT,PILOT 240/480/600V, | Electric Components - Lighting : | EA | 6 | 4 | 6 | NO | 41.6581 | 10289.2068 | ALLEN BRADLEY | 800T-N318R |  | 01,10 |  | 1CCC | 1CCC | [6 empty] | 40915 | 42919 | 42947
7682 | 29200000TL | 03483 | EGC020020 | P | 26002632 | 26 | Electrical Supplies/Hardware | Mtce | 51 | 51Z | RELAY: 120 VAC, DPDT, 10 AMP | SILVER CAD OXIDE, HERM. SEALED | Electric-Other : RELAY: CONTROL, 120 VAC, 50/60 HZ, DPDT, 10 AMP SILVER CAD OXIDE, NO INDICATOR LAMP, 8 PIN HAZARDOURS LOCATIONS, MERMETICALLY SEALED POTTER & BRUMFIELD, PART #KR-11AGE-120 | EA | 1 | 0 | 0 | NO | 103.066 | 16001 | POTTER & BRUMFIELD | KR-11AGE-120 |  | 01,10 |  | 2BBB | 2BBB | [6 empty] | 41631
7683 | 29200000TL | 03483 | EGC035023 | P | 26005030 | 26 | Electrical Supplies/Hardware | Mtce | 51 | 51Z | ELBOW:CONDUIT,DUST-IGNITION | PROOF,EP RIGID,2 IN,FEMALE | Electric-Other : THD,FERALOY IRON,90 DEG | EA | 10 | 5 | 10 | NO | 24.7372 | 3842.4375 | CROUSE-HINDS | EL69 |  | 01 | 1 | [8 empty] | 41086
7684 | 29200000TL | 03483 | EGC024009 | P | 26006061 | 26 | Electrical Supplies/Hardware | Mtce | 51 | 51Z | FUSE:FAST ACTING,MINIATURE | TUBE,5A,120VAC,10KA IR,GLASS, | Electric-Other : 5MM DIA X 20MM LG. | EA | 185 | 0 | 0 | NO | 1.0357 | 160.7934 | BUSSMANN | GMA-5A |  | 01 | 1 |  | 2BBB | [6 empty] | 41189 | 41842
7685 | 29200000TL | 03483 | EGC022004 | P | 26013036 | 26 | Electrical Supplies/Hardware | Mtce | 51 | 51K | TRANSFORMER,OVERHEAD: | ENCAPSULATED INDUSTRIAL | Power conditioning equipment : CONTROL,0.15KVA,480/240,120/110, WITH 2 POLE PRIMARY FUSE BLOCK, SECONDARY, WITH FUSE CLIPS, TYPE MTE. | EA | 1 | 0 | 0 | NO | 173.4889 | 26935.88 | CUTLER-HAMMER | C0150E2AFB |  | 01,10 | 1 |  | 2BBC |  |  |  |  | C0300 |  | 40915
7686 | 29200000TL | 03483 | EGC023009 | P | 26016105 | 26 | Electrical Supplies/Hardware | Mtce | 51 | 51F | BREAKER:CIRCUIT,ADJUSTABLE | TRIP,600VAC,250VDC,3 POLE,3A | Electric Components - Circuit Protection:INSTANTANEOUS, TRIP SETTINGS AT 9-30A, TYPE MCP, STYLE 6630C87G03 | EA | 2 | 0 | 0 | NO | 350.6757 | 54456.43 | WESTINGHOUSE ELECTRIC | HMCP003A0C |  | 01,10 | 1 | 1CCC | 1CCC | [6 empty] | 40915
7687 | 29200000TL | 03483 | EGC021027 | P | 26023314 | 26 | Electrical Supplies/Hardware | Mtce | 51 | 51Z | RELAY: TRIP COIL MONITOR, | E-MAX MODEL RAW-1D, | Electric-Other : 125VDC WIRED LED RED, FOR USE ON DSWIP. REPLACED AGBAMI-SB SYMBOL # 97808229 | EA | 2 | 0 | 0 | NO | 188.8879 | 29326.73 | E-MAX | 632A304 |  | 01,10,22 | 1 |  |  |  |  | 16702 |  |  |  | 40915
7688 | 29200000TL | 03483 | EG1015004 | P | 26024188 | 26 | Electrical Supplies/Hardware | Mtce | 51 | 51Z | RELAY:DC CONTROL | TYPE:MINIATURE CONTROL COIL | CONTACT RATING:24VDC CONTACT ARRANGEMENT:2NO-2NC CONTACT:UNIVERSAL ACTION:DPDT COIL VOL:24VDC TERMINAL:5 PIN MOUNT:PANEL ENCLOSURE:IEC RELAY: CONTROL MINIATURE COIL, 24VDC, P/N: 700DC-M220 ; MANUFACTURER: ALLEN BRADLEY ; RELAY TYPE: CONTROL ; 3 PHASE ; 6 | EA | 2 | 0 | 0 | NO | 80.8054 | 29089.95 | ALLEN BRADLEY | 700DC-M220 |  | 00,29 |  |  | 1ABB | [6 empty] | 43158 |  | 43394
7689 | 29200000TL | 03483 | EG1015011 | P | 26024196 | 26 | Electrical Supplies/Hardware | Mtce | 11 | 11M | Isolated Barrier (K-System) | Power Feed Module | PEPPERL + FUCHS POWER FEED MODULE ISOLATED BARRIER K-SYSTEM MODEL/PART NUMBER KFD2-EB2 | EA | 4 | 2 | 5 | NO | 162.16 | 49583.6632 | PEPPERL+FUCHS COMPANY | KFD2-EB2 |  | 00 |  |  | 1BBB | [6 empty] | 43171 | 45594 | 43342 |  |  | 0 | 2
7690 | 29300000TL | 03483 | EG1015020 | P | 26024198 | 26 | Electrical Supplies/Hardware | Mtce | 14 | 14H | SENSOR:PRESSURE TYPE:GAS | RANGE:0-10 BAR RATING:24 VOLT | DC CONN:1/8NPT MATL:STL VDO 30/138 OIL PRESSURE SENSOR 0-10 BAR, PRESSURE TRANSMITTER TYPE: OIL PRESSURE SENOR SIZE:0-10BAR,1/8NPT,1.25+0.3 CAR MAKE: VDO OE NO.:30/138 | EA | 4 | 4 | 6 | YES | 186.735 | 297146.9295 | VDO | 30/138 |  | 07 | [7 empty] | VDO 30/138 | BCIL023 | 43769 | 45856 | 45793 | -5 | 3 |  |  | -8 | 4
7691 | 29200000TL | 03483 | EG1015019 | P | 26024212 | 26 | Electrical Supplies/Hardware | Mtce | 11 | 11M | MODULE:INTERFACE TYPE:CHANNNEL | IN/OUT PUT I/P:4 / 24 VDC | O/P:12 V DC POWER SOURCE:24VDC EIM PLUS MK4 24V INTERFACE MODULE EIM 258-9755 2589755 FOR FG WILSON ENGINE HTTPS://WWW.EBAY.COM/P/24V-INTERFACE-MODULE-EIM-258-9755-2589755-FOR-FG-WILSON-ENGINE/10005352981 | EA | 7 | 0 | 0 | NO | 229.628 | 70301.7306 | FG WILSON ENG LTD | 2589755 |  | 07 | [7 empty] | BASIC MK4 EIM24/258-9755 |  | 43199 | 43701 | 43490
7692 | 29200000TL | 03483 | EG1015003 | P | 26024270 | 26 | Electrical Supplies/Hardware | Mtce | 51 | 51F | SWITCH:PUSHBUTTON | DESIGNATION:EMERGENCY STOP | STYLE:PUSH BUTTON ELECT. RATING:120V ACTION:- OPERATOR:PUSHBUTTON CONTACT ARRANGEMENT:NC COLOR:RED ENCLOSURE:RED/YELLOW PLASTIC MOUNT:PENDANT COMPLETE SET OF RED NC EMERGENCY STOP MUSHROOM-SNAP ACTION. 40MM DIAMETER, PLASTIC BEZEL, IP65, T=-20-65DEGC. | EA | 3 | 0 | 0 | NO | 260.7233 | 79776.7105 | TECHNOR ATEX | XBW5AS8442 |  | 16 | [9 empty] | 43311 |  | 43420
7693 | 29300000TL | 03483 | EGC025014 | P | 26024400 | 26 | Electrical Supplies/Hardware | Mtce | 51 | 51Z | POWER SUPPLY:ELECTRICAL | TYPE:LOW VOLTAGE I/P | RATING:AC, 240V INPUT ,OUTPUT 24V O/P VOL:24VDC O/P AMP:1.3A SIEMENS LOGOPOWER INPUT 100-240V OUTPUTDC24/1.3AMPS | EA | 2 | 1 | 2 | YES | 199.2268 | 158200 | SIEMEMS | 6EP1331-1SH02 |  | 07 | [7 empty] | 6EP3331-6SB00-0AY0 |  | 43785 |  | 45166
7694 | 29300000TL | 03483 | EG1015019 | P | 26024456 | 26 | Electrical Supplies/Hardware | Mtce | 51 | 51Z | SOLENOID TYPE:VALVE COIL | VOL:24VAC SIRAI SOLENOID VALVE | UNIVERSAL L321V02C, 1/4"X2,3. 24 VAC, 50 HZ. FOR WATER TREATMENT PLANT | EA | 5 | 3 | 5 | YES | 397.14 | 162692.3724 | SIRAI | ZA30A |  | 00 | [9 empty] | 43785 |  | 44279
7695 | 29300000TL | 03483 | EG1015019 | P | 26024457 | 26 | Electrical Supplies/Hardware | Mtce | 51 | 51Z | SOLENOID TYPE:VALVE COIL | VOL:230VAC SIRAI SOLENOID | VALVE UNIVERSAL L321V02C, 1/4"X2,3. 230 VAC, 50 HZ. FOR WATER TREATMENT PLANT | EA | 3 | 2 | 3 | YES | 520.18 | 213096.9388 | SIRAI | ZA30A/230VAC |  | 00 | [9 empty] | 43785 |  | 44279
7696 | 29300000TL | 03483 | EGC020026 | P | 26031519 | 26 | Electrical Supplies/Hardware | Mtce | 51 | 51F | BREAKER:CIRCUIT TYPE:1489 M1C | 040 D VOL:STD POLE:STD AMP:STD | INTERRUPT CAP:STD CIRCUIT BREAKER 1489 M1C 040 D, P/N: D165232, FOR ROCKWEEL AUTOMATION | EA | 2 | 1 | 2 | YES | 90.1 | 139591.029 | ROCKWELL AUTOMATION | D165232 |  | 01 | [9 empty] | 45472 |  | 45758
7697 | 29300000TL | 03483 | EG1016001 | P | 26062392 | 26 | Electrical Supplies/Hardware | Mtce | 51 | 51Z | CONTACTOR:RELAY TYPE:CONTROL | RELAY, TESYS DECA LINE VOL:STD | COIL VOL:STD AMP:STD POLE:STD ENCLOSURE:STD CONTROL RELAY, TESYS DECA, 3NO+2NC, 0 TO 690V, 220VAC 50/60HZ STANDARD COIL, SCREW CLAMP | EA | 5 | 10 | 15 | YES | 184.228 | 282651.809 | SCHNEIDER ELECTRIC | CAD32M7 |  | 01A,02,07 | [7 empty] | CAD32M7-220VAC 3NO+2NC |  | 45664 |  | 45812
7698 | 29300000TL | 03483 | EG1015001 | P | 26062399 | 26 | Electrical Supplies/Hardware | Mtce | 51 | 51N | BREAKER:MCC BREAKER | TYPE:MINIATURE CIRCUIT-BREAKER | VOL:480 V POLE:4 P AMP:25 A INTERRUPT CAP:50/60HZ EATON FRCMM-25/4/003-A-NA-110 RESIDUAL CURRENT CIRCUIT BREAKER 25A 4P 30MA TYPE A | EA | 4 | 5 | 8 | YES | 400 | 600188 | EATON | FRCMM-25/4/003-A-NA |  | 01,01A,02,07 | [7 empty] | FRCMM-25/4/003-A-NA |  | 45664 |  | 45699
7699 | 29200000TL | 03483 | EGC032002 | P | 26595021 | 26 | Electrical Supplies/Hardware | Mtce | 11 | 11G | CHASSIS I/O | Computer Hardware - EPOS | Computer Hardware - EPOS : CHASSIS I/O | EA | 2 | 1 | 2 | NO | 362.7102 | 56292.63 | ALLEN BRADLEY | 1746-A7 |  | 01,12 |  |  | 2BBB | [6 empty] | 40915
7700 | 29300000TL | 03483 | EG1015002 | P | 30036275 | 30 | Communications Equipment | Telecoms | 11 | 11J | KIT TYPE:ASSEMBLE | APPLICATION:INCLUDED IN | CHASSIS CONTAINS A:TERM BLOCK CONTAINS B:PLUG CONTAINS C:14 POS CONTAINS D:7.62MM SCREW CONTAINS E:PRINTED KIT: INCLUDED IN CHASSIS; P/N, 20-002586-M14 | KI | 2 | 0 | 1 | YES | 1615.869 | 663819.31 | CCC | 20-002586-M14 |  | 01,01A |  |  | 2BBB | [6 empty] | 43898
7701 | 29200000TL | 03483 | EGC024023 | P | 35011373 | 35 | Diesel Engines & Components | Mtce | 51 | 51C | DIODE: RVS 125A 1200 VOLT | SLEEVED LEAD | Engines - Parts : RUS, EQUIPMENT USE OPOLO PROJECT.REPAIRABLE ORDER ON REQUEST | EA | 9 | 6 | 12 | NO | 218.473 | 33917.94 | KATO | 85040990-55 |  | 01,12,16 | 1 | [7 empty] | GTLU084 | 40915 | 44851 | 41431
7702 | 29200000TL | 03483 | EG1015018 | P | 37001078 | 37 | Engine Accessories | Mtce | 57 | 57A | ADAPTER:HOSE HOSE SIZE:9/16 | CONN A:MALE THD CONN B:FEMALE | THD MATL:STAINLESS STEEL ADAPTER, 60K, 9/16 HP(M) X 9/16 TM (M), SS | EA | 2 | 1 | 3 | NO | 117.82 | 36052.92 | NLB CORP | DM6023-241 |  | 16 |  |  | 1BBB | [6 empty] | 43272 |  | 43308
7703 | 29200000TL | 03483 | EG1015018 | P | 37001079 | 37 | Engine Accessories | Mtce | 53 | 53Z | ADAPTER:TUBE TO PIPE TUBE | SIZE:1-3/8IN-12 TUBE CONN:HIGH | PRESSURE CONNECTION PIPE SIZE:1IN-12 PIPE CONN:HIGH PRESSURE CONNECTION MATL:STAINLESS STEEL ADAPTER, 1-3/8IN-12UNF(M) X 1IN-12 UNF(M) | EA | 2 | 1 | 3 | NO | 130.47 | 39923.82 | NLB CORP | CM16797 |  | 16 |  |  | 1BBB | [6 empty] | 43272 |  | 43308
7704 | 29200000TL | 03483 | EG1015018 | P | 37001080 | 37 | Engine Accessories | Mtce | 53 | 53Z | ADAPTER:TUBE TO HOSE TUBE | SIZE:3/4 TUBE CONN:HIGH | PRESSURE CONNECTION HOSE SIZE:9/16 HOSE CONN:HIGH PRESSURE CONNECTION MATL:STAINLESS STEEL ADAPTER, 20K, 3/4MP(M) X 9/16 TM(M), SS | EA | 2 | 1 | 3 | NO | 121.27 | 37108.62 | NLB CORP | DM6023-129 |  | 16 |  |  | 1BBB | [6 empty] | 43272 |  | 43308
7705 | 29200000TL | 03483 | EG1015018 | P | 37001081 | 37 | Engine Accessories | Mtce | 57 | 57A | ADAPTER:HOSE TO PIPE HOSE | SIZE:13/16-16 HOSE CONN:HIGH | PRESSURE CONNECTION PIPE SIZE:13/16-16 PIPE CONN:HIGH PRESSURE CONNECTION MATL:STAINLESS STEEL ADAPTER, 24K, 13/16-16 UNF(M) RH X | EA | 2 | 0 | 0 | NO | 382.32 | 116989.92 | NLB CORP | BM19955 |  | 16 |  |  | 1BBB | [6 empty] | 43272 |  | 43308
7706 | 29200000TL | 03483 | EG1015018 | P | 37001082 | 37 | Engine Accessories | Mtce | 57 | 57A | ADAPTER:HOSE TO PIPE HOSE | SIZE:9/16 HOSE CONN:HIGH | PRESSURE CONNECTION PIPE SIZE:9/16 PIPE CONN:HIGH PRESSURE CONNECTION MATL:STAINLESS STEEL ADAPTER, 9/16 MP M X 3/4 MP F, 5-3/4 LG | EA | 2 | 0 | 0 | NO | 472.02 | 144438.12 | NLB CORP | BM20486 |  | 16 |  |  | 1BBB | [6 empty] | 43272 |  | 43308
7707 | 29200000TL | 03483 | EGC036018 | P | 37001132 | 37 | Engine Accessories | Mtce | 54 | 54A | O-RING TYPE:CYL.HEAD O-RING | ID:STD OD:STD WIDTH:STD SEC | DIA:STD MATL:STD INDUSTRY STD:STD CYLINDER BLOCK, LINERS & MAIN BEARING KIT PPL034567, CYL. HEAD O-RING SEAL - O RING PART NUMBER 986-192 WWW.ENGINEE RINGPOWERSOLUTIONS.CO.UK | EA | 1 | 0 | 0 | NO | 6.41 | 1964.4086 | PERKINS ENGINE | 986-192 |  | 01,07 |  |  | 3CCA |  |  |  |  | PPL034567 | RGN393 | 43671 | 43978 | 43724
7708 | 29300000TL | 03483 | EGC033024 | P | 37001133 | 37 | Engine Accessories | Mtce | 87 | 87B | SEAL TYPE:FRONT CRANK SEAL | SIZE:STD MATL:STD | CRANKSHAFT PPL034569, SEAL - FRONT END OIL PART NUMBER 986-214 WWW.ENGINEE RINGPOWERSOLUTIONS.CO.UK | EA | 2 | 2 | 3 | YES | 455.88 | 468616.6863 | PERKINS ENGINE | 986-214 |  | 01,07 | [7 empty] | PPL034569 |  | 43782 | 45729 | 45986 | -2 | 2
7709 | 29200000TL | 03483 | EGC033024 | P | 37001134 | 37 | Engine Accessories | Mtce | 87 | 87B | SEAL TYPE:ALTERNATOR DRIVE | SEAL SIZE:STD MATL:STD | IGNITION TIMING DISC ARRANGEMENT PPL024333, ALTERNATOR DRIVE SEAL PART NUMBER 997-969 WWW.ENGINEE RINGPOWERSOLUTIONS.CO.UK | EA | 8 | 8 | 16 | NO | 22.75 | 6971.965 | PERKINS ENGINE | 997-969 |  | 01,07 | [7 empty] | PPL024333 |  | 43671 | 43978 | 43724
7710 | 29300000TL | 03483 | EGC039023 | P | 37001136 | 37 | Engine Accessories | Mtce | 51 | 51N | COIL:ELECTRICAL | FUNCTION:OPERATING ELECT. | RATING:STD CYLINDER HEAD ASSEMBLY PPL034570, GASKET - CYLINDER HEAD FIRE RING PART NUMBER 996-490 WWW.ENGINEERINGPOWERSOLUTIONS.CO.UK | EA | 14 | 5 | 8 | YES | 72.5822 | 30148.2066 | PERKINS ENGINE | 996-490 |  | 01,07 | [7 empty] | PPL034570 |  | 43782 | 45215 | 44685 |  |  |  |  | -18 | 4
7711 | 29200000TL | 03483 | EGC036018 | P | 37001141 | 37 | Engine Accessories | Mtce | 54 | 54A | O-RING TYPE:OIL COOLER O-RING | ID:STD OD:STD WIDTH:STD SEC | DIA:STD MATL:STD INDUSTRY STD:STD OIL COOLER 974-713, OIL COOLER O-RING PART NUMBER 930-160 WWW.ENGINEERINGPOWERSOLUTIONS.CO.UK | EA | 2 | 0 | 0 | NO | 16.86 | 5166.9156 | PERKINS ENGINE | 930-160 |  | 01,07 |  |  | 3CCA |  |  |  |  | 974-713 |  | 43671 | 43970 | 43724
7712 | 29200000TL | 03483 | EGC040031 | P | 37001142 | 37 | Engine Accessories | Mtce | 87 | 87B | GASKET:ENGINE TYPE:OIL COOLER | GASKET STYLE:STD MATL:STD | ID:STD OD:STD THCK:STD OIL COOLER 974-713, OIL COOLER GASKET PART NUMBER 984-024 WWW.ENGINEERINGPOWERSOLUTIONS.CO.UK | EA | 2 | 0 | 0 | NO | 34.16 | 10468.6736 | PERKINS ENGINE | 984-024 |  | 01,07 | [7 empty] | 974-713 |  | 43671 | 43970 | 43724
7713 | 29200000TL | 03483 | EGC040031 | P | 37001143 | 37 | Engine Accessories | Mtce | 87 | 87B | GASKET:ENGINE TYPE:OIL COOLER | GASKET STYLE:STD MATL:STD | ID:STD OD:STD THCK:STD OIL COOLER 974-713, JOING TAPPET COVER GASKET PART NUMBER 973-352 WWW.ENGINEERINGPOWERSOLUTIONS.CO.UK | EA | 2 | 0 | 0 | NO | 19.9 | 6098.554 | PERKINS ENGINE | 973-352 |  | 01,07 | [7 empty] | 974-713 |  | 43671 | 43970 | 43724
7714 | 29300000TL | 03483 | EG1015017 | P | 37001445 | 37 | Engine Accessories | Mtce | 54 | 54A | SPACER:RING TYPE:PUMP SPACER | SIZE:STD MATL:STD PUMP SPACER | PART NUMBER KM170F - 02011 | EA | 2 | 1 | 2 | YES | 355.0013 | 550000 | DTGEN POWER SOLUTION. | KM170F - 02011 |  | 01,01A |  |  | 2BBB |  |  |  |  | KAMA KM178F |  | 44691 |  | 45495
7715 | 29300000TL | 03483 | EG1015017 | P | 37001446 | 37 | Engine Accessories | Mtce | 72 | 72B | ELEMENT:FILTER TYPE:FILTER | ELEMENT ASSEMBLY SIZE:STD | FILTERING RETENTION:STD MATL:STD PUMP FILTER ELEMENT ASSEMBLY PART NUMBER KM178F - 10300 | EA | 2 | 1 | 2 | YES | 280.7738 | 435000 | DTGEN POWER SOLUTION. | KM178F - 10300 |  | 01,01A | [7 empty] | KAMA KM178F |  | 44691 |  | 45495
7716 | 29300000TL | 03483 | EG1015017 | P | 37001447 | 37 | Engine Accessories | Mtce | 72 | 72B | ELEMENT:FILTER TYPE:AIR | CLEANER ELEMENT UNIT SIZE:STD | FILTERING RETENTION:STD MATL:STD PUMP AIR CLEANER ELEMENT UNIT / AIR FILTER ELEMENT ASSEMBLY PART NUMBER KM178F - 07100 | EA | 2 | 1 | 2 | YES | 274.3192 | 425000 | DTGEN POWER SOLUTION. | KM178F - 07100 |  | 01,01A | [7 empty] | KAMA KM178F |  | 44691 |  | 45495
7717 | 29300000TL | 03483 | EG1015017 | P | 37001449 | 37 | Engine Accessories | Mtce | 51 | 51C | STARTER:ELECTRIC MOTOR | TYPE:STARTER RACHET NEMA | SIZE:STD POLE:STD CONTACT RATING:STD COIL VOL:STD ENCLOSURE:STD PUMP STARTER RACHET PART NUMBER KM178F - 14200 | EA | 2 | 1 | 2 | YES | 258.1828 | 400000 | DTGEN POWER SOLUTION. | KM178F - 14200 |  | 01,01A | [7 empty] | KAMA KM178F |  | 44691 |  | 45495
7718 | 29300000TL | 03483 | EG1015017 | P | 37001451 | 37 | Engine Accessories | Mtce | 54 | 54A | O-RING:CORD TYPE:O-RING 22.5 X | 2.4 SEC DIA:STD LG:STD | MATL:STD INDUSTRY STD:STD PUMP O-RIN G PART NUMBER GB/T1235-1976/22.5 X 2.4 | EA | 2 | 1 | 2 | YES | 255.317 | 395560 | DTGEN POWER SOLUTION. | GB/T1235-1976/22.5 X 2.4 |  | 01,01A |  |  | 2BBB |  |  |  |  | KAMA KM178F |  | 44691 |  | 45495
7719 | 29300000TL | 03483 | EG1015017 | P | 37001452 | 37 | Engine Accessories | Mtce | 54 | 54A | O-RING:CORD TYPE:O-RING 12 X | 1.9 SEC DIA:STD LG:STD | MATL:STD INDUSTRY STD:STD PUMP O-RIN G PART NUMBER GB/T1235-1976/12 X 1.9 | EA | 2 | 1 | 2 | YES | 253.5936 | 392890 | DTGEN POWER SOLUTION. | GB/T1235-1976/12 X 1.9 |  | 01,01A |  |  | 2BBB |  |  |  |  | KAMA KM178F |  | 44691 |  | 45495
7720 | 29300000TL | 03483 | EG1015017 | P | 37001453 | 37 | Engine Accessories | Mtce | 54 | 54A | O-RING:CORD TYPE:O-RING 25 X | 2.4 SEC DIA:STD LG:STD | MATL:STD INDUSTRY STD:STD PUMP O-RIN G PART NUMBER GB/T1235-1976/25 X 2.4 | EA | 2 | 1 | 2 | YES | 251.7282 | 390000 | DTGEN POWER SOLUTION. | GB/T1235-1976/25 X 2.4 |  | 01,01A |  |  | 2BBB |  |  |  |  | KAMA KM178F |  | 44691 |  | 45495
7721 | 29200000TL | 03483 | EGC024004 | P | 39018543 | 39 | Pipe Fittings & Valves | Const | 66 | 66Z | KIT:REBUILD TYPE:REPAIR KIT | APPLICATION:HYDRAULIC CYLINDER |  | EA | 1 | 0 | 0 | NO | 650 | 199036.5 | INGERSOLL RAND | 54386545 |  | 16 |  |  | 1BBB |  |  |  |  | H50A |  | 43186 |  | 43394
7722 | 29200000TL | 03483 | EG1015018 | P | 39018649 | 39 | Pipe Fittings & Valves | Const | 56 | 56Z | NOZZLE:ASSEMBLY C/W:TUBE CLNG | TYPE:HYDROBLAST SIZE:3/8-24-LH |  | PC | 2 | 1 | 3 | NO | 744.57 | 227838.42 | NLB CORP | RPN4006-3/8-LH |  | 16 | [9 empty] | 43272 |  | 43308
7723 | 29200000TL | 03483 | EG1015018 | P | 39018650 | 39 | Pipe Fittings & Valves | Const | 56 | 56Z | NOZZLE:ASSEMBLY C/W:CUTTING / | CLEANING TYPE:HYDROBLAST |  | PC | 2 | 0 | 0 | NO | 233.97 | 71594.82 | NLB CORP | BM51095 |  | 16 | [9 empty] | 43272 |  | 43308
7724 | 29200000TL | 03483 | EGC037031 | P | 39018722 | 39 | Pipe Fittings & Valves | Const | 66 | 66F | SHAFT TYPE:SHAFT:INDICATOR | S/A,1276 TSGO SIZE:SEE DESCR | MATL:SEE DESCR SHAFT:INDICATOR S/A,1276 TSGO. FOR GENERAL VALVE CAMERON, MODEL 1276G | EA | 2 | 1 | 2 | NO | 656.57 | 201186.1794 | GENERAL VALVE, CAMERON | 8A-27-541 |  | 00 | [7 empty] | FOR VALVE MODEL 1276G |  | 43397 |  | 43508
7725 | 29200000TL | 03483 | EG1015004 | P | 39018743 | 39 | Pipe Fittings & Valves | Const | 66 | 66F | PIN TYPE:PIN:GUIDE,1250/1251 | TSGO ALY SIZE:SEE DESCR |  | EA | 2 | 0 | 0 | NO | 262.19 | 80345.5036 | GENERAL VALVE, CAMERON | 8A-41-409 |  | 00 | [7 empty] | FOR VALVE MODEL C4721G-MA |  | 43397 |  | 43544
7726 | 29200000TL | 03483 | EG1015004 | P | 39018744 | 39 | Pipe Fittings & Valves | Const | 66 | 66F | ROLLER TYPE:ROLLER, | 125OTS/1251TS/4W OPER SIZE:SEE |  | EA | 2 | 0 | 0 | NO | 207 | 63433.08 | GENERAL VALVE, CAMERON | 8A-48-402 |  | 00 | [7 empty] | FOR VALVE MODEL C4721G-MA |  | 43397 |  | 43544
7727 | 29200000TL | 03483 | EGC023016 | P | 39018747 | 39 | Pipe Fittings & Valves | Const | 66 | 66C | PIN TYPE:WEDGE SIZE:1/2 IN DIA | X 2.625 IN LG MATL:ASTM A564 |  | EA | 2 | 1 | 2 | NO | 25.7 | 7874.994 | METSO AUTOMATION | 130 |  | 00 | [9 empty] | 43397 |  | 43425
7728 | 29200000TL | 03483 | EG1015004 | P | 39018765 | 39 | Pipe Fittings & Valves | Const | 66 | 66F | PIN TYPE:PIN:TRUNNION,1261-7 | TSGO SIZE:SEE DESCR MATL:SEE |  | EA | 2 | 0 | 0 | NO | 317.94 | 97429.5336 | GENERAL VALVE, CAMERON | 8A-41-411 |  | 00 |  |  | 3CCC |  |  |  |  | FOR VALVE MODEL 1261G |  | 43399 |  | 43544
7729 | 29300000TL | 03483 | EGC028006 | P | 39018897 | 39 | Pipe Fittings & Valves | Const | 66 | 66P | KIT:REBUILD TYPE:REPAIR | APPLICATION:STD CONTAINS A:STD |  | EA | 2 | 1 | 2 | YES | 1106.04 | 440436.969 | LIMTORQUE | L120-10/85-MDPI-24-268 |  | 07 | [7 empty] | 136570*017/H794616 |  | 43782 | 43920 | 44567
7730 | 29200000TL | 03483 | EGC028006 | P | 39018903 | 39 | Pipe Fittings & Valves | Const | 66 | 66P | KIT:REBUILD TYPE:REPAIR | APPLICATION:VALVE CONTAINS |  | EA | 1 | 0 | 0 | NO | 736.45 | 225692.467 | LIMITORQUE | L120-10/85-MDPI-12-142 |  | 07 | [7 empty] | 136570*007/H794608 |  | 43493
7731 | 29300000TL | 03483 | EGC046069 | P | 39018990 | 39 | Pipe Fittings & Valves | Const | 66 | 66H | SPRING:VALVE TYPE:RL4 SERIES | SPRING VALVE SIZE:1/2 INCH |  | EA | 1 | 0 | 1 | YES | 6.04 | 2473.38 | SWAGELOK | 177-13K-RL4 |  | 07 |  |  | 1CBA |  |  |  |  | 177-13K-RL4 |  | 44323 |  | 44329
7732 | 29200000TL | 03483 | EGC035018 | P | 39019173 | 39 | Pipe Fittings & Valves | Const | 66 | 66R | SEAT:VALVE TYPE:GLOBE SIZE:1 | IN VALVE SIZE:1 IN |  | EA | 2 | 0 | 0 | NO | 389.3445 | 140358.68 | FIHSER CONTROL | 2U856146052 |  | 01 | [9 empty] | 43678 | 44285
7733 | 29300000TL | 03483 | EGC035018 | P | 39019174 | 39 | Pipe Fittings & Valves | Const | 54 | 54A | RETAINER:RING MATL:17-4-H1150 | ST RG RET/BUSH ASSY; 1; |  | EA | 1 | 1 | 2 | YES | 717.58 | 1074425.3582 | FIHSER CONTROL | 25A6683X062 |  | 01 |  |  | 3CCA | [6 empty] | 43782 |  | 45881
7734 | 29200000TL | 03483 | EG1015011 | P | 39019209 | 39 | Pipe Fittings & Valves | Const | 53 | 53Z | NIPPLE TYPE:STD SIZE:1/4 IN | NPT MALE, 3 IN LG MATL:SS CGA | 346 NIPPLE: 1/4 IN NPT MALE, 3 IN LG, PN: 44800414 , MODEL: 56-346-4M2-48, | EA | 2 | 1 | 2 | NO | 55 | 16853.1 | PAKER | 44800414 |  | 07 |  |  | 2BCC |  |  |  |  | 56-346-4M2-48 |  | 43719 |  | 43728
7735 | 29200000TL | 03483 | EG1015010 | P | 39019210 | 39 | Pipe Fittings & Valves | Const | 53 | 53Z | NIPPLE TYPE:STD SIZE:1/4 IN | NPT MALE, 3 IN LG MATL:SS CGA | 350 NIPPLE: 1/4 IN NPT MALE, 3 IN LG, PN: 44800160, MODEL:56-350-4M2-48 | EA | 2 | 1 | 2 | NO | 60 | 18385.2 | PACKER | 44800160 |  | 07 |  |  | 2BCC |  |  |  |  | 56-350-4M2-48 |  | 43719 |  | 43728
7736 | 29200000TL | 03483 | EG1015011 | P | 39019211 | 39 | Pipe Fittings & Valves | Const | 53 | 53Z | NIPPLE TYPE:ARS SIZE:1/4 IN | NPT MALE, 3-1/2 IN MATL:SS CGA | 580 AND 590 NIPPLE: 1/4 IN NPT MALE, 3-1/2 IN, PN: 44800070, MODEL: 56-50-4M2-56 | EA | 2 | 1 | 2 | NO | 90 | 27577.8 | PACKER | 44800070 |  | 07 |  |  | 2BCC |  |  |  |  | 56-50-4M2-56 |  | 43719 |  | 43728
7737 | 29300000TL | 03483 | EG1015012 | P | 39019217 | 39 | Pipe Fittings & Valves | Const | 53 | 53Z | FITTING TYPE:TYPE A SIZE:STD | MATL:STD PACKING GLAND SINGLE | ELEMENT SEALING, PN: PG2-236(6MM)-A-V, MODEL - PG SERIES - FOR UNIT 73 STG RTDS. Ensure material is sourced from Chevron Approved Manufacturer List | EA | 15 | 1 | 2 | YES | 70.008 | 68428.0123 | CONAX TECHNOLOGIES | PG2-236(6MM)-A-V |  | 07 |  |  | 2BBB |  |  |  |  | PG SERIES |  | 43785 | 44993 | 45351 |  |  |  |  | -6 | 1
7738 | 29300000TL | 03483 | EG1015008 | P | 39019233 | 39 | Pipe Fittings & Valves | Const | 66 | 66H | KIT TYPE:PALLET SOFT GOODS | (PRESSURE/V) PALLET SOFT GOODS |  | KI | 2 | 1 | 2 | YES | 128 | 48576 | PROTECTOSEAL | 8550D-218-107 |  | 01,01A | [9 empty] | 43797 |  | 44152
7739 | 29300000TL | 03483 | EGC033005 | P | 39021473 | 39 | Pipe Fittings & Valves | Const | 66 | 66C | SPRING:VALVE | TYPE:HELICALCOMPRESSION SPRING | VALVE SIZE:STD SIZE:STD MATL:STEEL COLOR:STD HELICAL COMPRESSION SPRING FOR ACTUATOR F 120-K-R 160-KV-#1 SERIES VALVES LINDE MAPAG B'FLY VLV AC85 LINDE VALVE ACTUATOR MATERIAL SPRING STEEL, FOR PSA VALVE TAGS 160-KV-0711, 0721, 0731, 0741, 0751, 0761 | EA | 20 | 21 | 30 | YES | 216.63 | 336480.5475 | LINDE/MAPAG VALVES | F 120-K-R 160-KV-#1 |  | 01,01A,02,07 | [9 empty] | 45422 |  | 45449
7740 | 29300000TL | 03483 | EGC031004 | P | 39021474 | 39 | Pipe Fittings & Valves | Const | 66 | 66C | SPRING:VALVE | TYPE:HELICALCOMPRESSION SPRING | VALVE SIZE:STD SIZE:STD MATL:STEEL COLOR:STD HELICAL COMPRESSION SPRING FOR ACTUATOR F 60-K-R 160-KV-#2 SERIES VALVES LINDE MAPAG B'FLY VLV AC85 LINDE VALVE ACTUATOR MATERIAL SPRING STEEL, FOR PSA VALVE TAGS 160-KV-0712, 0722, 0732, 0742, 0752, 0762 | EA | 20 | 21 | 30 | YES | 130.04 | 201984.63 | LINDE/MAPAG VALVES | F 60-K-R 160-KV-#2 |  | 01,01A,02,07 | [9 empty] | 45422 |  | 45449
7741 | 29300000TL | 03483 | EG1015007 | P | 39022293 | 39 | Pipe Fittings & Valves | Const | 66 | 66P | SEAL TYPE:ELASTOMER DVC KIT | SIZE:PART NO: 19B5402X022 | MATL:FLUOROSILICONE MANUFACTURER: FISHER ITEM: ELASTOMER SPARE PARTS KIT CONTAINING PARTS FOR DVC6200 POSITIONERS, EXTREME TEMPERATURE APPLICATION, FLUOROSILICONE ELASTOMERS PART NO: 19B5402X022 | EA | 60 | 52 | 75 | YES | 184.75 | 284180.6025 | FISHER | PN: 19B5402X012 |  | 01,01A,02,07 | [7 empty] | MN: 19B5402X012 |  | 45569 |  | 45594
7742 | 29200000TL | 03483 | EGC046002 | P | 42400238 | 42 | Hoisting Equip/Cranes & Parts | Mtce | 64 | 64D | FUSE: 30 AMPS P/N 7482000029 | FOR GROVE CRANE RT-760E | Cranes & Parts / Accessories : FUSE: 30 P/N:7482000029 FOR GROVE CRANES RT-760E MFG: GROVE | EA | 2 | 0 | 0 | NO | 2.8657 | 444.81 | GROVE | 7482000029 |  | 01 |  |  | 2CBC |  |  |  |  | RT-760E |  | 41003
7743 | 29200000TL | 03483 | EGC046030 | P | 42400252 | 42 | Hoisting Equip/Cranes & Parts | Mtce | 60 | 60B | PAD: WEAR P/N 6671000263 | FOR GROVE CRANE RT-760E | Tubing :PAD: WEAR P/N 6671000263 GROVE RT-760E CRANES MFG: GROVE | EA | 1 | 0 | 0 | NO | 7.651 | 1187.58 | GROVE | 6671000263 |  | 01,12 |  |  | 1BBB |  |  |  |  | RT-760E | BNL2954 | 41003
7744 | 29200000TL | 03483 | EGC046007 | P | 42400852 | 42 | Hoisting Equip/Cranes & Parts | Mtce | 14 | 14A | SOCKET: ELECTRICAL, | MATERIAL PLASTIC, | Analyzers & Monitors : CRANE MODEL RT-650E, SERIAL NOS. 222803, 222804 AND 224852. | EA | 2 | 1 | 2 | NO | 4.6204 | 717.1811 | GROVE | 7826000079 |  | 01,10,22 | 9 |  |  |  |  | 8624 |  |  |  | 41003
7745 | 29200000TL | 03483 | EGC046031 | P | 42400855 | 42 | Hoisting Equip/Cranes & Parts | Mtce | 64 | 64D | CONNECTOR: ASSY, | DUMMY PLUG, | Cranes & Parts / Accessories : CRANE MODEL: RT-650E, SERIAL NOS. 222803, 222804 AND 224852. | EA | 2 | 0 | 0 | NO | 144.5596 | 22438.43 | GROVE | 9333102765 |  | 01 | 1 |  |  |  |  | 8624 |  |  |  | 41003
7746 | 29200000TL | 03483 | EGC046003 | P | 42400883 | 42 | Hoisting Equip/Cranes & Parts | Mtce | 06 | 06A | RECEPTACLE: ELECTRICAL, | MATERIAL PLASTIC, | Chemicals-Acids - Solid and Liquid : CRANE MODEL RT-650E, SERIAL NOS. 222803, 222804 AND 224852 | EA | 2 | 1 | 2 | NO | 10.2597 | 1592.5 | GROVE | 7892000939 |  | 01,10,22 | 6 |  |  |  |  | 8624 |  |  |  | 41003
7747 | 29200000TL | 03483 | EGC046030 | P | 42400889 | 42 | Hoisting Equip/Cranes & Parts | Mtce | 14 | 14Z | PLUG: WIRE HARNESS, | MATERIAL PLASTIC, | Instruments - Other & Parts : CRANE MODEL RT-650E, SERIAL NOS. 222803, 222804 AND 224852 | EA | 1 | 0 | 0 | NO | 4.3327 | 672.5173 | GROVE | 7709000815 |  | 01 | 12 |  | 2BBC |  |  | 8624 |  |  |  | 41003
7748 | 29200000TL | 03483 | EGC046006 | P | 42400895 | 42 | Hoisting Equip/Cranes & Parts | Mtce | 14 | 14Z | FUSE: FAST ACTING FOR BATTERY | 100A 12VDC | Instruments - Other & Parts : CRANE MODEL: RT-650E & RT-760E SERIAL NOS. 222803, 222804 AND 224852 | EA | 2 | 1 | 2 | NO | 31.486 | 4887.24 | GROVE | 7482000555 |  | 01 | 5 |  |  |  |  | 8629 |  |  |  | 41003
7749 | 29200000TL | 03483 | EGC046011 | P | 42400914 | 42 | Hoisting Equip/Cranes & Parts | Mtce | 14 | 14Z | PAD: WEAR, BOOM, | SHAPE SQUARE, | Instruments - Other & Parts : CRANE MODEL: RT-650E, SERIAL NOS. 222803, 222804 AND 224852 | EA | 1 | 0 | 0 | NO | 12.1975 | 1893.28 | GROVE | 6671000177 |  | 01,12 | 6 |  | 2BBC |  |  | 8629 |  |  |  | 41003
7750 | 29200000TL | 03483 | EGC046004 | P | 42400937 | 42 | Hoisting Equip/Cranes & Parts | Mtce | 64 | 64D | CONNECTOR: CARRIER, | MATERIAL PLASTIC, | Cranes & Parts / Accessories : CRANE MODEL, RT-650E, SERIAL NOS. 222803, 222804 AND 224852. | EA | 2 | 1 | 2 | NO | 5.1109 | 793.3064 | GROVE | 7364001684 |  | 01 | 1 |  |  |  |  | 8624 |  |  |  | 41003
7751 | 29300000TL | 03483 | EGC046031 | P | 42401245 | 42 | Hoisting Equip/Cranes & Parts | Mtce | 64 | 64D | KIT: SEAL | FOR GROVE CRANE RT-890 | Cranes & Parts / Accessories : MODEL : QSB 6.7ENGINE CPL NUMBER : 8611EQUIPMENT SERIAL NUMBER : 230580ENGINE MANUFACTURE : CUMMINS EQUIPMENT PART LIST (EPL) FOR ESCRAVOS ROLLING STOCK GROVE CRANE EQUIPMENT NUMBER 86 | EA | 1 | 0 | 1 | YES | 142.83 | 226656.1338 | MANITOWOC | 9372103537 |  | 01,22 | 1 |  | 2CBC |  |  | 41085 |  | RT-890 |  | 43770 |  | 45481
7752 | 29200000TL | 03483 | EGC046032 | P | 42401249 | 42 | Hoisting Equip/Cranes & Parts | Mtce | 64 | 64D | KIT: SEAL | FOR GROVE CRANE RT-890 | Cranes & Parts / Accessories : MODEL : QSB 6.7ENGINE CPL NUMBER : 8611EQUIPMENT SERIAL NUMBER : 230580ENGINE MANUFACTURE : CUMMINS EQUIPMENT PART LIST (EPL) FOR ESCRAVOS ROLLING STOCK GROVE CRANE EQUIPMENT NUMBER 86 | EA | 2 | 0 | 0 | NO | 525.3563 | 81545.41 | MANITOWOC | 9364101830 |  | 01,22 | 1 |  |  |  |  | 41085 |  | RT-890 |  | 41003
7753 | 29200000TL | 03483 | EGC046029 | P | 42401250 | 42 | Hoisting Equip/Cranes & Parts | Mtce | 64 | 64D | KIT: SEAL | FOR GROVE CRANE RT-890 | Cranes & Parts / Accessories : MODEL : QSB 6.7ENGINE CPL NUMBER : 8611EQUIPMENT SERIAL NUMBER : 230580ENGINE MANUFACTURE : CUMMINS EQUIPMENT PART LIST (EPL) FOR ESCRAVOS ROLLING STOCK GROVE CRANE EQUIPMENT NUMBER 86 | EA | 1 | 0 | 0 | NO | 1486.5998 | 230748.9 | MANITOWOC | 9364101829 |  | 01,22 | 1 |  |  |  |  | 41085 |  | RT-890 |  | 41003
7754 | 29200000TL | 03483 | EGC046034 | P | 42401264 | 42 | Hoisting Equip/Cranes & Parts | Mtce | 64 | 64D | PIN:17 BAYNET DUMMY PLUG | FOR GROVE CRANE RT-890 | Cranes & Parts / Accessories : MODEL : QSB 6.7ENGINE CPL NUMBER : 8611EQUIPMENT SERIAL NUMBER : 230580ENGINE MANUFACTURE : CUMMINS EQUIPMENT PART LIST (EPL) FOR ESCRAVOS ROLLING STOCK GROVE CRANE EQUIPMENT NUMBER 86 | EA | 1 | 0 | 0 | NO | 269.1111 | 41771.23 | MANITOWOC | 9333103875 |  | 01,22 | 1 |  | 2CBC |  |  | 41085 |  | RT-890 |  | 41003
7755 | 29200000TL | 03483 | EGC046029 | P | 42401275 | 42 | Hoisting Equip/Cranes & Parts | Mtce | 64 | 64D | SEAL | FOR GROVE CRANE RT-890 | Cranes & Parts / Accessories : MODEL : QSB 6.7ENGINE CPL NUMBER : 8611EQUIPMENT SERIAL NUMBER : 230580ENGINE MANUFACTURE : CUMMINS EQUIPMENT PART LIST (EPL) FOR ESCRAVOS ROLLING STOCK GROVE CRANE EQUIPMENT NUMBER 86 OLD P/N. 9049112712 | EA | 1 | 0 | 0 | NO | 126.747 | 19673.57 | MANITOWOC | 9049112951 |  | 01,22 | 1 |  | 2CBC |  |  | 41085 |  | RT-890 |  | 41003
7756 | 29200000TL | 03483 | EGC046024 | P | 42401337 | 42 | Hoisting Equip/Cranes & Parts | Mtce | 64 | 64D | KIT | SEAL | Cranes & Parts / Accessories : RT-890ENGINE MODEL : QSB 6.7ENGINE CPL NUMBER : 8611EQUIPMENT SERIAL NUMBER : 230580ENGINE MANUFACTURE : CUMMINS EQUIPMENT PART LIST (EPL) FOR ESCRAVOS ROLLING STOCK GROVE CRANE EQUIPMENT NUMBER 86 | EA | 1 | 0 | 0 | NO | 138.5411 | 21504.24 | GROVE CRANE | 9926112724 |  | 01,22 | 1 |  | 2CBC |  |  |  |  | RT-890 |  | 41003
7757 | 29200000TL | 03483 | EGC046034 | P | 42401525 | 42 | Hoisting Equip/Cranes & Parts | Mtce | 64 | 64D | KIT | SEAL | Cranes & Parts / Accessories : Model - RT-540E (40 TON CRANE)Crane serial number - 228264Manufacturer - Cummins Engine Company Model - QSB 6.7Engine CPL (Control Parts Listing)- 0426Engine Serial Number - 46956578 | EA | 1 | 0 | 0 | NO | 180.3513 | 27994 | GROVE CRANE | 9926113116 |  | 01 | 1 |  | 2CBC |  |  | 45196 |  |  |  | 41003
7758 | 29300000TL | 03483 | EGC024017 | P | 51046165 | 51 | Misc. Supplies | SCM | 07 | 07B | LUBRICANT:WD 40,AEROSOL,11 OZ | CAN | Lubricants & Greases : RUST INHIBITOR, 12 CANS/CASE. All chemicals and other hazardous materials must be accompained by the following; a) Safety data Sheet, SDS, (not more than 5 years old); b) Certificate of Analysis /Quality , COA/Q, c) All containers m | EA | 1 | 16 | 24 | YES | 9.1 | 14205.7939 | RED MAN | 128315-20 |  | 12,22 | 1 | 1BAB | 2BBB | [5 empty] | ANL064 | 43891 | 46015 | 46021 | -41 | 6 | -26 | 6 | -27 | 7
7759 | 29200000TL | 03483 | EG1015018 | P | 53006028 | 53 | Refined Petroleum Products | Mtce | 57 | 57A | FLUID TYPE:SILICONE CONT:GAL | FLUID, SILICONE, 2 OZ, ASSY |  | EA | 2 | 1 | 2 | NO | 36.17 | 11068.02 | NLB CORP | BM27158 |  | 16 |  |  | 1BBB | [6 empty] | 43272 |  | 43308
7760 | 29300000TL | 03483 | EG1015002 | P | 55505405 | 55 | Fire Fighting/Safety Equipment | HES | 28 | 28E | DETECTOR:FIRE PROTECTION | TYPE:SMOKE DETECTOR TEMP | RATING:57 DEG C VOL:24VDC AMP:100 MICRO AMP MULTI-SENSOR, PHOTOELECTRIC 4098-9754 IND SENSOR WITH INTEGRAL THERMAL SENSOR. | EA | 1 | 1 | 2 | YES | 83.75 | 66503.3625 | SIMPLEX TIME RECORDER CO. | 4098-9754 |  | 00 |  |  | 1CAA |  |  |  |  | 4098-9754 |  | 43782 | 45152 | 45168 |  |  |  |  | -4 | 3
7761 | 29300000TL | 03483 | EG1015002 | P | 55505406 | 55 | Fire Fighting/Safety Equipment | HES | 28 | 28E | DETECTOR:FIRE PROTECTION | TYPE:BASE TEMP RATING:57 DEG C | VOL:24VDC AMP:100 MICRO AMP MULTI-SENSOR SMOKE AND HEAT DETECTOR BASE MODEL NUMBER:4098-9796 | EA | 4 | 0 | 1 | YES | 112.785 | 104821.8736 | SIMPLEX TIME RECORDER CO. | 4098-9796 |  | 00 | [7 empty] | 4098-9796 | PDIU082 | 43782 | 45061 | 45434 |  |  |  |  | -2 | 2
7762 | 29200000TL | 03483 | EGC023010 | P | 57060041 | 57 | Escravos Gas Plant Spares | Mtce | 76 | 76Z | CAGE | VALVE,CONTROL | Pumps-Other : REPLACED AGBAMI-SB SYMBOL # 97804952 | EA | 1 | 0 | 0 | NO | 771.805 | 79876.4205 | FISHER CONTROLS | 2U232133272 |  | 02,21,22 | 1 |  | 2BBB | [6 empty] | 40915 | 45289 | [5 empty] | -2 | 2
7763 | 29200000TL | 03483 | EGC024026 | P | 57060107 | 57 | Escravos Gas Plant Spares | Mtce | 54 | 54A | GASKET:CONTROL VALVE,5 IN ID | X 6 IN OD X 1/32 IN THK, | Gaskets : GRAPHITE,PAPER,RND.,GRAPHITE. REPLACED AGBAMI-SB SYMBOL # 97804987 | EA | 11 | 2 | 4 | NO | 15.1979 | 2359.4784 | FISHER CONTROLS | 1R3724X0042 |  | 01 | 1 | 1AXX | 2CBC | [6 empty] | 40915 | 46015 |  | -1 | 1 |  |  | -1 | 1
7764 | 29200000TL | 03483 | EGC043013 | P | 57060129 | 57 | Escravos Gas Plant Spares | Mtce | 54 | 54A | GASKET; SET VALVE CONTROL | P/N 12B7100X052 | Gaskets : MFG:Fisher Rosemount. REPLACED AGBAMI-SB SYMBOL # 97804961 | ST | 2 | 0 | 0 | NO | 240.2294 | 64808.0265 | Fisher Rosemount | 12B7100X052 |  | 01 |  | 1AXX | 2BBB | [6 empty] | 40915 | 44315 | 42766
7765 | 29200000TL | 03483 | EGC024025 | P | 57060162 | 57 | Escravos Gas Plant Spares | Mtce | 54 | 54D | O-RING; CONTROL VALVE | P/N 1E216306992 FISHER | *OBS*GS&P-O-Rings : MFG:Fisher Rosemount | EA | 1 | 0 | 0 | NO | 0.7729 | 120 | Fisher Rosemount | 1E216306992 |  | 01 |  |  | 2BAB | [6 empty] | 40915
7766 | 29200000TL | 03483 | EGC024027 | P | 57060168 | 57 | Escravos Gas Plant Spares | Mtce | 54 | 54D | O-RING; CONTROL VALVE | P/N 1C8538X0052 FISHER | *OBS*GS&P-O-Rings : MFG:Fisher Rosemount | EA | 5 | 0 | 0 | NO | 0.7729 | 120 | Fisher Rosemount | 1C8538X0052 |  | 01 |  |  | 2BAB | [6 empty] | 40915
7767 | 29300000TL | 03483 | EGC038016 | P | 57060180 | 57 | Escravos Gas Plant Spares | Mtce | 87 | 87B | PIN; GROOVE; VALVE; CONTROL | XXXXSEE SYMBOL DS57060180XXXXX | Engines - Parts : MFG:Fisher Rosemount. REPLACED AGBAMI-SB SYMBOL # 97886993 | EA | 3 | 2 | 3 | YES | 17.5 | 26416.6 | Fisher Rosemount | 1V322735072 |  | 01,12 |  | 1AXX | 2BBB | [6 empty] | 43769 | 45756 | 44906 | -1 | 1
7768 | 29200000TL | 03483 | EGC024025 | P | 57060253 | 57 | Escravos Gas Plant Spares | Mtce | 66 | 66P | KIT; CONTROL VALVE REPAIR | P/N R377X000012 | Valve - Control : KIT: CONTROL VALVE REPAIR P/N R377X000012 MANAFACTURER: FISHER ROSEMOUNT | EA | 1 | 0 | 0 | NO | 94.7501 | 29025.7567 | Fisher Rosemount | R377X000012 |  | 01 |  | 1AXX | [7 empty] | 40915 | 45829 | 43503 | -2 | 2 | -2 | 2
7769 | 29300000TL | 03483 | EGC023010 | P | 57060268 | 57 | Escravos Gas Plant Spares | Mtce | 66 | 66Z | KIT:REPAIR,FOR ANTISURGE | VALVE 95H | Valve - Parts & Accessories :, | EA | 1 | 0 | 1 | YES | 1052.68 | 1668550.434 | FISHER CONTROLS | R95HX000112 |  | 01 | 1 | 1AXX | 2BBB | [6 empty] | 43769 |  | 45722
7770 | 29200000TL | 03483 | EGC026005 | P | 57060320 | 57 | Escravos Gas Plant Spares | Mtce | 66 | 66F | RING: SEAL SPRING RADIAL | ANTI-SURGE | Valve - Parts & Accessories :MFG:Fisher Rosemount | EA | 2 | 0 | 0 | NO | 900.2899 | 139761 | Fisher Rosemount | 16A5485X012 |  | 01 |  |  | 2CBC | [6 empty] | 40915 | 45810 |  | -1 | 1
7771 | 29200000TL | 03483 | EGC034018 | P | 57060331 | 57 | Escravos Gas Plant Spares | Mtce | 66 | 66Z | SEAT | VALVE | Valve - Actuator & Positioner: CONTROL VALVE | EA | 1 | 0 | 0 | NO | 533.2863 | 82787.3688 | FISHER CONTROLS | 25A5711X012 |  | 01 | 1 |  | 1BBB | [6 empty] | 40915
7772 | 29300000TL | 03483 | EGC046047 | P | 57080037 | 57 | Escravos Gas Plant Spares | Mtce | 56 | 56Z | WASHER; LOCK BEARING | GOULDS PUMPS 2 X 4 X 9 N. | Pumps-Other : MFG:Goulds Pumps EQUIP:Pump Goulds | EA | 1 | 0 | 1 | YES | 208.31 | 86463.2317 |  | 8910-0012 |  | 01 |  |  | 2BAB | [6 empty] | 43769 |  | 44788
7773 | 29200000TL | 03483 | EGC023020 | P | 57190081 | 57 | Escravos Gas Plant Spares | Mtce | 14 | 14Z | SWITCH:MICRO,125/480VAC ,20A, | 1NO-1NC | Instruments - Other & Parts : MICRO | EA | 3 | 0 | 0 | NO | 74.9833 | 11643.0867 | HONEYWELL | BA-2RV2-A2 |  | 01,10 | 1 | 1AXX | [7 empty] | 40915
7774 | 29200000TL | 03483 | EGC022027 | P | 57705245 | 57 | Escravos Gas Plant Spares | Mtce | 51 | 51Z | CONTACTOR: 110/120V 3 POLE, 18 | SIZE 0 FAN CONDENSER | Electric-Other : NEMA 12 POWER & CONTROL ENCLOSURE (SYMBOL 57705245 REPLACES 57801056) | EA | 2 | 0 | 0 | NO | 131.6186 | 20433.79 | CUTLER-HAMMER | CN15BN3AB | 57801060 | 01,02,10,22 |  |  | 2BBC |  | 55-035 BLG SD 42 1000 & 2 | EGP 3 SAR# 22 |  |  |  | 41400 | 44731
7775 | 29200000TL | 03483 | EGC023020 | P | 57705247 | 57 | Escravos Gas Plant Spares | Mtce | 51 | 51Z | HEATER: | H2007B RATING 2.15 - 3.49 A | Electric-Other : CONDENSER FAN NEMA 12 POWER & CONTROL ENCLOSURE (SYMBOL 57705247 REPLACES 57801058) | EA | 1 | 0 | 0 | NO | 21.1861 | 3289.14 | CUTLER-HAMMER | H2007B-3 | 57801058 | 02,22 |  |  | 1CCC |  | 55-035 BLG SD 42 1000 & 2 | EGP 3 SAR# 22 |  |  |  | 41400
7776 | 29200000TL | 03483 | EGC022025 | P | 57705249 | 57 | Escravos Gas Plant Spares | Mtce | 51 | 51Z | RELAY: OVERLOAD | 75 A 600 V AC 3 POLE | Electric-Other : MANUAL/RESET FOR COMPRESSOR NEMA 12 POWER & CONTROL ENCLOSURE (SYMBOL 57705249 REPLACES 57801060) | EA | 3 | 0 | 0 | NO | 418.6772 | 64999.64 | CUTLER-HAMMER | C306GN3B | 57801057 | 01,02,10,22 |  |  | 1CCC |  | 55-035 BLG SD 42 1000 & 2 | EGP 3 SAR# 22 |  |  |  | 41400
7777 | 29200000TL | 03483 | EGC023027 | P | 57705263 | 57 | Escravos Gas Plant Spares | Mtce | 51 | 51Z | HEATER: OVERLOAD | H2005B-3 RATING 1.20 - 1.96 | Electric-Other : AMP EVAPORATOR FAN NEMA 12 POWER AND CONTROL ENCLOSURE (SYMBOL 57705263 REPLACES 57801074) | EA | 2 | 1 | 2 | NO | 21.1791 | 3288.05 | CUTLER-HAMMER | H2005B-3 | 57801074 | 02,22 |  |  | 1CCC |  | 55-165BLG SD 42-1000 & 25 | EGP 3 SAR# 22 |  |  |  | 41400
7778 | 29200000TL | 03483 | EGC032011 | P | 57705458 | 57 | Escravos Gas Plant Spares | Mtce | 14 | 14Z | SENSOR | ZIRCONIUM OXIDE | Zirconium Oxide sensor for O2 analyzer: Preservation Required. | EA | 2 | 0 | 0 | NO | 3178.575 | 974010.7373 | AMETEK | 71063SE |  | 02,22 | 1 |  | 1CCC |  | 71063SE | EGP3 SAR# 56R1 |  |  |  | 41400 | 45777 | 43638 | -2 | 1
7779 | 29200000TL | 03483 | EGC022013 | P | 57705941 | 57 | Escravos Gas Plant Spares | Mtce | 14 | 14B | FUSE: DUAL ELEMENT. | 1 AMP, 600V, 200K AIC, | Programmable Logic Controllers : FERRULE, FIBER, 13/32 IN X 1.5 IN. FOR LV MOTOR CONTROL CENTER. EQUIPMENT NUMBER: OS-103-1, OS-103-3, OS-104-1, OS104-2, OS-104-3, OS-105-3, OS-106-1, OS-106-2, OS-106-3, OS-210, OS-214, OS-215, OS-216 (SYMBOL 57705941 R | EA | 16 | 0 | 0 | NO | 20.018 | 3107.8 | WESCO NIGERIA | 25183-273-13 |  | 01,22 |  |  | 3XXX |  | GLZK28/1-16 | EGP3 SAR# 53 |  |  |  | 41400 | 45628 |  |  |  | -4 | 1
7780 | 29200000TL | 03483 | EGC022013 | P | 57706002 | 57 | Escravos Gas Plant Spares | Mtce | 14 | 14B | BLOCK: FUSE | 600VAC, 30 AMP, | Programmable Logic Controllers : BLACK PHENOLIC, 3 POLE, SCREW TERMINAL, FERRULE, 13/32 IN x 1 1/2 IN, CLASS CC. EQUIPMENT NUMBER: OS-103-1, OS-103-2, OS-103-3, OS-104-1, OS104-2, OS-104-3, OS-105-1, OS-105-2, OS-105-3, OS-106-1, OS-106-2, OS-106-3, OS-20 | EA | 2 | 0 | 0 | NO | 69.0622 | 10721.91 | WESCO NIGERIA | 40120-860-56 |  | 01,22 |  |  | 3XXX |  | GLZK28/1-16 | EGP3 SAR# 53 |  |  |  | 41400
7781 | 29200000TL | 03483 | EGC044003 | P | 57800812 | 57 | Escravos Gas Plant Spares | Mtce | 66 | 66P | POSITIONER | GAUGE, 0-60 PSI | Valve - Control : CONTROL VALVE.. Reclassified to symbol number 57706484 | EA | 49 | 0 | 0 | NO | 20.7014 | 3213.6869 | FISHER CONTROLS |  | 18B7713X032 | 22 | 1 | 1AXX | 2CBC |  | OFS-HHI-GN-PUR-PI-0004-3/ | EGP 3 SAR# 18 |  |  |  | 41325 | 45756 |  | -11 | 4 |  |  | -3 | 1
7782 | 29200000TL | 03483 | EGC022025 | P | 57800847 | 57 | Escravos Gas Plant Spares | Mtce | 51 | 51Z | CONTACTOR: | SIZE 2,3POLE,45AMP,50/60HZ | Electric-Other : MOTOR FULL VOLTAGE. Reclassified to symbol number 57706490 | EA | 3 | 0 | 0 | NO | 404.4803 | 62811.75 | POWELL |  | CN15GN3AB | 01,02,10,22 |  |  |  |  | 55-035 PLM SD 60 | EGP 3 SAR# 23 |  |  |  | 41190
7783 | 29200000TL | 03483 | EGC021006 | P | 57800854 | 57 | Escravos Gas Plant Spares | Mtce | 51 | 51Z | HEATER: CAL ROD | 125 VOLT A/C | Electric-Other : FOR POWELL 480 V LV MCC AND SWITCH GEAR | EA | 5 | 0 | 1 | NO | 20.9786 | 3256.976 | POWELL | 276-19 | 276-19 | 02,22 |  | 1AXX |  |  | 55-035 PLM SD 60 | EGP 3 SAR# 23 |  |  |  | 40915
7784 | 29200000TL | 03483 | EGC021020 | P | 57800866 | 57 | Escravos Gas Plant Spares | Mtce | 51 | 51Z | LIGHT: INDICATING | WHITE 125 VPC VOLTAGE 3 WATTS | Electric-Other : 24 WE LED LAMP | EA | 7 | 0 | 0 | NO | 38.3875 | 5960.05 | POWELL | MRL125DLW-MPLLWE | MRL125DLW-MPLLWE | 01,02,10,22 |  |  |  |  | 55-035 PLM SD 60 | EGP 3 SAR# 23 |  |  |  | 40915
7785 | 29200000TL | 03483 | EGC022004 | P | 57800867 | 57 | Escravos Gas Plant Spares | Mtce | 51 | 51Z | LIGHT: INDICATING | GREEN 125 V AC/DC 480 V 3.W WA | Electric-Other : 24 LED GREEN LAMP RESISTOR TYPE HIGH THRESHOLD GREEN LAMP AND LENS | EA | 7 | 1 | 2 | NO | 38.3975 | 5961.6 | POWELL | MRL125DLG-MPLLGN | MRL125DLG-MPLLGN | 01,02,10,22 |  |  |  |  | 55-035 PLM SD 60 | EGP 3 SAR# 23 |  |  |  | 40915
7786 | 29200000TL | 03483 | EGC022004 | P | 57800868 | 57 | Escravos Gas Plant Spares | Mtce | 51 | 51Z | LIGHT: RESISTOR | RED LED 125 VDC 480 V 3 W MAX | Electric-Other : 24 LED RED LAMP | EA | 7 | 0 | 0 | NO | 38.3975 | 5961.6 | POWELL | MRL125DLR-MPLLRD | MRL125DLR-MPLLRD | 01,02,10,22 |  |  |  |  | 55-035 PLM SD 60 | EGP 3 SAR# 23 |  |  |  | 40915
7787 | 29200000TL | 03483 | EGC043013 | P | 57803092 | 57 | Escravos Gas Plant Spares | Mtce | 66 | 66P | GASKET | SET | Valve - Control : FISHER CONTROL VALVE PARENT EQUIPMENT NUMBER: 2FV-5605 ########DO NOT REORDER DUPLICATE SEE SYMBOL:74450926############# | EA | 17 | 2 | 4 | NO | 207.0141 | 32136.8689 | FISHER |  |  | 01,22 | 1 |  | 2CBC |  |  | EGP3 SAR # 81 |  |  |  | 41256
7788 | 29200000TL | 03483 | EGC025025 | P | 57803130 | 57 | Escravos Gas Plant Spares | Mtce | 66 | 66P | DIAPHRAGM | DIAPHRAGM | Valve - Control : FISHER CONTROL VALVE PARENT EQUIPMENT NUMBER: 2FV-0334 | EA | 10 | 0 | 0 | NO | 30.6737 | 13151.3425 | FISHER |  |  | 22 | 1 |  | 2CBC |  |  | EGP3 SAR # 81 |  |  |  | 44833
7789 | 29200000TL | 03483 | EGC023026 | P | 57803157 | 57 | Escravos Gas Plant Spares | Mtce | 66 | 66F | KIT:REPAIR | VALVE RELIEF | Valve - Parts & Accessories :CONTAIN :10 EA O-Ring, 2 EA Gasket. ANDERSON GREENWOOD PILOT VALVE VITON. (PARENT EQUIPMENT NUMBER: PSV-0949A/B110-PSV-0618) | EA | 10 | 0 | 0 | NO | 132.1105 | 20511.48 | TYCO VALVES | 04-4749-065 |  | 01,22 | 1 | 1AXX |  |  |  | EGP3 SAR # 80 |  |  |  | 40915 | 45411 |  |  |  | -1 | 1
7790 | 29200000TL | 03483 | EGC023026 | P | 57803172 | 57 | Escravos Gas Plant Spares | Mtce | 66 | 66F | KIT:REPAIR, | FOR 6IN VALVE RELIEF | Valve - Parts & Accessories :CONTAIN: 3 EA O-Ring, 1 EA Gasket, 1 EA Seat. (PARENT EQUIP NO: PSV-0949A/B) | EA | 3 | 0 | 0 | NO | 1302.0893 | 202162.39 | TYCO VALVES | 06-3365-216 |  | 01,22 | 1 | 1AXX |  |  |  | EGP3 SAR # 80 |  |  |  | 40915
7791 | 29200000TL | 03483 | EGC020003 | P | 57803547 | 57 | Escravos Gas Plant Spares | Mtce | 66 | 66B | GUIDE: VALVE, BALL | VALVE SIZE 6 IN X 6 IN, | *OBS* Valve - Brass Bronze lro : SIZE: .7482 IN DIA X 1-57/64 IN LNG, MATERIAL: AISI4140 ALLOY STEEL, DRWAING NUMBER:ONS-ORB-GP-AGT-PI-0001 (625454M01 / 29). RECLASSIFIED TO SYMBOL NUMBER : 57706590 | EA | 2 | 0 | 0 | NO | 434.1 | 67394.03 |  |  | 1A-PA679300 | 01,22 | 1 |  |  |  | ONS-ORB-GP-AGT-PI-0001 (6 |  |  |  |  | 41431
7792 | 29200000TL | 03483 | EGC023018 | P | 58000043 | 58 | EGTL Spares | Mtce | 14 | 14D | KIT: REPAIR | FOR SZ 7 GLASS LEVEL GAGES | Level Measuring Instruments : CONTAINS (2) T-BOROSILICATE GLASS, (4) IFG5500 GASKET | KI | 6 | 0 | 0 | NO | 211.5359 | 49970.8603 | JERGUSON | JRK-17S | 22551158088 | 01 | 1 | 2CCB |  |  | 262129-SPIR1 |  |  | 27TCH20 |  | 41257 | 44221 | 43236
7793 | 29200000TL | 03483 | EGC023018 | P | 58000045 | 58 | EGTL Spares | Mtce | 14 | 14Z | KIT: REPAIR | FOR SZ 9 GLASS LEVEL GAGES | *OBS*Gage&Parts-LiqL : CONTAINS (2) T-BOROSILICATE GLASS, (4) IFG5500 GASKET, 135-LG-0013, 135-LG-0013 | KI | 3 | 0 | 0 | NO | 132.0765 | 20498.28 | JERGUSON | JRK-19S | CUSTOM MADE | 01 | 1 | 2CCB | 2CCB |  | 262129-SPIR3 |  |  | 29TCH20 |  | 41257 | 42389
7794 | 29200000TL | 03483 | EGC018021 | P | 58000047 | 58 | EGTL Spares | Mtce | 14 | 14D | KIT:LEVEL GAUGE 2IN GLASS | 900LB FLG WITH 1/2IN FNPT ENDS | ODEL TM-40, PART NUMBER 37TMCH40. KITS CONTAINS:(6)TRANSPARENT-BOROSILICATE GLASS PART NUMBER V-16756-7, (6) GASKET GRAFOIL PART NUMBER V13488-7, (6) CUSHION IFG5500 PART NUMBER V19087-7, (6) SHIEL MICA PART NUMBER P4452-7. | KI | 15 | 0 | 0 | NO | 1229.2329 | 369847.0399 | CLARK RELIANCE/JERGUSON G | 37TMCH40 |  | 01 | 1 | 2CCB |  |  | 262129-SPIR5 |  |  | TM-40 |  | 41257 | 42869 | 42845
7795 | 29200000TL | 03483 | EGC019007 | P | 58000052 | 58 | EGTL Spares | Mtce | 54 | 54A | GASKET: RING JOINT | 1 IN PIPE, 900 LB | Gaskets : API R16, 316 SS, OVAL, FLANGE NON-SPIRAL, MAGNETIC LEVEL GAUGE, 135-LG-0117, FLANGE NON-SPIRAL, MAGNETIC LEVEL GAUGE, 135-LG-0117 | EA | 93 | 0 | 0 | NO | 32.8189 | 5996.0459 | FLEXITALLIC |  | V17735 T | 01 | 1 | 2CCB |  |  | MII-4167 |  |  | MIIH-SF |  | 41256 | 45493 | 42025 |  |  | -2 | 1
7796 | 29200000TL | 03483 | EGC019007 | P | 58000053 | 58 | EGTL Spares | Mtce | 54 | 54A | GASKET: RING JOINT | 3/4 IN PIPE, 300 LB | Gaskets : API R13, 316 SS, OVAL, FLANGE NON-SPIRAL, MAGNETIC LEVEL GAUGE, 150-LG-0014, 150-LG-0021, 150-LG-0022, 150-LG-0034, FLANGE NON-SPIRAL, MAGNETIC LEVEL GAUGE, 150-LG-0014, 150-LG-0021, 150-LG-0022, 150-LG-0034 | EA | 71 | 0 | 0 | NO | 38.2319 | 7016.5376 | FLEXITALLIC |  | P2760 T | 01 | 1 | 2CCB |  |  | MII-4204 |  |  | MIIH-SF |  | 41256 | 44140 | 42025
7797 | 29200000TL | 03483 | EGC043002 | P | 58000160 | 58 | EGTL Spares | Mtce | 66 | 66F | SCRAPER:GATE VALVES | KNIFE,0.25 IN X 16 IN X 24 IN | Valve - Parts & Accessories :NON-ASBESTOS (GRAPHITE & STAINLESS STEEL), EKB-3016, BOM ITEM NO 1F. | EA | 2 | 0 | 0 | NO | 815.7349 | 126642.85 | EVEREST | E-3056-16-1F | KIT DD DX3 DS C | 22 | 1 | 2BAB |  |  | EKB-3016 |  |  | EKB-3016 |  | 41322 | 42904
7798 | 29200000TL | 03483 | EGC019008 | P | 58000161 | 58 | EGTL Spares | Mtce | 66 | 66F | PACKING: RING SET | KNIFE GATE VALVES | Valve - Parts & Accessories :9 RINGS, GRAPHITE & GRAFOIL, SQUARE PROFILE, 3.5 IN ID, EKB-3016 BOM ITEM 6, BOM ITEM 7: PART NUMBER E3056-16-6&7; VALVE STEM PACKING ASSEMBLY FOR PRESSURE CONTAINMENT - CONSISTS OF 5 GRAPHITE AND 4 GRAFOIL RINGS WITH A | ST | 1 | 0 | 0 | NO | 1361.2264 | 211330.4 | EVEREST | E-3056-16-6&7 | 002-310-052 | 01,22 | 1 | 2BAB |  |  | EKB-3016 |  |  | EKB-3016 |  | 41322 | 45447 |  |  |  | -1 | 1
7799 | 29200000TL | 03483 | EGC018028 | P | 58000163 | 58 | EGTL Spares | Mtce | 56 | 56Z | STUD BOLT:3/4 IN DIA,5 IN LG | 10 UNC,5 IN THD LG,CR-MO,SA193 | *OBS*Fastener-Stud B : GR B7, WITH 2 HEX NUTS, 194-2H, 172-VD-002A/B/C/D, 172-VD-014, DWG EGTL1-MIS-VES-GA-723002, 9465-11/9465-12/9465-13, (FOR PRESSURE VESSELS) | PC | 14 | 0 | 0 | NO | 2.0004 | 310.58 | MIS |  |  | 02,21,22 | 1 | 2CCC | [5 empty] | 9465-10 |  | 41249 | 44929 | [5 empty] | -10 | 1
7800 | 29300000TL | 03483 | EGC031019 | P | 58000166 | 58 | EGTL Spares | Mtce | 66 | 66S | VALVE: SOLENOID | BV /W PNEUMATIC ACTUATOR | Valve - On/Off, solenoid, actuated :1/2 IN PIPE, 5/8 IN ORIFICE, 24V/DC, STAINLESS BODY, 3/2-WAY, 150 PSIG, 1/2 IN NPT, NORMALLY CLOSED, CONTINUOUS DUTY CLASS F, WATERTIGHT ENCLOSURE, 105-XXV-0002, 120-XXV-0091, 120-XXV-1081, 120-XXV-2081, 120-XXV-1087, 1 | EA | 2 | 0 | 1 | YES | 1057.3133 | 433107.2061 | ASCO | EV8316G384V 24/DC | 002-302-885 | 02,22 | 1 | 1CAB |  |  | EGTL1-VSC-INS-SC-050048 |  |  |  |  | 43770 | 45280 | 44355 |  |  |  |  | -1 | 1
7801 | 29200000TL | 03483 | EGC043003 | P | 58000168 | 58 | EGTL Spares | Mtce | 66 | 66F | BUSHING: GATE VALVE 16 IN | 3.5 IN ID,NITRONIC 60 | Valve - Parts & Accessories :INSTALLS BELOW THE PACKING ON THE VALVE STEM. | EA | 2 | 0 | 0 | NO | 3333.0029 | 517448.7 | EVEREST | E3056-16-5 | E3056-16-5 | 02,22 | 1 | 2BAB |  |  | EKB-3016 |  |  | EKB-3016 |  | 40914 | 43876
7802 | 29200000TL | 03483 | EGC026022 | P | 58000197 | 58 | EGTL Spares | Mtce | 54 | 54A | GASKET: SPIRAL WOUND | DN150 6 IN PIPE,150 LB,316 SS | Gaskets : INNER RING,316 SS OUTER RING,GRAPHITE FILLER,316 SS WINDING,FLEXITALLIC LSI,1.5MM THK, ASME B16.20, FLAT RING, WITH SS 316 INSERT, 181-VD-002/172-VD-005 / DRAWING NUMBER EGTL1-MIS- | PC | 32 | 0 | 0 | NO | 60.5348 | 9336.2611 | FLEXITALLIC |  | RFR-S-0620-API-PF025-V | 01,22 | 1 | 2BBC |  |  | EGTL1-MIS-VES-GA-721002 |  |  | 9464-08 |  | 41249 | 45812 | 41823 | -22 | 2
7803 | 29200000TL | 03483 | EGC045034 | P | 58000202 | 58 | EGTL Spares | Mtce | 56 | 56Z | BOLT:STUD, ALL-THREAD | WAX FLUSH DRUM | Fasteners / Hardware : 3/4 IN DIA, 4-1/4 IN LG, 8 UN, A193, GR B8M, WITH 2 HEX NUTS, 194 GR 8M, TYPE: WAX FLUSH DRUM, WITH 2 HEX NUTS, 194 GR 8M, TYPE: WAX FLUSH DRUM3/4 IN DIA, 4-1/4 IN LG, 8 UN, A193, GR B8M, WITH 2 HEX NUTS, 194 GR 8M, TYPE: WAX FLUSH | PC | 3 | 2 | 4 | NO | 75 | 22981.5 | MIS |  |  | 02,22 | 1 | 3CAC |  |  | EGTL1-MIS-VES-GA-455001 |  |  | 1711-01 |  | 41322 | 41694 | 43729
7804 | 29200000TL | 03483 | EGC036027 | P | 58000229 | 58 | EGTL Spares | Mtce | 72 | 72Z | BUSHING: CYLINDER 38 MM BRZ | 5.0 M2 ZWAG FILTER | Filtration - Filters/ Other : | EA | 2 | 0 | 0 | NO | 1200.0773 | 186300 | STERI TECHNOLOGIES |  | 601-577 | 01,22 | 1 | 2BAB |  |  | 601-692 |  |  | ZWAG 5M2 |  | 40914
7805 | 29200000TL | 03483 | EGC042002 | P | 58000287 | 58 | EGTL Spares | Mtce | 54 | 54A | GASKET:2AC - AIR CHAMBER | EJECTOR | Gaskets : (2-7/8 IN X 3-7/8 IN) ID X (3-3/4 IN X 4-3/4 IN) OD X 1/32 IN THK, GRAFOIL GTK, FLAT - ROUND, 105-XJ-101B, 105-XJ-201A/B, 130-XJ-131A/B, 130-XJ-231A/B, GRAHAM PART NUMBER 0051361, GRAHAM JOB NUMBER 06-66471, 105-XJ-101B, 105-XJ-2 | EA | 48 | 0 | 0 | NO | 140.1262 | 21754.6 | GRAHAM CORP. | 66471-0030 | SNB10D-213/CU2N | 01,22 | 1 | 2CCB |  |  | C-59640-1 |  |  | 06-66471-1,2 |  | 41322
7806 | 29300000TL | 03483 | EGC019010 | P | 58000364 | 58 | EGTL Spares | Mtce | 50 | 50Z | PAD: THRUST COMPRESSOR | S25C W87 | Bearings & Accessories - All :OIL-FREE SCREW COMPRESSOR; TAG 120-CS-001A-1, 120-CS-001A-2, 120-CS-001B-1, 120-CS-001B-2 | EA | 6 | 5 | 8 | YES | 736.6683 | 1167655.6134 | KOBELCO | S01501992#91 | S01501992#91 | 22 | 1 | 1BBB | 1BBB |  | M25900204 |  |  |  |  | 43782 | 45295 | 45428 |  |  |  |  | -16 | 2
7807 | 29300000TL | 03483 | EGC019009 | P | 58000365 | 58 | EGTL Spares | Mtce | 50 | 50Z | PAD: FEMALE THRUST COMPRESSOR | S25C W87 | Bearings & Accessories - All :OIL-FREE SCREW COMPRESSOR TAG 120-CS-001A-1, 120-CS-001A-2, 120-CS-001B-1, 120-CS-001B-2 | EA | 8 | 5 | 8 | YES | 575.96 | 912926.1905 | KOBELCO | S01501992#32 | S01501992#32 | 22 | 1 | 1BBB | 1BBB |  | M25900204 |  |  |  |  | 43782 | 45295 | 45429 |  |  |  |  | -16 | 2
7808 | 29300000TL | 03483 | EGC019009 | P | 58000366 | 58 | EGTL Spares | Mtce | 87 | 87B | RING: COMPRESSOR | 304SS+CARBON | Engines - Parts : OIL-FREE SCREW COMPRESSOR TAG 120-CS-001A-1, 120-CS-001A-2, 120-CS-001B-1, 120-CS-001B-2, | EA | 10 | 8 | 12 | YES | 1608.914 | 2550209.7697 | KOBELCO | M26040988#02 | M26040988#02 | 01,22 | 1 | 1BBB | 1BBB |  | M26001043 |  |  |  |  | 43782 | 45295 | 45429 |  |  |  |  | -24 | 2
7809 | 29300000TL | 03483 | EGC019016 | P | 58000367 | 58 | EGTL Spares | Mtce | 56 | 56Z | SPRING: CARBON | 304 SS CSP-H | *OBS*Machinery-Misc- : OIL-FREE SCREW COMPRESSOR, TAG NO 120-CS-001A-1, 120-CS-001A-2, 120-CS-001B-1, 120-CS-001B-2, COMPRESSOR, CSP-H, | EA | 10 | 8 | 12 | YES | 666.862 | 1057009.6131 | KOBELCO | M26040989 | M26040989 | 01,22 | 1 | 1BBB | 1BBB |  | M26001043 |  |  |  |  | 43782 | 45295 | 45429 |  |  |  |  | -24 | 2
7810 | 29300000TL | 03483 | EGC019016 | P | 58000369 | 58 | EGTL Spares | Mtce | 56 | 56Z | WASHER: LOCK | 110 MM ID 154 MM OD 1.8 MM | *OBS*Fastener-BottWa : OIL FREE SCREW COMPRESSOR, SS400, METRIC, GR AW SERIES, TAG 120-CS-001A-1, 120-CS-001A-2, 120-CS-001B-1, 120-CS-001B-2, G, | EA | 2 | 1 | 2 | YES | 96.19 | 157681.3813 | KOBELCO | BRMC-AW-022 | BRMC-AW-022 | 01,22 | 1 | 3CDC | 1BAB |  | M25900204 |  |  |  |  | 43770 |  | 45424
7811 | 29300000TL | 03483 | EGC019010 | P | 58000370 | 58 | EGTL Spares | Mtce | 56 | 56Z | WASHER: LOCK | 80 MM ID 112 MM OD 1.8 MM | *OBS*Fastener-BottWa : OIL FREE SCREW COMPRESSOR SS400,METRIC,GR AW: TAG 120-CS-001A-1, 120-CS-001A-2, 120-CS-001B-1, 120-CS-001B-2 | EA | 2 | 1 | 2 | YES | 68.32 | 111994.9264 | KOBELCO | BRMC-AW-016 | BRMC-AW-016 | 01,22 | 1 | 1BAB | 1BAB |  | M25900204 |  |  |  |  | 43782 |  | 45424
7812 | 29300000TL | 03483 | EGC035015 | P | 58000379 | 58 | EGTL Spares | Mtce | 54 | 54A | GASKET | V6501 | Gaskets : OIL-FREE SCREW COMPRESSOR, EQUIPMENT TAG NO 120-CS-001A-1, 120-CS-001A-2, 120-CS-001B-1, 120-CS-001B-2 | EA | 1 | 0 | 1 | YES | 432.22 | 708525.2794 | KOBELCO | M26021059#01 | M26021059#01 | 01,22 | 1 | 1AXX | 1CCC |  | M25900204 |  |  |  |  | 43782 |  | 45424
7813 | 29300000TL | 03483 | EGC035018 | P | 58000380 | 58 | EGTL Spares | Mtce | 54 | 54A | GASKET: V6501, ROUND | OIL-FREE SCREW COMPRESSOR | Gaskets : TAG NO 120-CS-001A-1, 120-CS-001A-2, 120-CS-001B-1, 120-CS-001B-2 | EA | 2 | 0 | 1 | YES | 102.655 | 40523.4166 | KOBELCO | M25920208 | M25920208 | 01,22 | 1 | 1AXX | 1CCC |  | M25900204 |  |  |  |  | 43782 | 45295 | 43899 |  |  |  |  | -2 | 1
7814 | 29300000TL | 03483 | EGC035017 | P | 58000384 | 58 | EGTL Spares | Mtce | 54 | 54A | SEAL: LABYRINTH | OIL-FREE SCREW COMPRESSOR | Engines - Parts : MATERIAL A6061FH-T6 (ALUMINUM ALLOY) ROT ELEMENT: RING; TAG NO 120-CS-001A-1, 120-CS-001A-2, 120-CS-001B-1, 120-CS-001B-2 | EA | 1 | 0 | 1 | YES | 5573.26 | 8656670.7548 | KOBELCO | M26020898 | M26020898 | 01,22 | 1 |  | 1CCC |  | M25900204 |  |  |  |  | 43785 | 45295 | 45494 |  |  |  |  | -1 | 1
7815 | 29300000TL | 03483 | EGC035015 | P | 58000391 | 58 | EGTL Spares | Mtce | 54 | 54A | GASKET: OIL-FREE SCREW | COMPRESSOR V6501 | Gaskets : EQUIPMENT TAG: NO 120-CS-001A-1, 120-CS-001A-2, 120-CS-001B-1, 120-CS-001B-2, | EA | 2 | 0 | 1 | YES | 341.3 | 559482.851 | KOBELCO | M26021060#01 | M26021060#01 | 01,22 | 1 | 1AXX | 1CCC |  | M25900204 |  |  |  |  | 43782 |  | 45441
7816 | 29300000TL | 03483 | EGC035018 | P | 58000392 | 58 | EGTL Spares | Mtce | 54 | 54A | GASKET:OIL-FREE SCREW COMP | COMPRESSOR V6501 | Gaskets : EQUIPMENT TAG: NO 120-CS-001A-1, 120-CS-001A-2, 120-CS-001B-1, 120-CS-001B-2, | EA | 2 | 1 | 2 | YES | 98.14 | 160877.9578 | KOBELCO | M26020899#02 | M26020899#02 | 01,22 | 1 | 1AXX | 1CCC |  | M25900204 |  |  |  |  | 43782 | 45293 | 45441 |  |  |  |  | -4 | 1
7817 | 29200000TL | 03483 | EGC020024 | P | 58000604 | 58 | EGTL Spares | Mtce | 54 | 54A | GASKET: 1/8 IN THK | OIL MIST GENERATOR | Gaskets : NO 790 FC; CORK; RECTANGULAR: RESERVOIR CLEANOUT, SHEET, 135-XX-002, 150-XX-001, 160-XX-001, 171-XX-001, 171-XX-002, 172-XX-014, 172-XX-028, 173-XX-005, 183-XX-001, | EA | 33 | 0 | 0 | NO | 7.9973 | 1242.5139 | BUSSMANN | 77500861 | 77500861 | 01,22 | 1 | 3CAX | [7 empty] | 40914
7818 | 29200000TL | 03483 | EGC020024 | P | 58000606 | 58 | EGTL Spares | Mtce | 54 | 54A | GASKET: 1/16 IN THK | OIL MIST GENERATOR | Gaskets : NO 790 FC CORK,RECTANGULAR,RESERVOIR CLEANOUT: ARMSTRONG COMPOSITION PROTEIN BINDER # 9550, 135-XX-002, 150-XX-001, 160-XX-001, 171-XX-001, 171-XX-002, 172-XX-014, 172-XX-028, 173-XX-005, 183-XX-001 | EA | 33 | 0 | 0 | NO | 4.9983 | 776.5712 | CRYDOM | 77800092 | 77800092 | 01,22 | 1 | 3CAX | [7 empty] | 40914
7819 | 29200000TL | 03483 | EGC020022 | P | 58000607 | 58 | EGTL Spares | Mtce | 72 | 72Z | ELEMENT: AIR FILTER | 1/2 IN 40 MICRON | *OBS*Filtration-Elem : OIL MIST GENERATOR | KI | 3 | 0 | 0 | NO | 14.995 | 2329.725 | WATTS | EKF10Y | 77500472 | 01,22 | 1 | 2BAB | 2BAB |  |  |  |  | IVTCAEXX1 |  | 40914 | 42885
7820 | 29300000TL | 03483 | EGC020021 | P | 58000611 | 58 | EGTL Spares | Mtce | 51 | 51Z | RELAY: CONTACT 10A 240V | OIL MIST GENERATOR | Electric-Other : NO-NC,SILVER CALCIMIUM CONTACT,DPDT,24VDC COIL,8 PIN TERMINAL,PIN/BASE MOUNT,EP ENCLOSURE | EA | 1 | 0 | 1 | YES | 31.5447 | 50000 | MAGNECRAFT | 750XBXH-24D | 77710826 | 01,10,22 | 1 | 2BAB |  |  | IVT-25-101 |  |  | IVTCAEXX1 |  | 43770 |  | 45240
7821 | 29200000TL | 03483 | EGC020019 | P | 58000613 | 58 | EGTL Spares | Mtce | 45 | 45Z | CYLINDER: AIR 9.36 IN LG | OIL MIST GENERATOR | Containers & Accessories - other containers & packaging tools : BORE: 3 IN STROKE: 1 1/16 IN, SS, 135-XX-002, 150-XX-001, 160-XX-001, 171-XX-001, 171-XX-002, 172-XX-014, 172-XX-028, 173-XX-005, 183-XX-001,130-XX-012 | EA | 8 | 0 | 0 | NO | 71.9756 | 11182.68 | HYDAC | 1062 DNS-3.00-31 | 77780119 | 22 | 1 | 3BAC |  |  | IVT-25-101 |  |  |  |  | 40914
7822 | 29200000TL | 03483 | EGC020021 | P | 58000615 | 58 | EGTL Spares | Mtce | 54 | 54D | SEAL: OIL | 5/16 IN X 9/16 IN X 1/4 IN | *OBS*GS&P-Other : OIL MIST GENERATOR, DP,POLYURETHANE, :POLYPACK, 135-XX-002, 150-XX-001, 160-XX-001, 171-XX-001, 171-XX-002, 172-XX-014, 172-XX-028, 173-XX-005, 183-XX-001,130-XX-012 | EA | 6 | 0 | 0 | NO | 4.9983 | 776.575 | LITTELFUSE | 12500312-250 | 77780121 | 01,22 | 1 | 3CAX | 3CAX | [6 empty] | 40914 | 42973
7823 | 29200000TL | 03483 | EGC020014 | P | 58000616 | 58 | EGTL Spares | Mtce | 66 | 66V | VALVE: SOLENOID 24VDC 430FR | OIL MIST GENERATOR | Process Control System :1/4 IN PIPE,3/32 IN ORIFICE, SS BODY,2-WAY,275 LB,NPT,NC,CLASS F MOLDED,NEMA 1,2,3,3S,4,4 X ENCLOSURE, 18 IN LEADS, 135-XX-002, 150-XX-001, 160-XX-001, 171-XX-001, 171-XX-002, 172-XX-014, 172-XX-028, 173-XX | EA | 3 | 0 | 0 | NO | 125.9575 | 19569.69 | LITTELFUSE | 71215 SN2 KNOONOC111 C2 | 77780131 | 02,22 | 1 | 3BAC |  |  | IVT-25-101 |  |  |  |  | 40914 | 45664 |  | 0 | 2
7824 | 29200000TL | 03483 | EGC020021 | P | 58000620 | 58 | EGTL Spares | Mtce | 51 | 51Z | FUSE: TIME DELAY | 1.6A, 250VAC, 1.5KA | Electric-Other : ,@ 250VAC IR, FERRULE, CERAMIC, 5MM X 20MM, OIL MIST GENERATOR CARTRIDGE, | EA | 10 | 0 | 0 | NO | 4.9989 | 776.7 | LITTELFUSE | 21501.6 | 77780965 | 01,22 | 1 | 2BAB |  |  | IVT-25-101 |  |  | IVTCAEXX1 |  | 40914 | 41841
7825 | 29200000TL | 03483 | EGC020023 | P | 58000621 | 58 | EGTL Spares | Mtce | 51 | 51Z | RELAY | OVERLOAD 25A 240VAC | Electric-Other : NO,SPST,AUTOMATIC,24-280V RMS COIL,CAGE TYPE TERMINAL,PANEL MOUNT,THERMAL CONDUCTIVE EPOXY ENCLOSURE, :THERMALLY CONDUCTIVE EPOXY145-XX-001, FOR OIL MIST GENERATOR | EA | 8 | 2 | 3 | NO | 69.9763 | 10872.05 | CRYDOM | CMD2425 | 77780152 | 01,10,22 | 1 | 2BAB | 2CBC |  | IVT-25-101 |  |  | IVTCAEXX1 |  | 40914 | 45125 | [5 empty] | -2 | 1
7826 | 29200000TL | 03483 | EGC020020 | P | 58000622 | 58 | EGTL Spares | Mtce | 51 | 51Z | FUSE: TIME DELAY | 1A, 250VAC, 1.5KA | Electric-Other : ,@ 250VAC IR,FERRULE,CERAMIC,5MM X 20MM, CARTRIDGE | EA | 26 | 0 | 0 | NO | 4.9985 | 776.6167 | LITTELFUSE | 215001 | 77780153 | 01,22 | 1 | 2BAB |  |  | IVT-25-101 |  |  | IVTCAEXX1 |  | 40914 | 44499
7827 | 29200000TL | 03483 | EGC020020 | P | 58000623 | 58 | EGTL Spares | Mtce | 51 | 51Z | FUSE:TIME DELAY | 4A, 250VAC, 1.5KA | Electric-Other : ,@ 250VAC IR,FERRULE,CERAMIC,5MM X 20MM, WITH SIGHT GAUGE 140-XX-001 | EA | 30 | 0 | 0 | NO | 2.9991 | 465.97 | LITTELFUSE | 215004 | 77780154 | 01,22 | 1 | 2BAB |  |  | IVT-25-101 |  |  | IVTCAEXX1 |  | 40914
7828 | 29200000TL | 03483 | EGC020020 | P | 58000624 | 58 | EGTL Spares | Mtce | 51 | 51C | FUSE: FAST ACTING | 10A, 250VAC, 200A | Electric Components - Motor / Generator :,@ 125VAC IR,FERRULE,CERAMIC,6.48MM X 31.75MM, 135-XX-002, 150-XX-001, 160-XX-001, 171-XX-001, 171-XX-002, 172-XX-014, 172-XX-028, 173-XX-005, 183-XX-001 | EA | 20 | 0 | 0 | NO | 2.9991 | 465.97 | BUSSMANN | ABC-10 | 77780155 | 01,22 | 1 | 3BAC |  |  | IVT-25-101 |  |  |  |  | 40914 | 46013 |  | -10 | 1
7829 | 29200000TL | 03483 | EGC020024 | P | 58000627 | 58 | EGTL Spares | Mtce | 87 | 87B | THERMOCOUPLE: 4 IN LG | 3/16 IN SHEATH DIA | *OBS*Machinery-Misc- : K,GROUNDED JUNCTION, SS SHEATH,EXTENSION LEADWIRE TRANSITION WITH RELIEF SPRING,NO FITTING MOUNT: 145-XX-001, 11A, ¹/4 HP AT 125 OR 250VAC; 5A RESISTIVE, 3A INDUCTIVE AT 28 VDC | EA | 17 | 0 | 0 | NO | 49.9582 | 7765.6765 | PYROMATION | K38G-004-00-15-T1M048-0 | 77700941 | 22 | 1 | 2BAB | 2BAB |  | IVT-25-101 |  |  | IVTCAEXX1 |  | 40914
7830 | 29200000TL | 03483 | EGC020007 | P | 58000629 | 58 | EGTL Spares | Mtce | 72 | 72Z | FILTER: AIR 1/2 IN NPT | OIL MIST GENERATOR | *OBS*Filtration-Elem : GENERAL PURPOSE IN LINE, ZINC ELEMENT,40 MICRON,METAL HSG: WITH SIGHT GAUGE 140-XX-001, | EA | 2 | 0 | 0 | NO | 114.9612 | 17861.225 | WATTS | F602-04WJ | 77780124 | 01,22 | 1 | 2BAB | 2BAB |  | IVT-25-101 |  |  | IVTCAEXX1 |  | 40914 | 45812 |  | -1 | 1
7831 | 29200000TL | 03483 | EGC020013 | P | 58000632 | 58 | EGTL Spares | Mtce | 66 | 66Z | TRANSDUCER: PRESSURE | 0-150 PSI INPUT, 4-20MA OUTPUT | Valve-Other : 10-30VDC POWER, :1/4 NPT, SS, UTILIZE CERAMIC SENSOR ELEMENT TAG: 145=XX-001 | EA | 5 | 0 | 0 | NO | 874.7044 | 135900.625 | HYDAC | HDA 4380-A-0150-322-F1 | 77780138 | 01,22 | 1 | 2BAB |  |  | IVT-25-101 |  |  | IVTCAEXX1 |  | 40914 | 45664 |  | 0 | 2
7832 | 29200000TL | 03483 | EGC020013 | P | 58000633 | 58 | EGTL Spares | Mtce | 66 | 66Z | TRANSDUCER: PRESSURE | 0-100 PSI INPUT,4-20MA OUTPUT | Valve-Other : 10-30VDC POWER, 1/4 NPT, SS, UTILIZE CERAMIC SENSOR ELEMENT; TAG: 145-XX-001, | EA | 3 | 0 | 1 | NO | 874.7044 | 135900.625 | HYDAC | HDA 4380-A-0100-322-F1 | 77780139 | 01,22 | 1 | 2BAB |  |  | IVT-25-101 |  |  | IVTCAEXX1 |  | 40914 | 44601
7833 | 29200000TL | 03483 | EGC020007 | P | 58000634 | 58 | EGTL Spares | Mtce | 66 | 66Z | TRANSDUCER: PRESSURE | 0-5 PSI INPUT 4-20MA OUTPUT | Valve-Other : 10-30VDC POWER, 1/4 NPT, SS, UTILIZE CERAMIC SENSOR ELEMENT, TAG: 145-XX-001 | EA | 2 | 0 | 0 | NO | 874.7044 | 135900.625 | HYDAC | HDA 4380-A-0005-322-F1 | 77780140 | 01,22 | 1 | 2BAB |  |  | IVT-25-101 |  |  | IVTCAEXX1 |  | 40914 | 42481
7834 | 29200000TL | 03483 | EGC020021 | P | 58000636 | 58 | EGTL Spares | Mtce | 72 | 72Z | DETECTOR: TEMPERATURE RTD | 200 TO 204 DEG C,100 OHM | Filtration - Filters/ Other : 2 WIRE,PLATINUM ELEMENT,1/4 IN DIA,4 IN LG,SS TUBE, TAG: 140-XX-001 | EA | 3 | 0 | 0 | NO | 294.9004 | 45817.925 | PYROMATION | R1T192L4820040015T3M048-2 | 77780142 | 22 | 1 | 2BAB |  |  | IVT-25-101 |  |  | IVTCAEXX1 |  | 40914 | 42381
7835 | 29200000TL | 03483 | EGC020011 | P | 58000638 | 58 | EGTL Spares | Mtce | 14 | 14C | CONTROLLER: PID HEATER | OIL MIST GENERATOR | Flow Measuring Instruments : 1/8 DIN MICRO LED,32-120 DEG F RANGE, 4-20MA, TAG: PE, 135-XX-002, 150-XX-001, 160-XX-001, 171-XX-001, 171-XX-002, 172-XX-014, 172-XX-028, 173-XX-005, 183-XX-001,130-XX-012, PE, | EA | 3 | 0 | 0 | NO | 933.6845 | 145064.21 | SKINNER | DIN FJ441D-N-T-13 | 77780144 | 01,11,22 | 1 | 3BAC |  |  | IVT-25-101 |  |  |  |  | 40914 | 45643 |  |  |  | -1 | 1
7836 | 29200000TL | 03483 | EGC020005 | P | 58000639 | 58 | EGTL Spares | Mtce | 51 | 51Z | SWITCH: LEVEL 120V 0.17A | OIL MIST GENERATOR | Electric-Other : AC/0.13A DC 20VA,100 PSI @ 40-300 DEG F RANGE,SPST,DUAL,OPEN ENCLOSURE, DUAL, SS | EA | 3 | 0 | 0 | NO | 649.7804 | 100954.75 | GEMS SENSOR | LS7004SSSSS-SPST0202SPCL2 | 77780145 | 01,10,22 | 1 | 2BAB |  |  | IVT-25-101 |  |  | IVTCAEXX1 |  | 40914 | 45666 |  | -1 | 1
7837 | 29200000TL | 03483 | EGC024005 | P | 58000644 | 58 | EGTL Spares | Mtce | 51 | 51Z | TRANSFORMER: CONTROL 0.75KVA | 120/240VAC,24VAC,50/60HZ,1PH | Electric-Other : ALUM, 135-XX-002, 150-XX-001, 160-XX-001, 171-XX-001, 171-XX-002, 172-XX-014, 172-XX-028, 173-XX-005, 183-XX-001,130-XX-012 | EA | 4 | 0 | 0 | NO | 89.9797 | 13978.35 | WATTS | B075-2022GA |  | 01,10,22 | 1 | 3BAC |  |  | IVT-25-101 |  |  |  |  | 41256
7838 | 29200000TL | 03483 | EGC024019 | P | 58000669 | 58 | EGTL Spares | Mtce | 65 | 65A | REEL: CHALK 100 FT CAPACITY | STRAIGHT-LINE METAL CASE | Tools - Hand / Power :WITH CHALK REFILLS, REEL 64110 & REFILL 64905 | EA | 2 | 0 | 0 | NO | 14.74 | 2899.0632 | IRWIN |  |  | 00 | 1 | 2CAC | [7 empty] | 40915 |  | 41912
7839 | 29300000TL | 03483 | EGC020030 | P | 58000693 | 58 | EGTL Spares | Mtce | 54 | 54A | GASKET: SPIRAL WOUND | DRUM, 2 IN PIPE, 300LB | Gaskets : 304 SS INNER RING, CS OUTER RING, GRAPHITE FILLER, 304 SS WINDING, 4.5 MM THK-ASME300# RF, ASME 300 RF, | EA | 79 | 56 | 81 | YES | 22.93 | 34611.7814 | FLEXITALLIC | D0563 BG002-13 |  | 01,22 | 1 |  |  |  | D0563-150VD013-D-06 |  |  |  | SPMNL607 | 43770 | 45951 | 45951 | -110 | 22 | -64 | 6 | -109 | 15
7840 | 29200000TL | 03483 | EGC045006 | P | 58000786 | 58 | EGTL Spares | Mtce | 56 | 56Z | BOLT: STUD ALL-THREAD | 5/8 IN DIA,120MM LG,11 UNC | BOLT: STUD ALL-THREAD 5/8 IN DIA,120MM LG,11 UNC *OBS*Fastener-Stud B : SA193,GR B16, SA194-7L NUT | ST | 1 | 6 | 8 | NO | 5.045 | 1768.4175 | KOREA BOLT | K-06C0032-10 | K-06C0032-10 | 02,22 | 1 | 1BAB | 2BBB |  | 06C0032-02-06-TW1,2-5 |  |  |  |  | 40914 | 44482 | 43879
7841 | 29200000TL | 03483 | EGC019006 | P | 58000787 | 58 | EGTL Spares | Mtce | 14 | 14Z | SIGHT ASSY, OIL LEVEL | W/MOUNTING, SS, | Instruments - Other & Parts : 130-XX-012, 135-XX-002, 150-XX-001, 171-XX-001, 172-XX-014, 172-XX-028,183-XX-001, Used as part or accessories on LUBRIMATE P/N 77740213 | EA | 4 | 0 | 0 | NO | 205 | 31822.15 | LUBRICATION SYSTEMS COMPA | 77700217 |  | 00 | [9 empty] | 41505
7842 | 29200000TL | 03483 | EGC045034 | P | 58000791 | 58 | EGTL Spares | Mtce | 56 | 56Z | BOLT: STUD ALL-THREAD | 5/8 IN DIA,120MM LG,11 UNC | BOLT: STUD ALL-THREAD 5/8 IN DIA,120MM LG,11 UNC *OBS*Fastener-Stud B : SA193,GR B16, S-B/2HHN, 120-VR-204, SA194-7L NUT. | ST | 1 | 4 | 7 | NO | 19 | 5821.98 | KOREA BOLT | K-06C0032-11 | K-06C0032-11 | 02,22 | 1 | 1BAB | 1BAB |  | 06C0032-02-18-K1,2,3-4 |  |  |  |  | 40914 | 44482 | 43609
7843 | 29200000TL | 03483 | EGC045034 | P | 58000792 | 58 | EGTL Spares | Mtce | 56 | 56Z | BOLT: STUD ALL-THREAD | 5/8 IN DIA,120MM LG,11 UNC | BOLT: STUD ALL-THREAD 5/8 IN DIA,120MM LG,11 UNC *OBS*Fastener-Stud B : SA193,GR B16, S-B/2HHN, 120-VR-204, SA194-7L NUT | ST | 1 | 3 | 5 | NO | 2.5 | 948.75 | KOREA BOLT | K-06C0032-12 | K-06C0032-12 | 02,22 | 1 | 1BAB | 2BBB |  | 06C0032-02-18-K4-4 |  |  |  |  | 40914 | 44482 | 43808
7844 | 29200000TL | 03483 | EGC024012 | P | 58000801 | 58 | EGTL Spares | Mtce | 54 | 54A | GASKET: SPIRAL WOUND 12 IN | PIPE,600 LB,304 SS INNER RING | Gaskets : 304 SS OUTER RING,GRAPHITE FILLER,304 SS WINDING,4.5 THK, ASME, RF, F,GRA H,I,O,120-VR-201 | EA | 2 | 0 | 0 | NO | 106.4 | 29014.65 | JEIL E&S | J-06C0032-09 | J-06C0032-09 | 01,22 | 1 | 1BAB |  |  | 06C0032-02-05-H1,S02-5 |  |  |  |  | 40914 | 45192 | [5 empty] | -1 | 1
7845 | 29200000TL | 03483 | EGC020003 | P | 58000803 | 58 | EGTL Spares | Mtce | 54 | 54A | GASKET: SPIRAL WOUND 2 IN | PIPE,600 LB,304 SS INNER RING | 304 SS OUTER RING,GRAPHITE FILLER,304 SS WINDING,4.5 THK, ASME, RF, F,GRA H,I,O,120-VR-201 XXXX DUPLICATE OF SYMBOL NUMBER 58000802 XXXX | PC | 1 | 0 | 0 | NO | 3.4 | 1037.17 | JEIL E&S | J-06C0032-11 | J-06C0032-11 | 01,22 | 1 | 1BAB |  |  | 06C0032-02-18-K1,2,3-3 |  |  |  |  | 40914 | 45688 | 42864 | -8 | 3 |  |  | -2 | 1
7846 | 29200000TL | 03483 | EGC037008 | P | 58000811 | 58 | EGTL Spares | Mtce | 51 | 51Z | ELEMENT: FILTER GAS | 4 IN OD X 8 IN LONG | Electric-Other : 0.1 TO 2 MICRONS,FIBERGLASS, SECONDARY SEAL, 120-XF-040A/B & 041A/B.FOR OIL-FREE SCREW COMPRESSOR | EA | 24 | 0 | 0 | NO | 420 | 65205 | KEC | GCC-0408-020-P-UF | G182162A | 01,22 | 1 | 1AXX |  |  | ES-345-056A/B |  |  |  |  | 41320 | 45280 | [5 empty] | -4 | 2
7847 | 29200000TL | 03483 | EG1015018 | P | 58000820 | 58 | EGTL Spares | Mtce | 14 | 14Z | GAUGE: PRESSURE 10000 KPA | 6 IN DIAL,1/8 IN FEMALE NPT | *OBS*Gage&Parts-Pres : CAST ALUMINUM CASE, BOTTOM, GLYCERINE FILLED, TEST | EA | 4 | 0 | 0 | NO | 266.4 | 52344.936 | WIKA INSTRUMENTS | W123XP11QGN1OML |  | 05 | 1 | 3CAC | 3CAC | [6 empty] | 40915 |  | 42253
7848 | 29200000TL | 03483 | EG1015012 | P | 58000907 | 58 | EGTL Spares | Mtce | 76 | 76Z | VALVE: REPAIR KIT | SUCTION AND DELIVERY | Pumps-Other : VALVE PARTS, 145-PR-001A/B; LEWA - 0407491021. Repair kits for pump suction and delivery valves. Disc, nozzle and gaskets. | ST | 4 | 0 | 0 | NO | 1363.7 | 267967.05 | LEWA | 0407491021 | 0407491021 | 22 | 1 | 2CBC |  |  | 1114900000/G1/01 |  |  | LDD1/M9/58 |  | 40914 | 42464 | 42241
7849 | 29300000TL | 03483 | EGC043017 | P | 58000908 | 58 | EGTL Spares | Mtce | 76 | 76Z | VALVE: SNIFTING M9 | DIAPHRAM PUMPS | Pumps-Other : INTEGRAL WITH RELIEF VALVE,SS BODY, OPERATED, INTEGRAL, FPM70(VA) | EA | 2 | 0 | 1 | YES | 1517.08 | 2411312.9566 | LEWA | 1113040002 | 1113040002 | 02,22 | 1 | 2CBC |  |  | 1114900000/G1/01 |  |  | LDD1/M9/58 |  | 43770 |  | 45406
7850 | 29200000TL | 03483 | EGC021014 | P | 58000913 | 58 | EGTL Spares | Mtce | 56 | 56Z | HANDLE: LIFTING, 12 MM OD | SUBMERSIBLE GRINDER PUMP | Fasteners / Hardware : STEEL STANDARD EN10025-2:2004, 177-PC-002A/B, 177-PC-003A/B | EA | 1 | 0 | 0 | NO | 497.1846 | 77187.91 | ITT WATER & WASTEWATER | 4732301 | 4732301 | 01,22 | 1 | 2CBC |  |  | EGTL-FLY-MEC-SR-770005 |  |  | MP 3085.172 HT 258 |  | 40914
7851 | 29200000TL | 03483 | EGC021014 | P | 58000918 | 58 | EGTL Spares | Mtce | 51 | 51C | PLATE: CONNECTION SENSOR | 20 MM X 20 MM, 316 SS | Electric Components - Motor / Generator :177-PC-002A/B, 177-PC-003A/B; SUBMERSIBLE GRINDER PUMP | EA | 1 | 0 | 0 | NO | 11.9804 | 1859.95 | ITT WATER & WASTEWATER | 5502300 | 5502300 | 01,22 | 1 | 2CBC |  |  | EGTL-FLY-MEC-SR-770005 |  |  | MP 3085.172 HT 258 |  | 40914
7852 | 29200000TL | 03483 | EGC021019 | P | 58000919 | 58 | EGTL Spares | Mtce | 51 | 51C | PLATE: CONNECTION - 6 LEADS | 20 MM X 20 MM, 316 SS | Electric Components - Motor / Generator :177-PC-002A/B, 177-PC-003A/B; SUBMERSIBLE GRINDER PUMP | EA | 1 | 0 | 0 | NO | 62.2978 | 9671.74 | ITT WATER & WASTEWATER | 6989900 | 6989900 | 22 | 1 | 2CBC |  |  | EGTL-FLY-MEC-SR-770005 |  |  | MP 3085.172 HT 258 |  | 40914
7853 | 29200000TL | 03483 | EGC021019 | P | 58000924 | 58 | EGTL Spares | Mtce | 57 | 57A | HOSE: INSULATING PLAIN END | 25 MM OD X 90 MM LG | *OBS*Hoses&Parts-Oth : STATOR LEADS, +105°C, PVC, 177-PC-002B, 177-PC-003A/B FOR SUBMERSIBLE GRINDER PUMP | EA | 2 | 0 | 0 | NO | 2.0008 | 310.78 | ITT WATER & WASTEWATER | 836500 | 836500 | 01,22 | 1 | 2CBC | 2CBC |  | EGTL-FLY-MEC-SR-770005 |  |  | MP 3085.172 HT 258 |  | 40914
7854 | 29200000TL | 03483 | EGC021021 | P | 58000925 | 58 | EGTL Spares | Mtce | 52 | 51Z | TIE: CABLE SELF LOCKING 52 MM | MAX DIA RANGE 2.4 MM WD,200 MM | Electric-Other : 8.16 KG TENSILE,NYLON, 177-PC-002A/B, 177-PC-003A/B | EA | 1 | 0 | 0 | NO | 1.0004 | 155.39 | ITT WATER & WASTEWATER | 834559 | 834559 | 22 | 1 | 2CBC |  |  | EGTL-FLY-MEC-SR-770005 |  |  | MP 3085.172 HT 258 |  | 40914 | 45280 | [5 empty] | -1 | 1
7855 | 29200000TL | 03483 | EGC021019 | P | 58000929 | 58 | EGTL Spares | Mtce | 56 | 56Z | SCREW: SELF-TAPPING M6 DIA | 20 MM LG | *OBS*Fastener-BottWa : C - THREAD FORMING POINT,6 MM HD, STEEL,CASE HARDENED AND ZINC, SAE-J1237,GR METRIC GRADE 9.8, 177-PC-002A/B, 177-PC-003A/B | EA | 4 | 0 | 0 | NO | 1.0004 | 155.39 | ITT WATER & WASTEWATER | 821764 | 821764 | 02,21,22 | 1 | 2CBC | 2CBC |  | EGTL-FLY-MEC-SR-770005 |  |  | MP 3085.172 HT 258 |  | 40914 | 43871
7856 | 29200000TL | 03483 | EGC021013 | P | 58000933 | 58 | EGTL Spares | Mtce | 14 | 14Z | DETECTOR: LEAK | SUBMERSIBLE GRINDER PUMP | Instruments - Other & Parts : CLS-30 APP. 30% OF WATER IN OIL, ALUMINUM; MECHANICAL FLOAT MOUNTS INSIDE THE STATOR HOUSING THROUGH THE STATOR INSPECTION PORT. WHEN LEAKAGE OCCURS, THE FLOAT RISES AND ALARMS, TAG 177-PC-002A/B, 177-PC-003A/B | EA | 1 | 0 | 0 | NO | 3.5941 | 557.98 | ITT WATER & WASTEWATER | 5051200 | 5051200 | 22 | 1 | 2CBC |  |  | EGTL-FLY-MEC-SR-770005 |  |  | MP 3085.172 HT 258 |  | 40914
7857 | 29200000TL | 03483 | EG1015021 | P | 58000934 | 58 | EGTL Spares | Mtce | 50 | 50Z | HOLDER: BEARING | 184 MM OD X 40 MM THK | Bearings & Accessories - All :0404 4263 10, :177-PC-002B, 177-PC-003A/B, | EA | 1 | 0 | 0 | NO | 485.2043 | 75327.96 | ITT WATER & WASTEWATER | 5947702 | 5947702 | 01,22 | 1 | 2CBC |  |  | EGTL-FLY-MEC-SR-770005 |  |  | MP 3085.172 HT 258 |  | 40914
7858 | 29200000TL | 03483 | EGC021014 | P | 58000938 | 58 | EGTL Spares | Mtce | 54 | 54A | SEAL: MECHANICAL 20 MM,12 MM | SUBMERSIBLE GRINDER PUMP | Seals : CARTRIDGE,BALANCED - MAX 55 BAR,SINGLE ARRANGEMENT,CERAMIC,CARBON GRAPHITE ROT FACE,SS 316 HARDWARE,SS 316 SPRING,O-RING,BUNA-N RUBBER GASKET, TAG: 177-PC-002A/B, 177-PC-003A/B | EA | 3 | 0 | 0 | NO | 248.504 | 38577.8648 | FLYGT | 7204507 | 7204507 | 01,22 | 1 | 2CBC | 1BBB |  | EGTL-FLY-MEC-SR-770005 |  |  | MP 3085.172 HT 258 |  | 40914 |  | 41648
7859 | 29200000TL | 03483 | EGC021020 | P | 58000945 | 58 | EGTL Spares | Mtce | 54 | 54A | SEAL: MECHANICAL 20 MM,33 MM | SUBMERSIBLE GRINDER PUMP | Seals : CARTRIDGE, BALANCED - MAX 55 BAR,SINGLE ARRANGEMENT,TUNGSTEN-CARBIDE,TUNGSTEN-CARBIDE ROT FACE,SS 316 HARDWARE,SS 316 SPRING,O-RING,BUNA-N RUBBER GASKET, WCCR/WCCR-TYPE E- OUT: TAG 177-PC-002A/B, 177-PC-003A/B | EA | 3 | 0 | 0 | NO | 821.2547 | 127492.9877 | FLYGT | 7204510 | 7204510 | 01,22 | 1 | 2CBC | 1BBB |  | EGTL-FLY-MEC-SR-770005 |  |  | MP 3085.172 HT 258 |  | 40914 |  | 41648
7860 | 29200000TL | 03483 | EGC021016 | P | 58000958 | 58 | EGTL Spares | Mtce | 76 | 76Z | MARKER: STICKER - REFLECTIVE | BLUE, 100 MM X 25 MM | *OBS* Pumps - Parts : TM580-10,SILICON TREATED VINYL, FLYGT COMPANY LOGO, TAG, 177-PC-002A/B, 177-PC-003A/B | EA | 2 | 0 | 0 | NO | 2.0008 | 310.78 | ITT WATER & WASTEWATER | 6674000 | 6674000 | 01,22 | 1 | 2CBC | 2CBC |  | EGTL-FLY-MEC-SR-770005 |  |  | MP 3085.172 HT 258 |  | 40914
7861 | 29200000TL | 03483 | EGC021016 | P | 58000959 | 58 | EGTL Spares | Mtce | 56 | 56Z | WASHER: FLAT M20 NOM | 22 MM ID,32 MM OD,3.5 MM | *OBS*Fastener-BottWa : SS 316, DIN0921,GR A2, PLAIN, TAG: 177-PC-002A/B, 177-PC-003A/B | EA | 1 | 0 | 0 | NO | 11.9804 | 1859.95 | ITT WATER & WASTEWATER | 824061 | 824061 | 01,22 | 1 | 2CBC | 2CBC |  | EGTL-FLY-MEC-SR-770005 |  |  | MP 3085.172 HT 258 |  | 40914
7862 | 29200000TL | 03483 | EGC035015 | P | 58000964 | 58 | EGTL Spares | Mtce | 87 | 87B | SHAFT: 1-7/16 IN | AIR MOVING EQUIPMENT | *OBS*Machinery-Misc- : CS, ARRANGEMENT 8 | EA | 1 | 0 | 0 | NO | 240.0464 | 37269.6 | NEW YORK BLOWER | ORDER BYNYB# B11134 | ORDER BYNYB# B11134 | 22 | 1 | 2BAB | 2BAB |  | EGTL1-NYB-MEC-GA-72-001 |  |  |  |  | 40914
7863 | 29300000TL | 03483 | EGC043017 | P | 58000978 | 58 | EGTL Spares | Mtce | 66 | 66H | VALVE: AND REPAIR KITS | DIAPHRAM PUMPS:TYPE LDD 1 | Valve-Safety Relief : LEWA DIAPHRAM PUMPS TYPE LDD 1, SERIAL NUMBER 49156-100-/002, HYDRAULIK-DBV PRESSURE LIMIT VALVE DN10 M900 15-80 BAR REPAIR KITS, PART NUMBER 1096680003/3G/04 WITH REPAIR KITS.INTERNAL HYD. SET,DN25/15,M56X2; INLET, DN25/15, M56X2 OU | EA | 1 | 0 | 1 | YES | 3188.05 | 4905293.1325 | LEWA HERBERT | 1096680003/3G/04 | 1096680003/3G/04 | 02,22 | 1 | 2CBC |  |  | 1114900000/G1/01 |  |  | LDD1/M9/58 |  | 45317 |  | 45418
7864 | 29200000TL | 03483 | EGC043003 | P | 58000979 | 58 | EGTL Spares | Mtce | 54 | 54A | KIT: GASKET, FOR DIAPHRAM | PUMP | Gaskets : CONTAINS (2) NBR-70 O-RING, (3) SS/NBR-70 U-SEAL, (1) ST/NBR-75 RADIAL SEAL RING, (1) GASKET SET EHV H; FOR DRAIN PLUG, MODEL 07941900 | ST | 1 | 0 | 0 | NO | 153.0099 | 23753.25 | LEWA | 1135031002 | 1135031002 | 01 | 1 | 2CBC |  |  | 1135030000/0G/01 |  |  | LDD1/M9/58 |  | 40914 | 45214 | [5 empty] | -1 | 1
7865 | 29200000TL | 03483 | EGC030025 | P | 58001240 | 58 | EGTL Spares | Mtce | 66 | 66V | VALVE: SOLENOID 15 - 150 PSI | 1/4 IN PIPE 5/16 IN ORIFICE | Process Control System :1.4 WATT, 316 SS BODY,3-WAY, 1/4 IN FNPT,NO,LOW POWER,24 VDC,NEMA 4,4X,7,AND 9 ENCLOSURE, ASCO, NO VOLTAGE RELEASE MANUAL OVERRIDE, 120-XXV-1046, 120-XXV-2046, 130-XX | EA | 2 | 0 | 0 | NO | 2151.9672 | 333985.31 | ASCO | HV274603-010-24VDC | HV274603-010-24VDC | 02,22 | 1 | 1CAB |  |  | SEE ITEM NOTE |  |  |  |  | 40914
7866 | 29200000TL | 03483 | EGC030018 | P | 58001246 | 58 | EGTL Spares | Mtce | 66 | 66P | REGULATOR: PILOT OPERATED | 10 - 300 PSIG | Valve-Regulators : 1 IN, ALUMINUM ALLOY; NORGREN MICRO TROL, 120-XXV-1046, 120-XXV-2046 CROSS REF DWG EGTL1-TVC-INS-SC-200006-D2 | EA | 7 | 0 | 0 | NO | 489.3374 | 75964.0643 | NORGREN | R24-801-RNXA | R24-801-RNXA | 01,10,22 | 1 | 1CAB | 1BBB |  | SEE ITEM NOTE |  |  |  |  | 40914 | 42213 | 41778
7867 | 29200000TL | 03483 | EG1015013 | P | 58001325 | 58 | EGTL Spares | Mtce | 65 | 65A | DRILL: TWIST MORSE TAPER | 17 MM, 223 MM LG, 125 MM | Tools - Hand / Power :FLUTE LG, 2 FLUTES, 17 MM MORSE TAPER SHANK, CARBIDE HSS | EA | 10 | 0 | 0 | NO | 21.2918 | 3306.65 | SOMTA | 2021700 | 2021700 | 01 | 1 | 2CAC | [7 empty] | 40915 | 44867 | 41424
7868 | 29200000TL | 03483 | EG1015013 | P | 58001327 | 58 | EGTL Spares | Mtce | 65 | 65A | DRILL: TWIST MORSE TAPER | 19 MM, 233 MM LG, 135 MM | Tools - Hand / Power :FLUTE LG, 19 MM MORSE TAPER SHANK, CARBIDE HSS | EA | 10 | 0 | 0 | NO | 25.4083 | 3945.935 | SOMTA | 2021900 | 2021900 | 01 | 1 | 2CAC | [7 empty] | 40915 | 44867 | 41424
7869 | 29200000TL | 03483 | EG1015013 | P | 58001328 | 58 | EGTL Spares | Mtce | 65 | 65A | DRILL: TWIST MORSE TAPER | 20 MM, 238 MM LG, 140 MM | Tools - Hand / Power :FLUTE LG, 20 MM MORSE TAPER SHANK, CARBIDE HSS | EA | 11 | 0 | 0 | NO | 29.2072 | 4535.92 | SOMTA | 2022000 | 2022000 | 01 | 1 | 2CAC | [7 empty] | 40915 | 44867 | 41424
7870 | 29200000TL | 03483 | EG1015013 | P | 58001329 | 58 | EGTL Spares | Mtce | 65 | 65A | DRILL: TWIST MORSE TAPER | 21 MM, 243 MM LG, 145 MM | Tools - Hand / Power :FLUTE LG, 21 MM MORSE TAPER SHANK, CARBIDE HSS | EA | 13 | 0 | 0 | NO | 29.6148 | 4599.1925 | SOMTA | 2022100 | 2022100 | 01 | 1 | 2CAC | [7 empty] | 40915 | 44867 | 41424
7871 | 29200000TL | 03483 | EG1015013 | P | 58001330 | 58 | EGTL Spares | Mtce | 65 | 65A | DRILL: TWIST MORSE TAPER | 22 MM, 248 MM LG, 150 MM | Tools - Hand / Power :FLUTE LG, 22 MM MORSE TAPER SHANK, CARBIDE HSS | EA | 9 | 0 | 0 | NO | 34.3515 | 5334.73 | SOMTA | 2022200 | 2022200 | 01 | 1 | 2CAC | [7 empty] | 40915 | 44867 | 41424
7872 | 29200000TL | 03483 | EG1015013 | P | 58001331 | 58 | EGTL Spares | Mtce | 65 | 65A | DRILL: TWIST MORSE TAPER | 23 MM, 253 MM LG, 155 MM | Tools - Hand / Power :FLUTE LG, 23 MM MORSE TAPER SHANK, CARBIDE HSS | EA | 8 | 0 | 0 | NO | 36.2182 | 5624.68 | SOMTA | 2022300 | 2022300 | 01 | 1 | 2CAC | [7 empty] | 40915 | 44867 | 41424
7873 | 29200000TL | 03483 | EG1015013 | P | 58001332 | 58 | EGTL Spares | Mtce | 65 | 65A | DRILL: TWIST MORSE TAPER | 24 MM, 281 MM LG, 160 MM | Tools - Hand / Power :FLUTE LG, 3 FLUTES,24 MM MORSE TAPER SHANK, CARBIDE HSS | EA | 11 | 0 | 0 | NO | 40.7142 | 6322.965 | SOMTA | 2032400 | 2032400 | 01 | 1 | 2CAC | [7 empty] | 40915 | 44867 | 41424
7874 | 29200000TL | 03483 | EG1015013 | P | 58001333 | 58 | EGTL Spares | Mtce | 65 | 65A | DRILL: TWIST MORSE TAPER | 25 MM, 281 MM LG, 160 MM | Tools - Hand / Power :FLUTE LG, 3 FLUTES, 25 MM MORSE TAPER SHANK, CARBIDE HSS | EA | 11 | 0 | 0 | NO | 43.4983 | 6755.365 | SOMTA | 2032500 | 2032500 | 01 | 1 | 2CAC | [7 empty] | 40915 | 44867 | 41424
7875 | 29200000TL | 03483 | EG1015013 | P | 58001334 | 58 | EGTL Spares | Mtce | 65 | 65A | DRILL: TWIST MORSE TAPER | 26 MM, 286 MM LG, 165 MM | Tools - Hand / Power :FLUTE LG, 3 FLUTES, 26 MM MORSE TAPER SHANK, CARBIDE HSS | EA | 12 | 0 | 0 | NO | 45.4426 | 7057.34 | SOMTA | 2032600 | 2032600 | 01 | 1 | 2CAC | [7 empty] | 40915 | 44848 | 41424
7876 | 29200000TL | 03483 | EG1015013 | P | 58001335 | 58 | EGTL Spares | Mtce | 65 | 65A | DRILL: TWIST MORSE TAPER | 27 MM, 291 MM LG, 170 MM | Tools - Hand / Power :FLUTE LG, 3 FLUTES, 27 MM MORSE TAPER SHANK, CARBIDE HSS | EA | 9 | 0 | 0 | NO | 48.7767 | 7575.1375 | SOMTA | 2032700 | 2032700 | 01 | 1 | 2CAC | [7 empty] | 40915 | 44848 | 41424
7877 | 29200000TL | 03483 | EG1015012 | P | 58001336 | 58 | EGTL Spares | Mtce | 65 | 65A | DRILL: TWIST MORSE TAPER | 28 MM, 291 MM LG, 170 MM | Tools - Hand / Power :FLUTE LG, 3 FLUTES, 28 MM MORSE TAPER SHANK, CARBIDE HSS | EA | 6 | 0 | 0 | NO | 51.895 | 15867.0625 | SOMTA | 2032800 | 2032800 | 01 | 1 | 2CAC | [7 empty] | 40915 | 44848 | 43567
7878 | 29200000TL | 03483 | EG1015013 | P | 58001338 | 58 | EGTL Spares | Mtce | 65 | 65A | DRILL: TWIST MORSE TAPER | 30 MM, 296 MM LG, 175 MM | Tools - Hand / Power :FLUTE LG, 3 FLUTES, 30 MM MORSE TAPER SHANK, CARBIDE HSS | EA | 5 | 0 | 0 | NO | 64.1659 | 9964.9775 | SOMTA | 2033000 | 2033000 | 01 | 1 | 2CAC | [7 empty] | 40915 | 44848 | 41424
7879 | 29200000TL | 03483 | EG1015013 | P | 58001339 | 58 | EGTL Spares | Mtce | 65 | 65A | DRILL: TWIST MORSE TAPER | 32 MM, 334 MM LG, 185 MM | Tools - Hand / Power :FLUTE LG, 4 FLUTES, 32 MM MORSE TAPER SHANK, CARBIDE HSS | EA | 3 | 0 | 0 | NO | 82.9145 | 12876.4875 | SOMTA | 2043200 | 2043200 | 01 | 1 | 2CAC | [7 empty] | 40915 | 44848 | 41424
7880 | 29200000TL | 03483 | EG1015018 | P | 58001383 | 58 | EGTL Spares | Mtce | 65 | 65A | TAP SET: THREADING TAPER PIPE | 3/4 IN DIA, 48 MM LG | Tools - Hand / Power :NPT, HSS, 2 PIECE | EA | 2 | 0 | 0 | NO | 34.705 | 10614.0943 | SOMTA | 5210320 | 5210320 | 01 | 1 | 2CAC | [7 empty] | 40915 | 43498 | 43516
7881 | 29300000TL | 03483 | EG1016002 | P | 58001449 | 58 | EGTL Spares | Mtce | 65 | 65A | WRENCH: COMBINATION 210 MM LG | 15 MM RING, 15 MM FLAT OPEN | Tools - Hand / Power :OFFSET, VANADIUM STEEL, SPANNER | EA | 4 | 0 | 1 | YES | 25 | 10903 | GEDORE | 6001480 |  | 01 | 1 | 2CAC | [6 empty] | BENL3239 | 43770 | 44816 | 44825
7882 | 29200000TL | 03483 | EGC019005 | P | 58001602 | 58 | EGTL Spares | Mtce | 72 | 72Z | ELEMENT: FILTER OIL,5.8 IN | SPIN ON,DIE CAST ALUM | *OBS*Filtration-Elem : SPIN-ON, 135-XX-002, 150-XX-001, 160-XX-001, 171-XX-001, 171-XX-002, 172-XX-014, 172-XX-028, 173-XX-005, 183-XX-001, 130-XX-012, FOR OIL MIST GENERATOR | EA | 8 | 0 | 0 | NO | 80.0155 | 12423.2 | AMERICAN CYLINDER | MFE90-10BN2-SP | 77500487 | 01,22 | 1 | 3CAX | 3CAX |  | IVT-25-101 |  |  |  |  | 40914 | 42885
7883 | 29200000TL | 03483 | EGC020019 | P | 58001608 | 58 | EGTL Spares | Mtce | 11 | 11Z | CIRCUIT: INTEGRATED | EPROM | Computer Hardware - Peripherals : OIL MIST GENERATOR, PROGRAMMED FOR IVT, PROPRIETARY, 135-XX-002, 150-XX-001, 160-XX-001, 171-XX-001, 171-XX-002, 172-XX-014, 172-XX-028, 173-XX-005, 183-XX-001, 130-XX-012 | EA | 4 | 0 | 0 | NO | 787.5761 | 122275.125 | WATTS | 77780186 | 77780186 | 22 | 1 | 3BAC | [7 empty] | 40914
7884 | 29200000TL | 03483 | EGC030010 | P | 58001609 | 58 | EGTL Spares | Mtce | 14 | 14Z | DETECTOR:MIST MONITOR | FOR OIL MIST GENERATOR | Instruments - Other & Parts : 135-XX-002, 150-XX-001, 160-XX-001, 171-XX-001, 171-XX-002, 172-XX-014, 172-XX-028, 173-XX-005, 183-XX-001,130-XX-012 | EA | 4 | 0 | 0 | NO | 3500.4831 | 543475 | WATTS | 77780195 | 77780195 | 22 | 1 | 3BAC |  |  | IVT-25-101 |  |  |  |  | 40914 | 45068 | [5 empty] | 0 | 2
7885 | 29200000TL | 03483 | EG1015019 | P | 58001610 | 58 | EGTL Spares | Mtce | 14 | 14Z | GAUGE: MAGNEHELIC 4 IN DIAL | 0.5 IN WC TO +0.5 IN H2O | Instruments - Other & Parts : Two 1/8" NPT plugs, two 1/8" rubber tubing adapters, and three mounting adapters with screws DIFFERENTIAL PRESSURE GAUGE 1/8 IN NPT BACK/SIDE CONECTION FLUSH/SURFACE OR PIPE MOUNTED NOT FILLED 120-XX-006OLD PN:2301/WATTS/77 | EA | 1 | 0 | 0 | NO | 103.095 | 28287.5699 | DWYER | CAT:2301 | 77700744 | 05,22 | 1 | 3BAC |  |  | 77700724-20-101 |  |  | W40U-SW |  | 40914 | 45833 | 43713 | -1 | 1
7886 | 29200000TL | 03483 | EG1015012 | P | 58001612 | 58 | EGTL Spares | Mtce | 14 | 14H | GAUGE:DUAL PRESSURE 2.5 IN DIA | 0-100 IN H2O & 0-2500 MILL H2O | Pressure measuring and control Instruments : SS CASE BRASS/BRONZE TUBE BRASS LOWER BACK CONNECTION WITHOUT PANEL MOUNT FLANGE OIL MIST GENERATOR LUBRIMATEOLD PN:J(100 IN WC)L/U902SSS CASE BRASS/BRONZE TUBE BRASS LOWER BACK CONNECTION WITHOUT PANEL MOUNT F | EA | 1 | 1 | 2 | NO | 199.38 | 39214.0584 | WIKA INSTRUMENTS | 611.10.063 |  | 05,22 | 1 | 3BAC |  |  | 77700724-20-101 |  |  |  |  | 40914 | 44305 | 42025
7887 | 29200000TL | 03483 | EGC020014 | P | 58001613 | 58 | EGTL Spares | Mtce | 51 | 51B | LIGHT: INDICATING,24VDC,RED | SCREW MOUNT,SCREW TERMINAL | Electric Components - Lighting : &quot;STATUS, SCREW MOUNT,SCREW TERMINAL,ITEM 53, EGTL1-LSC-ISP-DB-300073, PAGE 210; EGTL1-LSC-CIV-GA-000003,135-XX-002, 150-XX-001, 160-XX-001, 171-XX-001, 171-XX-002, 172-XX-014, 173-XX-005, 183-XX-001, EQUIP FOR OIL MIS | EA | 3 | 0 | 0 | NO | 175.0359 | 27175.7144 | LEDTRONICS | BBL 601-03-01 | 77780327 | 01,10 | 1 | 3CAX |  |  | 77700724-20-101 |  |  |  |  | 40914 |  | 41428
7888 | 29200000TL | 03483 | EGC020014 | P | 58001614 | 58 | EGTL Spares | Mtce | 51 | 51B | LIGHT: INDICATING,24VDC,GREEN | SCREW MOUNT,SCREW TERMINAL | Electric Components - Lighting : &quot;ITEM 54, EGTL1-LSC-ISP-DB-300073, PAGE 210; EGTL1-LSC-CIV-GA-000003 , 135-XX-002, 150-XX-001, 160-XX-001, 171-XX-001, 171-XX-002, 172-XX-014, 173-XX-005, 183-XX-00, EQ FOR OIL MIST GENERATOR&quot; | EA | 3 | 0 | 0 | NO | 175.0359 | 27175.7144 | LEDTRONICS | BBL 601-03-01 | 77780324 | 01,10 | 1 | 3CAX |  |  | 77700724-20-101 |  |  |  |  | 40914 |  | 41428
7889 | 29200000TL | 03483 | EGC020014 | P | 58001616 | 58 | EGTL Spares | Mtce | 51 | 51Z | SWITCH:POWER CONTROL,4P,230VAC | 9A,1PH,50/60HZ,4NO,SNAP IN MOT | Electric-Other : ITEM 31, EGTL1-LSC-ISP-DB-300073, PAGE 6, 135-XX-002, 150-XX-001, 160-XX-001, 171-XX-001, 171-XX-002, 172-XX-014, 173-XX-005, 183-XX-001, ITEM 31, EGTL1-LSC-ISP-DB-300, OIL MIST GENERATOR | EA | 2 | 0 | 0 | NO | 199.1141 | 30912.46 | AMBER INDUSTRIES | A1 201B-CM | 77780331 | 01,10 | 1 | 2BAX |  |  | 77700724-20-101 |  |  |  |  | 40914
7890 | 29200000TL | 03483 | EGC023027 | P | 58001634 | 58 | EGTL Spares | Mtce | 56 | 56Z | GASKET:WASHER,9.5 MM ID | 9.5MM ID X 38MM OD X 1.6MM THK | *OBS*Fastener-BottWa : &quot;D8080,CIRCULAR, GKT-WASH D8080 9.5X38X1.6MM NOMINAL SIZE: 10.5 , INSIDE DIAMETER: 9.5 MM ,OUTSIDE DIAMETER: 38 MM , THICKNESS: 1.6 MM , 150-VC-012, GKT-WASH D8080 9.5X38X1.6MM , NOMINAL S&quot; | EA | 98 | 40 | 80 | NO | 1.45 | 225.1125 | KOCH-GLITSCH | GH20WS153910 |  | 01 | 1 | 1AXX | 2BAB |  | 926232-D002 TO D023 |  |  |  |  | 41343 | 44857
7891 | 29200000TL | 03483 | EG1015003 | P | 58001705 | 58 | EGTL Spares | Mtce | 54 | 54A | O-RING: 7.987 IN ID | 8.193 IN OD,0.103 IN WD | Gaskets : DF5 089 A01. FOR RECYCLE COMPRESSOR | EA | 8 | 0 | 0 | NO | 768.6837 | 150272.7425 | DRESSER RAND | 002-302-171 | 1907567 | 01 | 1 | 1AXX |  |  | 002-302-171 / 598-956-202 |  |  |  |  | 41344 | 45278 | 42083 |  |  |  |  | -1 | 1
7892 | 29200000TL | 03483 | EGC029024 | P | 58002213 | 58 | EGTL Spares | Mtce | 65 | 65A | FILE SET | NEEDLE,160 MM,12 PCS | Tools - Hand / Power :BLUNDELL FILES & TOOLS | EA | 1 | 0 | 0 | NO | 129.92 | 21761.6 | BAHCO | 2-472-16-2-0 |  | 00 |  | 2CAC | 2CBC | [6 empty] | 40915 | 45940 | 41915 | -3 | 1 |  |  | -1 | 1
7893 | 29200000TL | 03483 | EGC045030 | P | 58002304 | 58 | EGTL Spares | Mtce | 54 | 54D | PACKING:VALVE,GRAFOIL,3/4 IN | BULK, 13373/M400/HOC, ML2001P | Packing / Glands / Stuffing Boxes : | EA | 1 | 0 | 0 | NO | 16.2146 | 2517.32 | VOGT | 55384 | 55384 | 01,22 | 1 | 1BBB |  |  | EGTL1-SUN-PIP-DD-001114 |  |  |  |  | 40915
7894 | 29200000TL | 03483 | EGC020003 | P | 58002317 | 58 | EGTL Spares | Mtce | 66 | 66A | SEAT: VALVE,BALL,4 IN 150-900 | 4 IN 1000-2000,AND 4 IN 3000 | Valve-Ball : 17-4 SS, AISI, XBALAI | EA | 4 | 0 | 0 | NO | 817.2374 | 126874.0575 | CAMERON | 1A-ME6603 |  | 01,22 |  | 1BBB |  |  | 960091M01 |  |  |  |  | 41339
7895 | 29200000TL | 03483 | EGC021019 | P | 58002389 | 58 | EGTL Spares | Mtce | 51 | 51C | CONTACTOR: MOTOR | OVERHEAD CRANE | Electric Components - Motor / Generator :REVERSING,IEC,230VAC LINE,110VAC COIL,9A,3 POLE,OPEN ENCLOSURE, 120-XX-106/206, 105-XX-001, 120-XX-004, 130-XX-001,CROSS REF DWG: / EGTL1-KCL-MEC-OM-200201 / EGTL1-KCL-MEC-OM-051101 / EGTL1-KCL-MEC-OM-201201 / EGTL | EA | 2 | 0 | 0 | NO | 337.5403 | 52430.14 | KONECRANES | LC2K0901F7 | 6441370XX142FP00 | 01,10,22 | 1 | 2BBA |  |  | EGTL1-KCL-MEC-OM-200101 |  |  |  |  | 41183
7896 | 29200000TL | 03483 | EGC022004 | P | 58002390 | 58 | EGTL Spares | Mtce | 51 | 51C | CONTACTOR: MOTOR | OVERHEAD CRANE | Electric Components - Motor / Generator :REVERSING,IEC,600VAC LINE,110VAC COIL,12A,3 POLE,IEC 60647-4 ENCLOSURE, 120-XX-106/206,CROSS REF DWG: / EGTL1-KCL-MEC-OM-200201 TELEMECANIQUE - LC2-D12F7 | EA | 2 | 0 | 0 | NO | 236.2812 | 36701.56 | KONECRANES | LC2-D12F7 | 6441370XX633EP00 | 01,10,22 | 1 | 2BBA |  |  | EGTL1-KCL-MEC-OM-200101 |  |  |  |  | 41183
7897 | 29200000TL | 03483 | EGC021002 | P | 58002397 | 58 | EGTL Spares | Mtce | 28 | 28C | SWITCH:OVERLOAD,250V,1PH,60HZ | PLUNGER, STL,120-XX-106/206 | *OBS*Safety-Other : 105-XX-001, 120-XX-004, 130-XX-001,CROSS REF DWG: / EGTL1-KCL-MEC-OM-200201 / EGTL1-KCL-MEC-OM-051101 / EGTL1-KCL-MEC-OM-201201 / EGTL1-KCL-MEC-OM-30 | EA | 3 | 0 | 0 | NO | 502.4675 | 78081.7733 | KONECRANES | 52294166 | 52294166 | 01,10,22 | 1 | 2BBA | 2BBA |  | EGTL1-KCL-MEC-OM-200101 |  |  |  |  | 40914
7898 | 29200000TL | 03483 | EGC021001 | P | 58002400 | 58 | EGTL Spares | Mtce | 02 | 02A | BRAKE:TROLLEY/BRIDGE | OVERHEAD CRANE | Heating Ventilation and Air Conditioning Equipnment & Parts : DISC KONECRANE, 120-XX-106/206,CROSS REF DWG: / EGTL1-KCL-MEC-OM-200201. | EA | 4 | 1 | 2 | NO | 953.0628 | 148102.78 | KONECRANES | 52293726 | 21702016009 | 22 | 1 | 2BBA |  |  | EGTL1-KCL-MEC-OM-200101 |  |  |  |  | 41183 | 44677
7899 | 29200000TL | 03483 | EGC021015 | P | 58002401 | 58 | EGTL Spares | Mtce | 75 | 75F | SHOE: BRAKE | OVERHEAD CRANE | Material Handling - Lifting Equipment and Accessories : USED ON BRIDGE MOTOR, ALUM, 120-XX-106/206,CROSS REF DWG: / EGTL1-KCL-MEC-OM-200201 | EA | 4 | 0 | 0 | NO | 270.2573 | 41997.0733 | KONECRANES | 52305860 | 21702018509 | 22 | 1 | 2BBA |  |  | EGTL1-KCL-MEC-OM-200101 |  |  |  |  | 41183
7900 | 29200000TL | 03483 | EGC021019 | P | 58002402 | 58 | EGTL Spares | Mtce | 75 | 75A | RECTIFIER:PLASTIC | USED ON TROLLEY BRIDGE | Material Handling -Whse / Dock Equipment & Accessories :120-XX-106/206, 105-XX-001, 120-XX-004, 130-XX-001, 173-XX-001,CROSS REF DWG: / EGTL1-KCL-MEC-OM-200201 / EGTL1-KCL-MEC-OM-051101 / EGTL1-KCL-MEC-OM-201201 / EGTL1-KCL-MEC-OM-30. | EA | 6 | 0 | 0 | NO | 119.2274 | 18516.6 | KONECRANES | 60003169 |  | 22 | 1 | 2BBA |  |  | EGTL1-KCL-MEC-OM-200101 |  |  |  |  | 41310 | 44677
7901 | 29200000TL | 03483 | EGC021008 | P | 58002410 | 58 | EGTL Spares | Mtce | 02 | 02A | RECTIFIER:HALF WAVE | 690VAC,DC 1.25A | PLASTIC, 105-XX-001,120-XX-004, 130-XX-001, 190.XX-001,CROSS REF DWG: / EGTL1-KCL-MEC-OM-201201 / EGTL1-KCL-MEC-OM-301301 / EGTL1-KCL-MEC-OM-901501 KCI - REC12-690+DC | EA | 5 | 2 | 3 | NO | 199.9498 | 31066.182 | KONECRANES | 60010145 | 21702021509 | 22 | 1 | 2BBA |  |  | EGTL1-KCL-MEC-OM-051101 |  |  |  |  | 41183 | 43030
7902 | 29200000TL | 03483 | EGC041023 | P | 58002413 | 58 | EGTL Spares | Mtce | 54 | 54A | GASKET:GATE,GLOBE & CHECK VLV | 3 IN,GRAPHITE,CIRCULAR | Gaskets : | EA | 1 | 0 | 0 | NO | 160 | 24840 | TY | W0160009SG | W0160009SG | 01,22 | 1 | 1BBA |  |  | DDP MATRIX |  |  |  |  | 40915 | 41673
7903 | 29200000TL | 03483 | EGC041023 | P | 58002429 | 58 | EGTL Spares | Mtce | 54 | 54D | PACKING:GATE,GLOBE & CHECK VLV | GRAPHITE,CIRCULAR,4 IN | Packing / Glands / Stuffing Boxes : | EA | 6 | 0 | 0 | NO | 90.5 | 14050.125 | TY | W0010009PG | W0010009PG | 01,22 | 1 | 1BBA |  |  | DDP MATRIX |  |  |  |  | 40915 | 45287 | [5 empty] | -2 | 1
7904 | 29200000TL | 03483 | EGC019029 | P | 58002499 | 58 | EGTL Spares | Mtce | 52 | 76Z | NUT:IMPELLER,M27 DIA,3MM,316 | SS,A743/A744, | Pumps-Other : PUMP MODEL 3180 M 4 X 6 - 19 EGTL1-GOU-MEC-DD-730204 - PART 304, 173-PC-001A/B, 173-PC-002A/B, 173-PC-003A/B, PUMP MODEL 3180 M 4 X 6 - 19 | EA | 3 | 0 | 0 | NO | 367.0501 | 95507.218 | ITT CORPORATION | B02151A04 1203 |  | 01,21,22 | 1 |  |  |  | A257366C |  |  |  |  | 41248 | 45139 | 43560 |  |  |  |  | -1 | 1
7905 | 29300000TL | 03483 | EGC046047 | P | 58002553 | 58 | EGTL Spares | Mtce | 56 | 56Z | SEAL: OIL DOUBLE LIP | STEAM TURBINE COND. PUMP | *OBS*GS&P-Other : &quot;SPRING LOADED,28.5 MM ID,47.4 MM OD,6.3 MM WD,NITRILE, STD PART NO 470712 OR EQUAL, 172-PC-013, 172-PC-013W, 172-PC-014 (MODEL 3171 ST 1X1.5-6) EGTL1-GOU-MEC-DD-720702 PART 333&quot; | EA | 2 | 0 | 1 | YES | 46.4 | 17608.8 | ITT CORPORATION | 8690 470710000 | 8690 470710000 | 01,22 | 1 | 2BAB | 2BAB |  | 442093C, 442094C |  |  |  |  | 44174 |  | 44216
7906 | 29200000TL | 03483 | EGC024011 | P | 58002578 | 58 | EGTL Spares | Mtce | 14 | 14C | FLOWMETER:FRATW,2IN/150 | LIQUID AND GAS TURBINES METERS | Flow Measuring Instruments : COMPRESSED AIR SERVICE,2IN / 150#RF-16.5,0-550 NM^3/H RANGE,BLADES 316SS, TAG# 175-FE-0001 | PC | 1 | 0 | 0 | NO | 2673.5495 | 414934.88 | DANIEL | 307-24-506 | 307-24-506 | 22 | 1 | 2AAC |  |  | SO-200974-01 |  |  |  |  | 40915
7907 | 29200000TL | 03483 | EGC024007 | P | 58002580 | 58 | EGTL Spares | Mtce | 14 | 14C | CABLE:COIL CABLE, SS/CU, | LIQUID AND GAS TURBINES METERS | Flow Measuring Instruments : INTERNAL PART OF TAG # 175-FE-0001 | PC | 2 | 0 | 0 | NO | 109.0632 | 16926.61 | DANIEL | 504-05-394 | 504-05-394 | 01,10,22 | 1 | 2AAC |  |  | SO-200974-01 |  |  |  |  | 40915
7908 | 29200000TL | 03483 | EG1015003 | P | 58002601 | 58 | EGTL Spares | Mtce | 65 | 65A | DRIVER SET: NUT 1.2 IN X | 10.6 IN X 11 IN,RBR VINYL | Tools - Hand / Power :HANDLE,6 PIECE ( WORKSHOP TOOL & EQUIP) | ST | 2 | 1 | 2 | NO | 127.6276 | 21367.2075 | STANLEY | 62-541 |  | 01,22 |  | 2CAC | [7 empty] | 40915 | 45682 | 41941 | -1 | 1
7909 | 29300000TL | 03483 | EGC029024 | S | 58002606 | 58 | EGTL Spares | Mtce | 65 | 65A | FILE:BASTARD,HALF RND | 10 IN X 1-3/64 IN X 19/64 IN | Tools - Hand / Power :AMERICAN, WITH HANDLE 23 TPI ( WORKSHOP TOOL & EQUIP) | EA | 2 | 1 | 2 | YES | 30.9 | 45084.336 | BAHCO GROUP | 1-210-10-1-0 |  | 00 |  | 2CAC | [7 empty] | 43770 |  | 45897
7910 | 29300000TL | 03483 | EGC029024 | S | 58002608 | 58 | EGTL Spares | Mtce | 65 | 65A | FILE:BASTARD,10 IN X 25/64 IN | RND | Tools - Hand / Power :AMERICAN, WITH HANDLE 23 TPI ( WORKSHOP TOOL & EQUIP) | EA | 2 | 1 | 2 | YES | 27.2 | 39685.888 | BAHCO GROUP | 1-230-10-1-0 |  | 00 |  | 2CAC | [7 empty] | 43770 |  | 45897
7911 | 29200000TL | 03483 | EGC029017 | P | 58002725 | 58 | EGTL Spares | Mtce | 51 | 51Z | POWER SUPPLY:PRY SWITCHED MODE | 1 PHASE,100-240 VAC INPUT | Electric-Other : 24 VDC OUTPUT, 20 AMP OUTPUT COMPOSITE, RIB1 ESD, RIB 2 DCS, RIB 2 ESD, PDC DCS, (FOR UNIT 10 ASU DCS/ESD) | EA | 5 | 1 | 2 | NO | 450.7012 | 69948.83 | PHOENIX | QUINT-PS-100-240AC/24DC/2 | QUINT-PS-100-240AC/24DC/2 | 01,10,22 | 1 | 2AAC |  |  | C02-401-05 |  |  |  |  | 40914 | 45334 |  |  |  | -1 | 1
7912 | 29200000TL | 03483 | EGC023026 | P | 58002758 | 58 | EGTL Spares | Mtce | 66 | 66F | SEAT: VALVE PILOT,8 IN -150 LB | RF INLET/10 IN -150 LB RF | Valve - Parts & Accessories :OUTLET VALVE, 8 IN,URETHANE/VITON SOFT GOODS KIT, MAIN, 110-PSV-1102A, 110-PSV-1102B, 110-PSV-1102C, 110-PSV-1102D, 110-PSV-1102E, 110-PSV-1102F, 110-PSV-2102A, 110-PSV-2102B, 1 - (ANDERSON GREENWOOD PILOT VALVE) | EA | 6 | 0 | 0 | NO | 1364.8784 | 211951.96 | TYCO VALVES | 06-3365-022 | 06-3365-022 | 01 | 1 | 1BBA |  |  | ANGMC-6018-EN-0603 |  |  |  |  | 40914 | 42283
7913 | 29200000TL | 03483 | EGC023026 | P | 58002760 | 58 | EGTL Spares | Mtce | 66 | 66F | SEAT:SOFT GOODS KIT MAIN VALVE | 4 IN -600 LB RF INLET /6 IN | Valve - Parts & Accessories :150 LB RF OUTLET VALVE, 4 IN X6 IN,SS FILLED TEFLON, 170-PSV-0618, DWG G036800000 1,2,4 & 5 - (ANDERSON GREENWOOD PILOT VALVE) | EA | 1 | 0 | 0 | NO | 772.4971 | 119961.08 | TYCO VALVES | 06-3365-215 | 06-3365-215 | 01,22 | 1 | 1BBA |  |  | G036800000 1,2,4 & 5 |  |  |  |  | 40914
7914 | 29200000TL | 03483 | EGC019017 | P | 58002766 | 58 | EGTL Spares | Mtce | 66 | 66F | DISC:RELIEF 3/4 IN X 1 IN | VALVE, 49.6 BARG (720 PSIG) | Valve - Parts & Accessories :316 SS/316L SS ASTM A479ITEM IS THE SAME AS 58100863 | EA | 13 | 0 | 0 | NO | 61.7708 | 9589.91 | SAFETY SYSTEMS UK | 001038-263 | 001038-263 | 01,22 | 1 | 1BBB |  |  | 001038-263 |  |  |  |  | 40915 | 46030 |  | -6 | 3 |  |  | -1 | 1
7915 | 29200000TL | 03483 | EGC019016 | P | 58002768 | 58 | EGTL Spares | Mtce | 66 | 66F | SPRING | VALVE, 1/4 IN X 3/4 IN | Valve - Parts & Accessories :PROPRIETARY | EA | 20 | 0 | 0 | NO | 355.1819 | 55141.99 | SAFETY SYSTEMS UK | C1311-302 | C1311-302 | 01,22 | 1 | 1BBB | 2CBC |  | C1311-302 |  |  |  |  | 40915
7916 | 29200000TL | 03483 | EGC019017 | P | 58002769 | 58 | EGTL Spares | Mtce | 66 | 66F | SPRING: VALVE 1/4 IN X 3/4 IN | ASTM A313-316 SS/316L SS | Valve - Parts & Accessories :PROPRIETARY | EA | 2 | 0 | 0 | NO | 354.4955 | 55035.43 | SAFETY SYSTEMS UK | C1313-302 | C1313-302 | 01,22 | 1 | 1BBB |  |  | C1313-302 |  |  |  |  | 40915
7917 | 29200000TL | 03483 | EGC019017 | P | 58002771 | 58 | EGTL Spares | Mtce | 66 | 66F | BALL: VALVE 1/4 IN DIA,3/4 IN | 316 SS | Valve - Parts & Accessories : | EA | 62 | 0 | 0 | NO | 24.022 | 3729.41 | SAFETY SYSTEMS UK | 013674-263 | 013674-263 | 02,07,22 | 1 | 1BBB |  |  | 013674-263 |  |  |  |  | 40915
7918 | 29200000TL | 03483 | EGC021005 | P | 58002877 | 58 | EGTL Spares | Mtce | 51 | 51C | RELAY:SUPERVISION, 24 V - 6 A | 11-8NO, 11-9NC, TWO FREE | Electric Components - Motor / Generator :VOLTAGE CONTACT CONTACT, SPDT, 24 V AC COIL, 2,5 MM2 TERMINAL, OCTAL SOCKET REAR SIDE CONTROL BOARD MOUNT, IP 54 ENCLOSURE, MINICASII, EGTL1-FLY-MEC-DD-770012, 177-PC-002A/B, 177-PC-003 (SUBMERSIBLE GRINDER PUMP) | EA | 2 | 0 | 0 | NO | 359.4106 | 55798.49 | ITT WATER & WASTEWATER | 835857 | 835857 | 01,10,22 | 1 | 2CBC | [7 empty] | 40914
7919 | 29200000TL | 03483 | EGC019020 | P | 58003059 | 58 | EGTL Spares | Mtce | 66 | 66S | KIT:PNEUMATIC ACTUATOR | FOR GP-085S-535A/C7 | Valve-Regulators : GP RANGE QUARTER TURN PNEUMATIC ACTUATOR, CONTAINS BODY FIBER SEAL, (BALL VALVES AND ACTUATORS) | EA | 1 | 0 | 0 | NO | 1020.726 | 158467.71 | ROTORK | GP-085S-535A/C7 | WGB085 | 01 | 1 | 2CAB | 1BBB |  | EGTL1-LWI-INS-IN-453199 |  |  |  |  | 40914
7920 | 29200000TL | 03483 | EGC019013 | P | 58003062 | 58 | EGTL Spares | Mtce | 14 | 14C | CONTROL:SPEED, BRASS | BALL VALVES AND ACTUATORS | Flow Measuring Instruments : ELECTRONIC, 145-XXV-0002, 145-XXV-0005, 145-XXV-0013, 145-XXV-0015, CROSS REF DWG EGTL1-LWI-INS-DD-453210, EGTL1-LWI-INS-DD-453211, | EA | 4 | 0 | 0 | NO | 70.6841 | 10973.7026 | DELTRON | EF25B | EF25B | 00 | 1 | 2CAB |  |  | EGTL1-LWI-INS-DD-453210, |  |  |  |  | 40914
7921 | 29300000TL | 03483 | EGC019017 | P | 58003064 | 58 | EGTL Spares | Mtce | 66 | 66H | VALVE: RELIEF BALL, 60 PSI SET | SIZE: 1/2 IN | Valve-Safety Relief : EXHAUST TO ATMOSPHERE OUTLET, 400 PSI PROOF PRESSURE,BRASS BODY, PLATED BRASS, SET PRESSURES FROM 1-150 PSI OPERATED,-40 TO +450F,BUNA N. | EA | 2 | 2 | 4 | YES | 2550.675 | 3715265.6708 | CIRCLE SEAL CONTROLS | 559B-4M | 559B-4M | 02 | 1 | 2CAB | 1BBB |  | SEE ITEM NOTE |  |  |  |  | 43770 | 45736 | 45891 | -1 | 1 | -7 | 3 | -3 | 3
7922 | 29200000TL | 03483 | EGC020005 | P | 58003112 | 58 | EGTL Spares | Mtce | 51 | 51I | SHUNT:BACKSPIN 000-5000VAC | SUBMERGED PUMP | Switchgear - Medium Voltage :A095, 171-XP-001A/B/C | EA | 1 | 0 | 0 | NO | 2390.2 | 371413.18 | SCHLUMBERGER | 7003619 | 7003619 | 22 | 1 | 2CAC |  |  | EGTL1-SLB-ELE-BD-710010 |  |  |  |  | 40914 | 43670
7923 | 29200000TL | 03483 | EGC020015 | P | 58003113 | 58 | EGTL Spares | Mtce | 51 | 51F | BREAKER:CIRCUIT, GROUND FAULT | 480V,1 POLE, 3A, 10,000AIC | Electric Components - Circuit Protection:MG, 171-XP-001A/B/C, (SUBMERGED PUMP) | EA | 2 | 0 | 0 | NO | 142.86 | 22199.02 | SCHNEUDER SQUARE D | MG24427 | MG24427 | 01,10,22 | 1 | 2CAC |  |  | EGTL1-SLB-ELE-BD-710010 |  |  |  |  | 40914
7924 | 29200000TL | 03483 | EGC020013 | P | 58003116 | 58 | EGTL Spares | Mtce | 51 | 51C | TRANSFORMER: INSTRUMENT | CURRENT,200:0.2A RATIO,A CT | Electric Components - Motor / Generator :200:0.2A,INDOOR, 3 PH, MODULE, 1.5 HOLES, 171-XP-001A/B/C, (SUBMERGED PUMP) | EA | 2 | 1 | 2 | NO | 570.49 | 88648.44 | SCHLUMBERGER | 100045874 | 100045874 | 01,10,22 | 1 | 2CAC |  |  | EGTL1-SLB-ELE-BD-710010 |  |  |  |  | 40914
7925 | 29200000TL | 03483 | EGC020013 | P | 58003122 | 58 | EGTL Spares | Mtce | 51 | 51C | CONVERTER:GROUND FAULT | SUBMERGED PUMP | Electric Components - Motor / Generator :&quot;ACA 5207 D095, KELTRONICS, (REQUIRES CURRENT TRANSFORMER) 171-XP-001A/B/C&quot; | EA | 2 | 0 | 0 | NO | 782.96 | 121664.15 | SCHLUMBERGER | 1157668 | 1157668 | 22 | 1 | 2CAC |  |  | EGTL1-SLB-ELE-BD-710010 |  |  |  |  | 40914
7926 | 29200000TL | 03483 | EGC020003 | P | 58003123 | 58 | EGTL Spares | Mtce | 51 | 51Z | TRANSFORMER:INSTRUMENT,CURRENT | 50:5A RATIO,A CT,50:5A,INDOOR | Electric-Other : WITH 2.5 IN WINDOW KELTRONICS, ACACT50/5 USE WITH D09, 171-XP-001A/B/C, (SUBMERGED PUMP) | EA | 2 | 0 | 0 | NO | 371.79 | 57772.45 | SCHLUMBERGER | 1157676 | 1157676 | 01,10,22 | 1 | 2CAC |  |  | EGTL1-SLB-ELE-BD-710010 |  |  |  |  | 40914
7927 | 29200000TL | 03483 | EGC024001 | P | 58003236 | 58 | EGTL Spares | Mtce | 57 | 57A | CLAMP: HOSE/TUBING BAND,3/4 IN | TO 1 IN,5/8 IN WD,201 SS | *OBS*Hoses&Parts-Oth : LOW PROFILE, HOSE CLAMP (JANITOR, PAINTBUSHES, HARDWARE) | EA | 16 | 0 | 0 | NO | 21.7814 | 3381.35 |  |  | 5655K33 | 01 |  | 2CAC | 2CAC | [6 empty] | 40915 | 43172
7928 | 29300000TL | 03483 | EGC034033 | P | 58003243 | 58 | EGTL Spares | Mtce | 09 | 09N | PASTE:HIGH SPOT BLUE MARKING | 0.75 OZ | Miscellaneous Gases:&quot;ALSO CALLED PRUSSIAN BLUE COLOR: PRUSSIAN BLUE, (FIRE SUPPRESSANT & SOLVENTS)&quot; | EA | 44 | 30 | 44 | YES | 20.1619 | 26243.9034 |  |  | 6165K11 | 00 |  | 2CAC | [7 empty] | 43770 | 45651 | 45839 |  |  | -9 | 2
7929 | 29300000TL | 03483 | EGC036025 | P | 58003244 | 58 | EGTL Spares | Mtce | 56 | 56Z | ADHESIVE:EPOXY, 5 OZ TUBE | TITLE OF BOM 000006A | Fasteners / Hardware : MECH ADHESIVE, GLUE, COMPOUND & TAPE, J-B, 2 X 5 OZ TUBES/PACKET | PK | 4 | 1 | 2 | YES | 39.99 | 61178.7015 | J. B. WELD | 8280 | 7605A12 | 01,12 | 1 | 2CAC | [7 empty] | 43770 |  | 45776
7930 | 29200000TL | 03483 | EGC020025 | P | 58003258 | 58 | EGTL Spares | Mtce | 56 | 56Z | COMPOUND: SEALING GASKET, 7 OZ | TUBE, SEALENT, 051 OXYSEAL | Fasteners / Hardware : FOR OXYGEN SERVICE, OPERATING TEMPERATURE -250 TO 600 DEG C, 12 TUBES PER BOX, MANUFACTURE ORAPI, SEALENT, 051 OXYSEAL, (ADHESIVES AND SEALANTS) | EA | 4 | 0 | 0 | NO | 6.6704 | 1035.58 | LOCTITE |  | 30512 | 01,12 |  | 2 | [7 empty] | 40915 | 45349 |  |  |  | -5 | 1
7931 | 29200000TL | 03483 | EGC024006 | P | 58003273 | 58 | EGTL Spares | Mtce | 33 | 33Z | WOOL:STEEL,1 LB REEL,GR COARSE | JANITOR, PAINTBUSHES, HARDWARE | Janitorial Equipment & Supplies :RUSTLESS METAL WOOL 316 SS, COARSE, 1 LB REEL | EA | 8 | 0 | 0 | NO | 67.4043 | 10463.85 |  |  | 7364T83 | 01 |  | 2CAC | [7 empty] | 40915 | 41732
7932 | 29200000TL | 03483 | EGC043010 | P | 58003308 | 58 | EGTL Spares | Mtce | 87 | 87B | LUBRICATOR:CONSTANT LEVEL | 1/4 IN | *OBS*Machinery-Misc- : LUBRICATION SUPPLIES BM-000006 | EA | 12 | 6 | 12 | NO | 3.4431 | 534.54 |  |  | 1229K11 | 00 |  | 2CAC | 2CAC | [6 empty] | 40915
7933 | 29300000TL | 03483 | EGC044011 | P | 58003313 | 58 | EGTL Spares | Mtce | 56 | 56Z | MATERIAL:O-RING,BUNA-N,4 MM WD | O RING & O RING CORD BM-00006 | *OBS*GS&P-O-Rings : METRIC, CORD STOCK | EA | 4 | 3 | 5 | YES | 285.44 | 108338.7103 |  |  | 9679K16 | 01 |  | 2CAC | 2CAC | [6 empty] | 43770 | 45822 | 44088 | -1 | 1 |  |  | -1 | 1
7934 | 29300000TL | 03483 | EGC044010 | P | 58003314 | 58 | EGTL Spares | Mtce | 56 | 56Z | O-RING: BUNA-N,5 MM WD | O RING & O RING CORD BM-00006 | *OBS*GS&P-O-Rings : THE O-RING STORE LLC, CORD BUNA-N 90, 5MM O-RING CORD BUNA-N 90, COMPLETE ROLL. | FT | 6 | 4 | 6 | YES | 1.25 | 513.5157 | THE O-RING STORE LLC |  | 9679K18 | 01 |  | 2CAC | [7 empty] | 43770 |  | 44502
7935 | 29300000TL | 03483 | EGC044011 | P | 58003316 | 58 | EGTL Spares | Mtce | 54 | 54D | MATERIAL:O-RING,BUNA-N,8 MM WD | O RING & O RING CORD BM-00006 | *OBS*GS&P-O-Rings : METRIC, CORD STOCK | FT | 12 | 8 | 12 | YES | 8.075 | 12810.9875 |  |  | 9679K25 | 01 |  | 2CAC | 2CAC | [6 empty] | 43770 |  | 45494
7936 | 29200000TL | 03483 | EG1015002 | P | 58003327 | 58 | EGTL Spares | Mtce | 87 | 87B | KIT:PULSATION DAMPNER PRECHARG | FOR METERING PUMP | Engines - Parts : CONTAINS FIXING RING,BLEED SCREW,PRESSURE GAUGE,HANDWHEEL,PRECHARGE CONNECTION WITH CAP,HOSE (600 BAR),BOTTLE CONNECTION, (INJECTION PUMPS) | UN | 3 | 0 | 0 | NO | 877.7527 | 231317.8889 | SAIP | DISPRICSMZ | DISPRICSMZ | 01 | 1 | [8 empty] | 40914 | 43086 | 43147
7937 | 29300000TL | 03483 | EGC023017 | P | 58003344 | 58 | EGTL Spares | Mtce | 08 | 08Z | PAINT:COLD GALVANIZING COMPUND | GRAY,GALVANIZED FINISH,1 GAL | Paint & Coatings :TITLE OF BOM 000006A. All chemicals and other hazardous materials must be accompained by the following; a) Safety data Sheet, SDS, (not more than 5 years old); b) Certificate of Analysis /Quality , COA/Q, c) All containers must be labell | GA | 1 | 0 | 1 | YES | 590 | 488048 | RUST-OLEUM | 206193 | 3BU16; SKU336198 | 12 | 1 | 2CAC | [7 empty] | 43770 |  | 45065
7938 | 29200000TL | 03483 | EGC022029 | P | 58003385 | 58 | EGTL Spares | Mtce | 66 | 66C | KIT: SPARES | FOR CONTROL VALVE | Valve-Butterfly : &quot;CONTAINS SEAT, SHAFT SEAL, GASKET, COMPRISING ITEMS (5) SEAT, (8) SHAFT SEAL, (54) GASKET VARIOUS&quot; | EA | 1 | 0 | 0 | NO | 736.6863 | 114377.92 | METSO AUTOMATION | RKW 660XL | RKW 660XL | 01 | 1 | 1BAB |  |  | IMO 308 |  |  |  |  | 40915
7939 | 29200000TL | 03483 | EGC031013 | P | 58003402 | 58 | EGTL Spares | Mtce | 66 | 66S | PACKING: RING SET | SOLENOID VALVES | Valve - On/Off, solenoid, actuated :POST,4 RINGS,GRAFOIL,SQUARE,2 INCH | EA | 6 | 0 | 0 | NO | 48.5386 | 9173.026 | EVERLASTING | GX07S01H0 |  | 01,22 | 1 | 2CAB |  |  | CD837688-1 R3 |  |  |  |  | 41257 |  | 41977
7940 | 29200000TL | 03483 | EGC031020 | P | 58003405 | 58 | EGTL Spares | Mtce | 54 | 54A | GASKET:BODY | 4 IN,SS,ROUND | Gaskets : SOLENOID VALVES | EA | 158 | 0 | 0 | NO | 48.0278 | 7453.92 | EVERLASTING | G182162A |  | 01,22 | 1 | 2CAB |  |  | CD837689-1 R4 |  |  |  |  | 41257 | 45837 |  | -60 | 4
7941 | 29200000TL | 03483 | EG1015004 | P | 58003406 | 58 | EGTL Spares | Mtce | 50 | 50Z | BEARING:TOP BONNET,2 IN,IRON | SOLENOID VALVES | Bearings & Accessories - All : | EA | 1 | 0 | 0 | NO | 117.0678 | 18168.93 | EVERLASTING | PB070280A | PB070280A | 01,21,22 | 1 | 2CAB |  |  | CD837688-1 R3 |  |  |  |  | 40914
7942 | 29300000TL | 03483 | EGC031006 | P | 58003415 | 58 | EGTL Spares | Mtce | 66 | 66F | DISC: VALVE ROTATING, 4 IN VLV | 4 IN, ALL, STELLITE | Valve - Parts & Accessories :SOLENOID VALVES. | EA | 2 | 1 | 2 | YES | 945 | 1464079.05 | EVERLASTING | DCK0800S | DCK0800S | 01,22 | 1 | 2CAB |  |  | CD837689-1 R4 |  |  |  |  | 43770 |  | 45811
7943 | 29300000TL | 03483 | EGC031013 | P | 58003416 | 58 | EGTL Spares | Mtce | 66 | 66F | ASSEMBLY:POST SPRING & RIVET | 4 IN,SS, SOLENOID VALVES | Valve - Parts & Accessories : | EA | 15 | 10 | 15 | YES | 43.99 | 67298.1015 | EVERLASTING | S12J/R1020K | S12J/R1020K | 00 | 1 | 2CAB |  |  | CD837689-1 R4 |  |  |  |  | 43770 |  | 45802
7944 | 29200000TL | 03483 | EGC031013 | P | 58003417 | 58 | EGTL Spares | Mtce | 66 | 66F | ASSEMBLY: DISC SPRING & RIVET | 6 IN, SS | Valve - Parts & Accessories :MANUAL ROTATING DISC VALVE 6IN; INSP-30-021; DISC RIVET - 17-4 PH SS; VALVE SIZE: 6 IN-300#RF; | EA | 12 | 0 | 0 | NO | 85 | 13196.25 | EVERLASTING | S46J/RF18300I |  | 01,22 | 1 | 1AXX |  |  | CDB40545 |  |  |  |  | 41319
7945 | 29200000TL | 03483 | EGC031020 | P | 58003418 | 58 | EGTL Spares | Mtce | 66 | 66F | DISC:VALVE ROTATING,6 IN | 300 LB RF VALVE, ALL, CAST | Valve - Parts & Accessories :&quot;CAST STELLITE 6, SP-30-021 DOUBLE DISC PROCES S (MANUAL ROTATING DISC VALVE)&quot; | EA | 12 | 0 | 0 | NO | 850.0275 | 131979.5 | EVERLASTING | DCM1120S | DCM1120S | 01,22 | 1 | 1AXX |  |  | CDB40545 |  |  |  |  | 40914
7946 | 29200000TL | 03483 | EGC031013 | P | 58003419 | 58 | EGTL Spares | Mtce | 66 | 66F | SET:POST SPRING & RIVET,6 IN | MANUAL ROTATING DISC VALVE | Valve - Parts & Accessories :&quot;SP-30-021, 300 LB RF POST SPRING RIVET - 304 SS POST SPRINT - 17-7 PH SS&quot; | EA | 7 | 0 | 0 | NO | 43.0047 | 6676.7329 | EVERLASTING | S59J/R1220K | S59J/R1220K | 01,22 | 1 | 1AXX |  |  | CDB40545 |  |  |  |  | 40914
7947 | 29200000TL | 03483 | EGC022007 | P | 58003436 | 58 | EGTL Spares | Mtce | 51 | 51C | TRANSFORMER:INSTRUMENT CURRENT | 150:5A RATIO, 600V, INDOOR | Electric Components - Motor / Generator :ITI, C20 (PDC BUILDING & CONTENTS) | EA | 1 | 0 | 0 | NO | 112.0433 | 17403.68 | POWELL | 21-151 | 21-151 | 01,10,22 | 1 | 2CAC |  |  | 1095202000.MTL |  |  |  |  | 40915
7948 | 29200000TL | 03483 | EGC021012 | P | 58003437 | 58 | EGTL Spares | Mtce | 51 | 51C | TRANSFORMER:INSTRUMENT CURRENT | 50:5A RATIO,600V,INDOOR | Electric Components - Motor / Generator :ITI, 25-400HZ, (PDC BUILDING & CONTENTS) | EA | 1 | 0 | 0 | NO | 167.0645 | 25950.13 | POWELL | 115-500 | 115-500 | 01,10,22 | 1 | 2CAC |  |  | 1095202000.MTL |  |  |  |  | 40915
7949 | 29200000TL | 03483 | EGC021026 | P | 58003440 | 58 | EGTL Spares | Mtce | 28 | 28C | SWITCH:PUSHBUTTON,ON-OFF,PUSH | -PULL MUSHROOM HD,120/240VAC | *OBS*Safety-Other : 8/10A,DPDT,MAINTAINED,2NO-2NC,RED,NEMA 1 ENCLOSURE,SURFACE MOUNT, CH, PLASTIC, (PDC BUILDING & CONTENTS) | EA | 1 | 0 | 0 | NO | 20.0077 | 3107.8 | POWELL | 10250T5B62-51 | 10250T5B62-51 | 01,10,22 | 1 | 2CAC | 2CAC |  | 1095202000.MTL |  |  |  |  | 40915
7950 | 29200000TL | 03483 | EGC021013 | P | 58003441 | 58 | EGTL Spares | Mtce | 75 | 75F | BREAKER: CIRCUIT MOTOR, 120/ | 40VAC,1 POLE,10A,5KAIC | *OBS*Matl Hand-Parts : GE, Q-LINE, LINE AND LOAD LUGS, METAL, (PDC BUILDING & CONTENTS) | EA | 1 | 0 | 0 | NO | 17.0066 | 2641.63 | POWELL | TQC1110WL | TQC1110WL | 01,10,22 | 1 | 2CAC | 2CAC |  | 1095202000.MTL |  |  |  |  | 40915
7951 | 29200000TL | 03483 | EGC021020 | P | 58003442 | 58 | EGTL Spares | Mtce | 51 | 51Z | RELAY:CONTROL,10A 600V CONT | 10/120VAC 50/60HZ,4NO-4NC | Electric-Other : 4 FORM C CONTACT, 4P, 110/120VAC COIL, SCREW TERMINAL, PANEL MOUNT, PLASTIC/METAL ENCLOSURE, (PDC BUILDING & CONTENTS) | EA | 1 | 0 | 0 | NO | 82.0317 | 12741.98 | POWELL | CR120B04002 | CR120B04002 | 01,10,22 | 1 | 2CAC |  |  | 1095202000.MTL |  |  |  |  | 40915
7952 | 29200000TL | 03483 | EGC021007 | P | 58003443 | 58 | EGTL Spares | Mtce | 51 | 51C | TRANSFORMER: INSTRUMENT,250:5A | RATIO,600V CLASS,INDOOR | Electric Components - Motor / Generator :ITI, C20, (PDC BUILDING & CONTENTS) | EA | 1 | 0 | 0 | NO | 112.0433 | 17403.68 | POWELL | 21-251 | 21-251 | 01,10,22 | 1 | 2CAC |  |  | 1095202000.MTL |  |  |  |  | 40915
7953 | 29200000TL | 03483 | EGC021012 | P | 58003446 | 58 | EGTL Spares | Mtce | 14 | 14C | METER:MULTILINE POWER,DIGITAL | READOUT,EDGEWISE,FLUSH PANEL | Flow Measuring Instruments : MOUNT,70/265VAC,90-300VDC RANGE, STD METER WITH DISPLAY, OPTION H-HARSH COATING, (PDC BUILDING & CONTENTS) | EA | 1 | 0 | 0 | NO | 745.1717 | 309536.88 | POWELL | PQMII-T20 | PQMII-T20 | 01,10,22 | 1 | 2CAC |  |  | 1095202000.MTL |  |  |  |  | 40915 | 44712
7954 | 29200000TL | 03483 | EGC021025 | P | 58003448 | 58 | EGTL Spares | Mtce | 51 | 51Z | FUSE:TIME DELAY,170A,5KV,50KA | IR,CLIP ON,PLASTIC,3 IN DIA X | Electric-Other : 15.91 IN LG, CLS-6R, C-H, SIZE D, SYM INT., (PDC BUILDING & CONTENTS) | EA | 13 | 0 | 0 | NO | 45.0406 | 6992.5499 | POWELL | 5ACLS-6R | 5ACLS-6R | 01,22 | 1 | 2CAC |  |  | 1095202000.MTL |  |  |  |  | 40915 | 41360
7955 | 29200000TL | 03483 | EGC021013 | P | 58003449 | 58 | EGTL Spares | Mtce | 14 | 14C | AMMETER:PANEL MOUNT,5A RANGE | ANALOG READOUT | Flow Measuring Instruments : CROMTON 5A SELF-CONTAINED, 2-1/2 CASE SIZE, SAXON PANEL TYPE, 60 HZ, +/-2% ACCURACY METER, (PDC BUILDING & CONTENTS) | EA | 1 | 0 | 0 | NO | 28.9981 | 4502.25 | POWELL | 012-75AA-LSLS-C6-B3 | 012-75AA-LSLS-C6-B3 | 22 | 1 | 2CAC |  |  | 1095202000.MTL |  |  |  |  | 40915
7956 | 29200000TL | 03483 | EGC021020 | P | 58003451 | 58 | EGTL Spares | Mtce | 51 | 51Z | SWITCH:PUSHBUTTON,ON-OFF,FLUSH | 110-120VAC 50/60HZ,DPDT | Electric-Other : MOMENTARY,1NO,BLACK,PLASTIC ENCLOSURE,FLUSH MOUNT, CH, PLASTIC, (PDC BUILDING & CONTENTS) | EA | 1 | 0 | 0 | NO | 20.0077 | 3107.8 | POWELL | 10250T23B | 10250T23B | 01,10,22 | 1 | 2CAC |  |  | 1095202000.MTL |  |  |  |  | 40915
7957 | 29200000TL | 03483 | EGC021006 | P | 58003452 | 58 | EGTL Spares | Mtce | 51 | 51C | TRANSFORMER:INSTRUMENT,CURRENT | 400:5A RATIO,600V CLASS,INDOOR | Electric Components - Motor / Generator :ITI, C50, (PDC BUILDING & CONTENTS) | EA | 1 | 0 | 0 | NO | 112.0433 | 17403.68 | POWELL | 21-401 | 21-401 | 01,10,22 | 1 | 2CAC |  |  | 1095202000.MTL |  |  |  |  | 40915
7958 | 29300000TL | 03483 | EGC021007 | P | 58003455 | 58 | EGTL Spares | Mtce | 51 | 51Z | SWITCH:MOTOR CUTOFF,DPDT | 120VAC,110/125VDC,10A,1PH,60HZ | Electric-Other : 1NO-1NC,PANEL MOUNT, PLASTIC/METAL, (PDC BUILDING & CONTENTS) | EA | 1 | 0 | 1 | YES | 1420.09 | 2106021.0589 | POWELL | 139C4458G1 | 139C4458G1 | 01,10,22 | 1 | 2CAC |  |  | 1095205000.MTL |  |  |  |  | 43770 |  | 45384
7959 | 29200000TL | 03483 | EGC021007 | P | 58003462 | 58 | EGTL Spares | Mtce | 51 | 51Z | DEVICE:FLEXITEST | PDC BUILDING & CONTENTS | Electric-Other : &quot;6P/8C ACTION: 14P, &quot; | EA | 1 | 0 | 0 | NO | 483.1866 | 75053.37 | POWELL | FT4A14T06CN4044 | FT4A14T06CN4044 | 22 | 1 | 2CAC |  |  | 1095205000.MTL |  |  |  |  | 40915
7960 | 29200000TL | 03483 | EGC021020 | P | 58003464 | 58 | EGTL Spares | Mtce | 51 | 51B | LIGHT:INDICATING,LED,125VAC/DC | AMBER,PANEL MOUNT,SCREW | Electric Components - Lighting : TERMINAL, LIGHT C3 CONTROLS, 16MM RESISTOR TYPE, 24V LED HIGH THRESHOLD BULB, AMBER LENS CAP, PLASTIC, 5-SW3-1, 5-SW3-E1, 5-SW3-2, , CROSS REF DWG: 1095202000.MTL, 1095205000.MT, (PDC BUILDING & CONTENTS) | EA | 2 | 0 | 0 | NO | 40.0155 | 6215.6 | POWELL | MRL125DLA-MPLLAR | MRL125DLA-MPLLAR | 01,10,22 | 1 | 2CAC |  |  | 1095205000.MTL |  |  |  |  | 40915
7961 | 29200000TL | 03483 | EGC021020 | P | 58003465 | 58 | EGTL Spares | Mtce | 51 | 51B | LIGHT:INDICATING,LED,125VAC/DC | BLUE,PANEL MOUNT,SCREW | Electric Components - Lighting : TERMINAL, LIGHT C3 CONTROLS, 16MM RESISTOR TYPE, 24V LED HIGH THRESHOLD BULB, BLUE LENS CAP, 5-SW3-1, 5-SW3-E1, 5-SW3-2, , CROSS REF DWG: 1095202000.MTL, 1095205000.MTL, 10952060 , (PDC BUILDING & CONTENTS) | EA | 2 | 0 | 0 | NO | 20.3457 | 6215.6 | POWELL | MRL125DLB-MPLLBE | MRL125DLB-MPLLBE | 01,10,22 | 1 | 2CAC | 2BBB |  | 1095205000.MTL |  |  |  |  | 40915 | 42927
7962 | 29200000TL | 03483 | EGC021006 | P | 58003467 | 58 | EGTL Spares | Mtce | 51 | 51Z | HOLDER:FUSE MIDGET,30A,600VAC/ | VDC,30 FUSE SIZE,SCREW MOUNT | Electric-Other : BUSSMANN, 2P, FINGER SAFE, MODULAR, UL/CSA, (PDC BUILDING & CONTENTS) | EA | 10 | 0 | 0 | NO | 45.0174 | 6992.55 | POWELL | CHM2D | CHM2D | 01,22 | 1 | 2CAC |  |  | 1095205000.MTL |  |  |  |  | 40915
7963 | 29200000TL | 03483 | EGC021013 | P | 58003468 | 58 | EGTL Spares | Mtce | 51 | 51Z | FUSE: ONE TIME, 3A, 250VAC | 10KA IR, CLIP ON, PLASTIC | Electric-Other : 13/32 IN DIA X 1-1/2 IN LG, BUSSMANN, UL/CAS APPROVED, 5-SW3-1, 5-SW3-E1, 5-SW3-2 , CROSS REF DWG: 1095202000.MTL, 1095205000.MTL, 1095206000.MTL, 1095207000.MTL, (PDC BUILDING & CONTENTS) | EA | 10 | 0 | 0 | NO | 3.0012 | 466.17 | POWELL | BAF-3 | BAF-3 | 01,22 | 1 | 2CAC |  |  | 1095205000.MTL |  |  |  |  | 40915
7964 | 29200000TL | 03483 | EGC021002 | P | 58003469 | 58 | EGTL Spares | Mtce | 51 | 51Z | HOLDER:FUSE MIDGET,30A,600VAC/ | VDC,3 FUSE SIZE,SCREW MOUNT | Electric-Other : BUSSMANN, 1P, FINGER SAFE, MODULAR, UL/CSA, (PDC BUILDING & CONTENTS) | EA | 10 | 0 | 0 | NO | 45.0174 | 6992.55 | POWELL | CHM1D | CHM1D | 01,22 | 1 | 2CAC |  |  | 1095205000.MTL |  |  |  |  | 40915
7965 | 29200000TL | 03483 | EGC021014 | P | 58003470 | 58 | EGTL Spares | Mtce | 51 | 51Z | FUSE: TIME DELAY, 6A, 250VAC | 10KA IR, CLIP ON, PLASTIC | Electric-Other : 13/32 IN DIA X 1-1/2 IN LG, BUSSMANN, UL/CAS APPROVED, 5-SW3-1, 5-SW3-E1, 5-SW3-2, , CROSS REF DWG: 1095202000.MTL, 1095205000.MTL, 1095206000.MTL, 1095207000.MTL, 1095226000.MTL, (PDC BUILDING & CONTENTS) | EA | 10 | 0 | 0 | NO | 6 | 1831.44 | POWELL | BAF-6 | BAF-6 | 01,22 | 1 | 2CAC |  |  | 1095205000.MTL |  |  |  |  | 40915 | 43155 | 43166
7966 | 29200000TL | 03483 | EGC021020 | P | 58003471 | 58 | EGTL Spares | Mtce | 51 | 51Z | FUSE:ONE TIME,8A,600VAC,300VDC | 10KA IR,CLIP ON,PLASTIC | Electric-Other : 1.06 IN DIA X 2.38 IN LG, BUSS, CROSS REF DWG: 1095205000.MTL, 1095202000.MTL, (PDC BUILDING & CONTENTS) | EA | 10 | 0 | 0 | NO | 3.0012 | 466.17 | POWELL | BAF-8 | BAF-8 | 01,22 | 1 | 2CAC |  |  | 1095205000.MTL |  |  |  |  | 40915
7967 | 29200000TL | 03483 | EGC021023 | P | 58003472 | 58 | EGTL Spares | Mtce | 51 | 51Z | RELAY:CONTROL,10A 600V CONT | 115V/60HZ,3NO-3NC,4 FORM C | Electric-Other : CONTACT,DPDT,110/120VAC COIL,SCREW TERMINAL,PANEL MOUNT,PLASTIC/METAL ENCLOSURE (PDC BUILDING & CONTENTS) | EA | 10 | 0 | 0 | NO | 109.0421 | 16937.51 | POWELL | CR120B06002 | CR120B06002 | 01,10,22 | 1 | 2CAC |  |  | 1095205000.MTL |  |  |  |  | 40915
7968 | 29200000TL | 03483 | EGC021021 | P | 58003473 | 58 | EGTL Spares | Mtce | 51 | 51Z | FUSE:ONE TIME, 15A, 600V | 10KA IR, CLIP ON, PLASTIC | Electric-Other : 13/32 IN DIA X 1-1/2 IN LG, BUSSMANN, UL/CAS APPROVED, 5-SW3-1 , CROSS REF DWG: 1095205000.MTL, 1095207000.MTL, (PDC BUILDING & CONTENTS) | EA | 9 | 0 | 0 | NO | 3.0012 | 466.17 | POWELL | BAF-15 | BAF-15 | 01,22 | 1 | 2CAC |  |  | 1095205000.MTL |  |  |  |  | 40915 | 43012
7969 | 29200000TL | 03483 | EGC021013 | P | 58003474 | 58 | EGTL Spares | Mtce | 51 | 51Z | DEVICE:CURRENT | PDC BUILDING & CONTENTS | Electric-Other : UNDERCURRENT SENSING 40-120%, | EA | 1 | 0 | 0 | NO | 427.1649 | 66351.53 | POWELL | 253-PAVULSBXC6DGD1EB | 253-PAVULSBXC6DGD1EB | 22 | 1 | 2CAC |  |  | 1095205000.MTL |  |  |  |  | 40915
7970 | 29200000TL | 03483 | EGC021009 | P | 58003475 | 58 | EGTL Spares | Mtce | 51 | 51Z | INSULATOR:PDC BUILDING,5KV | 5,CAST EPOXY | Electric-Other : EPC LTD. 60KV BIL 3.5 IN (4) 3/8-16 ON 2 IN BCD TOP AND BOTTOM. INDOOR USE.INSULATOR, (PDC BUILDING & CONTENTS) | EA | 3 | 0 | 0 | NO | 74.0286 | 11498.86 | POWELL | 02-000-022 | 02-000-022 | 22 | 1 | 2CAC |  |  | 1095205000.MTL |  |  |  |  | 40915
7971 | 29200000TL | 03483 | EGC021006 | P | 58003476 | 58 | EGTL Spares | Mtce | 51 | 51E | DEVICE:HARDWARE | PDC BUILDING & CONTENTS | Electric Components - Conduit / Fitting : | EA | 1 | 0 | 0 | NO | 467.1804 | 72567.13 | POWELL | 139C4549G4 | 139C4549G4 | 22 | 1 | 2CAC |  |  | 1095205000.MTL |  |  |  |  | 40915
7972 | 29200000TL | 03483 | EGC021019 | P | 58003479 | 58 | EGTL Spares | Mtce | 51 | 51C | RELAY:ELECTROMECHANICAL,10A | DPDT, 2 FORM C CONTACT, 2P | Electric Components - Motor / Generator :125VDC COIL, 8 PIN TERMINAL,PANEL MOUNT, PLASTIC ENCLOSURE, P&B, 5-SW3-2, P&B, 5-SW3-2 , (PDC BUILDING & CONTENTS | EA | 2 | 0 | 0 | NO | 80.0309 | 12431.2 | POWELL | KRPA11DG-125 | KRPA11DG-125 | 01,10,22 | 1 | 2CAC |  |  | 1095205000.MTL |  |  |  |  | 40915
7973 | 29200000TL | 03483 | EGC021022 | P | 58003485 | 58 | EGTL Spares | Mtce | 51 | 51Z | 460 PT 480 PR1 120 SEC UNFUSED | ELECTRIC | Electric-Other : | EA | 1 | 0 | 0 | NO | 166.9994 | 25926.75 |  |  |  | 01,10 |  |  | 2CBC | [6 empty] | 41759
7974 | 29200000TL | 03483 | EGC021007 | P | 58003488 | 58 | EGTL Spares | Mtce | 51 | 51Z | DEVICE:FLEXITEST,ABB, 4P/6C | PDC BUILDING & CONTENTS | Electric-Other : &quot;PLASTIC/METAL, 5-SW3-2 ACTION: 10P, &quot; | EA | 1 | 0 | 0 | NO | 390.1506 | 60602.1 | POWELL | 129A514G01 | 129A514G01 | 22 | 1 | 2CAC |  |  | 1095205000.MTL |  |  |  |  | 40915
7975 | 29200000TL | 03483 | EGC021014 | P | 58003489 | 58 | EGTL Spares | Mtce | 51 | 51F | BREAKER: CIRCUIT MOTOR CIRCUIT | 120/240VAC,1 POLE,10 A,10KAIC | Electric Components - Circuit Protection:Q-LINE, LUG-LUG, 5-SW3-2, (PDC BUILDING & CONTENTS) | EA | 1 | 0 | 0 | NO | 17.0066 | 2641.63 | GE | TQC1110 | TQC1110 | 01,10,22 | 1 | 2CAC |  |  | 1095205000.MTL |  |  |  |  | 40915
7976 | 29200000TL | 03483 | EGC021021 | P | 58003492 | 58 | EGTL Spares | Mtce | 51 | 51Z | OPERATOR: SWITCH | 2 POSITION SELECTOR,BLACK | Electric-Other : C-H, PLASTIC/METAL, 5-SW3-2 | EA | 1 | 0 | 0 | NO | 16.0062 | 2486.24 | POWELL | 10250T-1311 | 10250T-1311 | 22 | 1 | 2CAC |  |  | 1095205000.MTL |  |  |  |  | 40915
7977 | 29200000TL | 03483 | EGC021014 | P | 58003493 | 58 | EGTL Spares | Mtce | 51 | 51Z | BLOCK: PDC BUILDING | 1 IN ID X 1-1/4 IN OD X 1/8 IN | Electric-Other : THICK,SS, TERMINAL, 5-SW3-2 CONTACT ARRANGEMENT: 1 NO, TERMINAL, 5-SW3-2 | EA | 1 | 0 | 0 | NO | 22.0085 | 3418.58 | POWELL | 10250T53 | 10250T53 | 01,22 | 1 | 2CAC |  |  | 1095205000.MTL |  |  |  |  | 40915
7978 | 29200000TL | 03483 | EGC021019 | P | 58003496 | 58 | EGTL Spares | Mtce | 51 | 51C | RELAY:ELECTROMECHANICAL | 3A 150VDC,2NO-2NC, 110VDC COIL | Electric Components - Motor / Generator :&quot;FORM C CONTACT,DPDT,SCREW TERMINAL, PANEL MOUNT,PLASTIC/METAL ENCLOSURE, 5-SW3-2 EQUIPMENT: PDC BUILDING & CONTENTS&quot; | EA | 2 | 0 | 0 | NO | 34.0131 | 5283.26 | POWELL | KUEP-11D15-110V | KUEP-11D15-110V | 01,10,22 | 1 | 2CAC |  |  | 1095205000.MTL |  |  |  |  | 40915
7979 | 29200000TL | 03483 | EGC021021 | P | 58003497 | 58 | EGTL Spares | Mtce | 51 | 51C | RELAY:ELECTROMECHANICAL | 3A 150VDC,2NO-2NC, 120VAC COIL | Electric Components - Motor / Generator :FORM C CONTACT,DPDT, SCREW TERMINAL, PANEL MOUNT,PLASTIC/METAL ENCLOSURE, EQUIPMENT: PDC BUILDING & CONTENTS | EA | 2 | 0 | 0 | NO | 25.0097 | 3884.75 | POWELL | KUEP-11A15-120V | KUEP-11A15-120V | 01,10,22 | 1 | 2CAC |  |  | 1095205000.MTL |  |  |  |  | 40915
7980 | 29200000TL | 03483 | EGC021016 | P | 58003498 | 58 | EGTL Spares | Mtce | 51 | 51Z | FUSE:JKS,3A,600VAC | 200KA RMS IR,CLIP ON | Electric-Other : PLASTIC,0.8 IN X 2.25 IN, BUSS | EA | 9 | 0 | 0 | NO | 14.0054 | 2175.46 | BUSSMANN | JKS3 | JKS3 | 01,22 | 1 | 2CAC |  |  | 1095205000.MTL |  |  |  |  | 40915 | 41792
7981 | 29200000TL | 03483 | EGC021013 | P | 58003502 | 58 | EGTL Spares | Mtce | 51 | 51C | RELAY:3A 150VDC,DPDT | 110V/125VDC COIL | Electric Components - Motor / Generator :MAGNECRAFT PART NO 10952-05 | EA | 1 | 0 | 0 | NO | 25.0097 | 3884.75 | POWELL | A283XBXX69C-110/125D | A283XBXX69C-110/125D | 01,10,22 | 1 | 2CAC |  |  | 1095205000.MTL |  |  |  |  | 40915
7982 | 29200000TL | 03483 | EGC021020 | P | 58003503 | 58 | EGTL Spares | Mtce | 51 | 51Z | FUSE:FAST ACTING MIDGET,3A | 100KA AT 600VAC IR, FERRULE | Electric-Other : &quot;MELAMINE,10 MM X 38 MM, BUSSMANN 10952-05&quot; | EA | 8 | 0 | 0 | NO | 3.0012 | 466.17 | BUSSMANN | DCM3 | DCM3 | 01,22 | 1 | 2CAC | 2BBB |  | 1095205000.MTL |  |  |  |  | 40915 | 43258
7983 | 29200000TL | 03483 | EGC021019 | P | 58003504 | 58 | EGTL Spares | Mtce | 51 | 51Z | FUSE:FAST ACTING SERIES J,10A | 200KA AT 600VAC IR, FERRULE | Electric-Other : 812 IN X 2.25 IN, | EA | 10 | 0 | 0 | NO | 14.0054 | 2175.46 | BUSSMANN | KJS10 | JKS10 | 01,22 | 1 | 2CAC |  |  | 1095205000.MTL |  |  |  |  | 40915
7984 | 29200000TL | 03483 | EGC021013 | P | 58003505 | 58 | EGTL Spares | Mtce | 51 | 51Z | SWITCH: PUSHBUTTON | EMERGENCY STOP | Electric-Other : LATCH IN -TWIST TO RELEASE MUSHROOM HEAD, STOP, PUSH BUTTON, 1NO-1NC, RED, NEMA 3, 3R, 4,4X,12 ENCLOSURE, PANEL MOUNT | EA | 1 | 0 | 0 | NO | 180.47 | 35460.3538 | POWELL | 10250ED1043-3 | 10250ED1043-3 | 01,10,22 | 1 | 2CAC |  |  | 1095205000.MTL |  |  |  |  | 40915 | 42191 | 42207
7985 | 29200000TL | 03483 | EGC021019 | P | 58003506 | 58 | EGTL Spares | Mtce | 51 | 51C | RELAY:GENERAL PURPOSE | 120/240VAC 10A/5A 28VDC | Electric Components - Motor / Generator :10A,4PDT,SILVER ALLOY-GOLD DIFFUSED CONTACT,4PDT,125VDC COIL,PLUG IN TERMINAL,12 PIN PLUG IN MOUNT,CLEAR POLYCARBONATE ENCLOSURE | EA | 2 | 0 | 0 | NO | 184.0711 | 28591.76 | POWELL | 219XDXP-125VDC | 219XDXP-125VDC | 01,10,22 | 1 | 2CAC |  |  | 1095205000.MTL |  |  |  |  | 40915
7986 | 29200000TL | 03483 | EGC021002 | P | 58003509 | 58 | EGTL Spares | Mtce | 51 | 51Z | SWITCH: SELECTOR | ON-OFF-JOG,MAINTAINED | Electric-Other : 600VAC/DC, 3PDT, 1NO-4NC, 4 POSITION, KNOB OPERATED, NEMA 1 ENCLOSURE, 1-STAGE, PLASTIC/METAL | EA | 2 | 0 | 0 | NO | 94.0363 | 14606.66 | POWELL | 24301B | 24301B | 01,10,22 | 1 | 2CAC |  |  | 1095206000.MTL |  |  |  |  | 40915
7987 | 29200000TL | 03483 | EGC021021 | P | 58003511 | 58 | EGTL Spares | Mtce | 51 | 51C | RELAY:GENERAL PURPOSE,10A | 120VAC, SILVER CADMIUM OXIDE | Electric Components - Motor / Generator :CONTACT, DPDT,120V AC COIL,BLADE TERMINAL, SOCKET MOUNT,IDEC, 5-MCC3-1B, 5-MCC3-E1, 5-MCC3-2A,5-MCC3-2B | EA | 2 | 0 | 0 | NO | 15.08 | 4605.432 | POWELL | RH2B-U-AC120V | RH2B-U-AC120V | 01,10,22 | 1 | 2CAC |  |  | 1095208000.MTL |  |  |  |  | 40915 | 43106 | 43119
7988 | 29200000TL | 03483 | EGC021022 | P | 58003512 | 58 | EGTL Spares | Mtce | 14 | 14C | AMMETER: ANALOG READOUT | 4-1/2 IN STANDARD CASE | Flow Measuring Instruments : RATING 0-5A SCALING 0-2000A RANGE, AM CROMPTON, FS,S.C, 5-MCC3-1B, 5-MCC32A-E1, 5-MCC3-2B | EA | 1 | 0 | 0 | NO | 112.0433 | 17403.68 | POWELL | 077-05FA-LSTM | 077-05FA-LSTM | 22 | 1 | 2CAC |  |  | 1095208000.MTL |  |  |  |  | 40915
7989 | 29200000TL | 03483 | EGC021028 | P | 58003514 | 58 | EGTL Spares | Mtce | 51 | 51Z | BLOCK: TERMINAL | 250 V, 30A, 2 CIRCUIT, SCREW | Electric-Other : &quot;TERMINAL,2/0-14 AWG WIRE,1-1/2 IN WD X 1-7/8 IN LG,PLASTIC BLOCK, C-H TYPE 7 POINT, WHITE PULL APART WITH (2) TERMINAL STRIPS, 5-MCC3-1B, 5-MCC3-E1, 5-MCC3-2A, 5-MCC3-2B 10952-08,09,10,11,&quot; | EA | 5 | 0 | 0 | NO | 9.0035 | 1398.51 | POWELL | 4719A92G63 | 4719A92G63 | 01,22 | 1 | 2CAC |  |  | 1095208000.MTL |  |  |  |  | 40915
7990 | 29200000TL | 03483 | EGC021018 | P | 58003516 | 58 | EGTL Spares | Mtce | 51 | 51Z | TRANSFORMER:CONTROL,0.2KVA | 230-460V,115V,50/60HZ,1PH | Electric-Other : CPT/CH, WITH PRI/ SEC FUSE BLOCK, CPT, 5-MCC3-1B | EA | 1 | 0 | 0 | NO | 167.0645 | 25950.13 | POWELL | C0200E2AFB | C0200E2AFB | 01,10,22 | 1 | 2CAC |  |  | 1095208000.MTL |  |  |  |  | 40915
7991 | 29200000TL | 03483 | EGC021012 | P | 58003517 | 58 | EGTL Spares | Mtce | 51 | 51Z | TRANSFORMER:CONTROL,0.25KVA | 230-460V,115V,50/60HZ,1PH | Electric-Other : CPT/CH,WITH PRI/ SEC FUSE BLOCK, CPT, 5-MCC3-1B, 5-MCC3-2A, 5-MCC3-2B | EA | 1 | 0 | 0 | NO | 167.0645 | 25950.13 | POWELL | C0250E2AFB | C0250E2AFB | 01,10,22 | 1 | 2CAC |  |  | 1095208000.MTL |  |  |  |  | 40915
7992 | 29200000TL | 03483 | EGC021016 | P | 58003519 | 58 | EGTL Spares | Mtce | 51 | 51B | LIGHT: INDICATING FULL VOLTAGE | PRESSURE TO TEST LED,120VAC | Electric Components - Lighting : GREEN,MOUNTING NUT MOUNT,TERMINAL CLAMPS, STANDARD, 50/60HZ, PLASTIC, 5-MCC3-1B, 5-MCC3-E1, 5-MCC3-2A, 5-MCC3-2B , CROSS REF DWG: 1095208000.MTL, 1095209000.MTL, 1095210000.MTL, | EA | 1 | 0 | 0 | NO | 65.0251 | 10100.35 | POWELL | 10250T297LGP2A | 10250T297LGP2A | 01,10,22 | 1 | 2CAC | [7 empty] | 40915
7993 | 29200000TL | 03483 | EGC021016 | P | 58003520 | 58 | EGTL Spares | Mtce | 51 | 51B | LIGHT: INDICATING FULL VOLTAGE | PRESSURE TO TEST LED,120VAC | Electric Components - Lighting : AMBER,MOUNTING NUT MOUNT,TERMINAL CLAMPS, STANDARD, 50/60HZ, PLASTIC, 5-MCC3-1B, 5-MCC3-E1, 5-MCC3-2A, 5-MCC3-2B , CROSS REF DWG: 1095208000.MTL, 1095209000.MTL, 1095210000.MTL, | EA | 1 | 0 | 0 | NO | 65.0251 | 10100.35 | POWELL | 10250T297LAP2A | 10250T297LAP2A | 01,10,22 | 1 | 2CAC | [7 empty] | 40915
7994 | 29200000TL | 03483 | EGC021019 | P | 58003521 | 58 | EGTL Spares | Mtce | 51 | 51B | LIGHT: INDICATING FULL VOLTAGE | PRESSURE TO TEST LED,120VAC | Electric Components - Lighting : RED,MOUNTING NUT MOUNT,TERMINAL CLAMPS, STANDARD, 50/60HZ, PLASTIC, 5-MCC3-1B, 5-MCC3-E1, 5-MCC3-2A, 5-MCC3-2B , CROSS REF DWG: 1095208000.MTL, 1095209000.MTL, 1095210000.MTL, 1 | EA | 1 | 0 | 0 | NO | 65.0251 | 10100.35 | POWELL | 10250T297LRP2A | 10250T297LRP2A | 01,10,22 | 1 | 2CAC | [7 empty] | 40915
7995 | 29200000TL | 03483 | EG1015013 | P | 58003522 | 58 | EGTL Spares | Mtce | 51 | 51Z | FUSE:TIME DELAY,20A,500V | 100KA @ 500VAC IR,FERRULE | Electric-Other : FIBERGLASS,10MM X 38MM, BUSSMANN 10952-08 | EA | 10 | 0 | 0 | NO | 7.2065 | 1118.808 | COOPER BUSSMANN | FNQ-20 | FNQ-20 | 01,22 | 1 | 2CAC | [7 empty] | 40915
7996 | 29200000TL | 03483 | EGC021014 | P | 58003523 | 58 | EGTL Spares | Mtce | 51 | 51Z | FUSE:FAST ACTING 3A 600V | 200KA 600VAC IR FERRULE | Electric-Other : MELAMINE,10MM X 38MM, BUSSMANN 10952-08 | EA | 8 | 0 | 0 | NO | 9.0035 | 1398.51 | COOPER BUSSMANN | KTK-R3 | KTK-R3 | 01,22 | 1 | 2CAC | 2BBB | [6 empty] | 40915 | 43258
7997 | 29200000TL | 03483 | EGC021014 | P | 58003524 | 58 | EGTL Spares | Mtce | 51 | 51Z | FUSE:TIME DELAY DUAL ELEMENT | 3A,250V,100A @ 250VAC IR | Electric-Other : FERRULE,10MM X 38MM, BUSS 10952-08 | EA | 10 | 0 | 0 | NO | 9.0035 | 1398.51 | COOPER BUSSMANN | FNM3 | FNM3 | 01,22 | 1 | 2CAC | [7 empty] | 40915
7998 | 29200000TL | 03483 | EGC021013 | P | 58003525 | 58 | EGTL Spares | Mtce | 51 | 51Z | FUSE:FACT ACTING MIDGET,1-1/2A | 600VAC,200KA @ 600VAC IR | Electric-Other : &quot;FERRULE,MELAMINE,10MM X 38MM, BUSS, CLASS CC 10952-08&quot; | EA | 8 | 0 | 0 | NO | 9.0035 | 1398.51 | COOPER BUSSMANN | KTK-R1-1/2 | KTK-R1-1/2 | 01,22 | 1 | 2CAC | [7 empty] | 40915 | 42843
7999 | 29200000TL | 03483 | EGC021021 | P | 58003526 | 58 | EGTL Spares | Mtce | 51 | 51Z | FUSE:TIME DELAY,1-6/10A,250V | 100A @ 250VAC IR,FERRULE | Electric-Other : &quot;FIBERGLASS,10MM X 38MM,BUSS 10952-08 &quot; | EA | 8 | 0 | 0 | NO | 9.0035 | 1398.51 | COOPER BUSSMANN | FNM1-6/10 | FNM1-6/10 | 01,22 | 1 | 2CAC | [7 empty] | 40915 | 45139 | [5 empty] | -2 | 1
8000 | 29200000TL | 03483 | EGC021014 | P | 58003527 | 58 | EGTL Spares | Mtce | 51 | 51Z | FUSE:TIME DELAY,2A,250V | 100A @ 250VAC IR,FERRULE | Electric-Other : &quot;FIBERGLASS,10MM X 38MM,BUSS 10952-08 &quot; | EA | 7 | 0 | 0 | NO | 9.0035 | 1398.51 | COOPER BUSSMANN | FNM2 | FNM2 | 01,22 | 1 | 2CAC | [7 empty] | 40915 | 45139 | [5 empty] | -3 | 1
8001 | 29200000TL | 03483 | EGC021021 | P | 58003528 | 58 | EGTL Spares | Mtce | 51 | 51Z | FUSE:TIME DELAY,2A,600V | 200KA @ 600VAC IR,FERRULE | Electric-Other : MELAMINE,10MM X 38MM,BUSS, CLASS CC 10952-08 | EA | 9 | 0 | 0 | NO | 9.0035 | 1398.51 | COOPER BUSSMANN | KTK-R2 | KTK-R2 | 01,22 | 1 | 2CAC | [7 empty] | 40915 | 41792
8002 | 29200000TL | 03483 | EGC021021 | P | 58003529 | 58 | EGTL Spares | Mtce | 51 | 51Z | FUSE:TIME DELAY DUAL ELEMENT | 2-1/2A,250VAC,100A @ 250VAC | Electric-Other : &quot;IR,FERRULE,FIBERGLASS,10MM X 38MM,BUSS 10952-08&quot; | EA | 10 | 0 | 0 | NO | 9.0035 | 1398.51 | COOPER BUSSMANN | FNM2-1/2 | FNM2-1/2 | 01,22 | 1 | 2CAC | [7 empty] | 40915
8003 | 29200000TL | 03483 | EGC022003 | P | 58003530 | 58 | EGTL Spares | Mtce | 51 | 51Z | BLOCK:CONTACT 4 POLES CIRCUIT | AUXILIARY,600VAC AND 250VDC | Electric-Other : 10AA,SCREW TERMINAL, 2NO-2NC, 4 POLES, CH, TOP, 00-2, PLASTIC/METAL, 5-MCC3-1B, 5-MCC3-E1 | EA | 5 | 0 | 0 | NO | 108.8059 | 30945.496 | POWELL | C320KGT15 | C320KGT15 | 01,22 | 1 | 2CAC |  |  | 1095209000.MTL |  |  |  |  | 40915 | 43239 | 43256
8004 | 29200000TL | 03483 | EGC021013 | P | 58003531 | 58 | EGTL Spares | Mtce | 51 | 51Z | BASE: PLASTIC/METAL | CONT/CH, NONC, SD | Electric-Other : 5-MCC3-1B | EA | 1 | 0 | 0 | NO | 38.0147 | 5904.82 | POWELL | C320KGS32 | C320KGS32 | 22 | 1 | 2CAC |  |  | 1095209000.MTL |  |  |  |  | 40915
8005 | 29200000TL | 03483 | EGC021013 | P | 58003532 | 58 | EGTL Spares | Mtce | 51 | 51Z | BASE:AUXILIARY CONTACT | 100-400A CONTACTOR | Electric-Other : PLASTIC/METAL, BASE CONT/CH,NONC,SD, 4-5, 5-MCC3-1B, 5-MCC3-2A, 5-MCC3-2B | EA | 1 | 0 | 0 | NO | 38.0147 | 5904.82 | POWELL | C320KGS42 | C320KGS42 | 22 | 1 | 2CAC |  |  | 1095209000.MTL |  |  |  |  | 40915
8006 | 29200000TL | 03483 | EGC021014 | P | 58003533 | 58 | EGTL Spares | Mtce | 87 | 87B | SUPPRESSOR:SURGE 600VDC | 47 OHMS,+/-10%,1/2 W,0.1 MFD | *OBS*Machinery-Misc- : &quot;COIL +/-20%, PLASTIC HOUSING, PLASTIC/METAL, 5-MCC3-1B, 5-MCC3-E1, 5-MCC3-2A, 5-MCC3-2B RC NETWORK&quot; | EA | 5 | 0 | 0 | NO | 9.0035 | 1398.51 | POWELL | RG2031-3-6 | RG2031-3-6 | 22 | 1 | 2CAC | 2CAC |  | 1095208000.MTL |  |  |  |  | 40915
8007 | 29200000TL | 03483 | EGC021013 | P | 58003535 | 58 | EGTL Spares | Mtce | 51 | 51C | AMMETER: 2-1/2IN CASE | 0-150A RANGE,ANALOG READOUT | Electric Components - Motor / Generator :TYPE 250, 0-5A FS METER 5-MCC3-1B | EA | 1 | 0 | 0 | NO | 100.0386 | 15539 | POWELL | 50-250240LSPZ | 50-250240LSPZ | 22 | 1 | 2CAC |  |  | 1095208000.MTL |  |  |  |  | 40915
8008 | 29200000TL | 03483 | EGC021016 | P | 58003536 | 58 | EGTL Spares | Mtce | 14 | 14C | AMMETER: 2.5IN, 0-400A RANGE | ANALOG READOUT | Flow Measuring Instruments : AM/GE-250 5A-FS 2.5IN, 5-MCC3-1B, 5-MCC3-2A, 5-MCC3-2B | EA | 1 | 0 | 0 | NO | 100.0386 | 15539 | POWELL | 50-250240LSSC | 50-250240LSSC | 22 | 1 | 2CAC |  |  | 1095208000.MTL |  |  |  |  | 40915
8009 | 29200000TL | 03483 | EGC021028 | P | 58003538 | 58 | EGTL Spares | Mtce | 51 | 51C | TRANSFORMER:INSTRUMENT CURRENT | 600:5A RATIO,120VAC,INDOOR | Electric Components - Motor / Generator :5.36 IN HT X 4.54 IN WD X 2.19 IN DP, 50-400HZ, 3.12 IN DIA WINDOW MODEL 197, 5-MCC3-1B | EA | 1 | 0 | 0 | NO | 112.0433 | 17403.68 | POWELL | 197-601 | 197-601 | 01,10,22 | 1 | 2CAC |  |  | 1095208000.MTL |  |  |  |  | 40915
8010 | 29200000TL | 03483 | EGC021013 | P | 58003539 | 58 | EGTL Spares | Mtce | 51 | 51C | AMMETER: 2.5 IN,0-600A RANGE | ANALOG READOUT | Electric Components - Motor / Generator :AM/GE-250 5A-FS 2.5IN, 5-MCC3-1B | EA | 1 | 0 | 0 | NO | 100.0386 | 15539 | POWELL | 50-250240LSSJ | 50-250240LSSJ | 22 | 1 | 2CAC |  |  | 1095208000.MTL |  |  |  |  | 40915
8011 | 29200000TL | 03483 | EGC022005 | P | 58003541 | 58 | EGTL Spares | Mtce | 51 | 51C | TRANSFORMER:INSTRUMENT CURRENT | 1200:5A RATIO,120/208V,INDOOR | Electric Components - Motor / Generator :5.36 IN HT X 4.54 IN WD X 2.19 IN DP, 50-400HZ, 3.12 IN DIA WINDOW MODEL 197 | EA | 1 | 0 | 0 | NO | 112.0433 | 17403.68 | POWELL | 197-122 | 197-122 | 01,10,22 | 1 | 2CAC |  |  | 1095210000.MTL |  |  |  |  | 40915
8012 | 29200000TL | 03483 | EGC021020 | P | 58003542 | 58 | EGTL Spares | Mtce | 51 | 51Z | FUSE:TIME DELAY,15A | 125V,10KA @ 125VAC IR,FERRULE | Electric-Other : FIBERGLASS,10MM X 38MM BUSS 10952-11 | EA | 10 | 0 | 0 | NO | 9.0035 | 1398.51 |  | FNM15 | FNM15 | 01,22 | 1 | 2CAC |  |  | 1095211000.MTL |  |  |  |  | 40915 | 42990
8013 | 29200000TL | 03483 | EGC021020 | P | 58003544 | 58 | EGTL Spares | Mtce | 51 | 51C | RELAY: TIME DELAY 50/60HZ 3A | 0.5-180 SECOND OFF, 250VAC | Electric Components - Motor / Generator :&quot;DPDT,SCREW TERMINAL,SOCKET MOUNT, IDEC, 5-MCC3-2B, 10952-11/12 THIS IS IDEC PART NUMBER&quot; | EA | 3 | 0 | 0 | NO | 0 | 0 | POWELL | GT3F-2AF20 | GT3F-2AF20 | 01,10,22 | 1 | 2CAC |  |  | 1095211000.MTL |  |  |  |  | 40915
8014 | 29200000TL | 03483 | EGC021020 | P | 58003545 | 58 | EGTL Spares | Mtce | 51 | 51Z | FUSE: FAST ACTING,5A, 600V | 200 KA @ 600V AC IR,FERRULE | Electric-Other : MELAMINE,10 X 38 MM, BUSS 10952-11 | EA | 9 | 0 | 0 | NO | 9.0035 | 1398.51 | COOPER BUSSMANN | KTK-R5 | KTK-R5 | 01,22 | 1 | 2CAC | [7 empty] | 40915 | 41792
8015 | 29200000TL | 03483 | EGC021021 | P | 58003546 | 58 | EGTL Spares | Mtce | 51 | 51F | FUSE:TIME DELAY DUAL ELEMENT | 7A,250V,100A @ 250 VAC IR | Electric Components - Circuit Protection:&quot;FERRULE FIBERGLASS,10 MM X 38 MM, BUSS 10952-11&quot; | EA | 8 | 0 | 0 | NO | 19.7218 | 3689.985 | COOPER BUSSMANN | FNM7 | FNM7 | 01,22 | 1 | 2CAC | [7 empty] | 40915 | 42775 | 42088
8016 | 29200000TL | 03483 | EGC021008 | P | 58003547 | 58 | EGTL Spares | Mtce | 51 | 51Z | SWITCH: BREAKER AUX, DPDT 3PH | 110/120VAC,20A,60HZ,7NO-6NC | Electric-Other : &quot;SNAP IN MOUNT,WITH SCREW TYPE TERM, PLASTIC/METAL 10952-26&quot; | EA | 1 | 0 | 0 | NO | 145.056 | 22531.55 | POWELL | 102113LD | 102113LD | 01,10,22 | 1 | 2CAC |  |  | 1095226000.MTL |  |  |  |  | 40915
8017 | 29200000TL | 03483 | EGC021001 | P | 58003549 | 58 | EGTL Spares | Mtce | 51 | 51Z | SWITCH: CONTROL, SPST 3PH | 115/230VAC,25MA,60HZ | Electric-Other : &quot;NO,SURFACE MOUNT TYPE 24, 1 DECK, PLASTIC/METAL , 10952-26&quot; | EA | 1 | 0 | 0 | NO | 125.0483 | 19423.75 | POWELL | 24202B | 24202B | 01,10,22 | 1 | 2CAC |  |  | 1095226000.MTL |  |  |  |  | 40915
8018 | 29200000TL | 03483 | EGC021024 | P | 58003551 | 58 | EGTL Spares | Mtce | 51 | 51C | RELAY:AUXILIARY LOCK OUT | 120VAC,125VDC,10NO-10NC | Electric Components - Motor / Generator :&quot;24V DC COIL,SCREW TERMINAL,PANEL MOUNT, SWITCH LOR 10952-26 &quot; | EA | 2 | 0 | 0 | NO | 558.2155 | 86707.62 | POWELL | 7805D | 7805D | 01,10,22 | 1 | 2CAC |  |  | 1095226000.MTL |  |  |  |  | 40915
8019 | 29200000TL | 03483 | EGC021007 | P | 58003553 | 58 | EGTL Spares | Mtce | 51 | 51F | BREAKER: CIRCUIT | 120/240VAC,1 POLE,15A, 10KAAIC | Electric Components - Circuit Protection:GE, WITH LINE & LOAD LUGS, GE, WITH LINE & LOAD LUGS | EA | 2 | 0 | 0 | NO | 14.0054 | 2175.46 | POWELL | THQC1115WL | THQC1115WL | 01,10,22 | 1 | 2CAC |  |  | 1095226000.MTL |  |  | 1 |  | 40915
8020 | 29200000TL | 03483 | EGC021015 | P | 58003554 | 58 | EGTL Spares | Mtce | 75 | 75F | BLOCK: TERMINAL | 600V, 50A, 2 CIRCUIT, SCREW | Material Handling - Lifting Equipment and Accessories : &quot;18-8 AWG WIRE, 2 IN X 2 IN,PHENOLIC BLOCK, STEEL SCREWS WITH STRAP, BUCHANAN UR 10952-26 &quot; | EA | 1 | 0 | 0 | NO | 12.0046 | 1864.68 | POWELL | B102 | B102 | 01,22 | 1 | 2CAC |  |  | 1095226000.MTL |  |  |  |  | 40915
8021 | 29200000TL | 03483 | EGC021021 | P | 58003558 | 58 | EGTL Spares | Mtce | 51 | 51Z | SWITCH: TOGGLE 2 WAY | 15/10A 125/250VAC,SPST | Electric-Other : 1NO 1NC,ON/OFF,2 SCREW TERMINAL,BLACK,PLASTIC/METAL ENCLOSURE, CARLING, PLASTIC/METAL OLD PN 2X464 | EA | 1 | 0 | 0 | NO | 28.2 | 5540.172 | POWELL | 2FA54-73 | 2X464 | 01,10,22 | 1 | 2CAC |  |  | 1095226000.MTL |  |  |  |  | 40915 | 41713 | 42178
8022 | 29200000TL | 03483 | EGC021019 | P | 58003565 | 58 | EGTL Spares | Mtce | 51 | 51Z | SWITCH:BREAKER AUXILIARY | 2P,125VAC/DC,100A,3PH,60HZ | Electric-Other : &quot;NO-NC,SNAP IN MOUNT, FOR SLIP-ON LUGS, PLASTIC/METAL 10952-27&quot; | EA | 1 | 0 | 0 | NO | 145.056 | 22531.55 | POWELL | 102108LN | 102108LN | 01,10,22 | 1 | 2CAC |  |  | 1095227000.MTL |  |  |  |  | 40915
8023 | 29200000TL | 03483 | EGC021007 | P | 58003567 | 58 | EGTL Spares | Mtce | 51 | 51Z | KIT:POWLVAC HARDWAR | FOR PVAC BREAKER | Electric-Other : CONTAINS LEVERING IN SHAFT PIN,LOCTITE,MANY SMALL PARTS,METAL 10952-27 | EA | 1 | 0 | 0 | NO | 1120.4326 | 174036.8 | POWELL | 60500G24 | 60500G24 | 01,22 | 1 | 2CAC |  |  | 1095227000.MTL |  |  |  |  | 40915
8024 | 29300000TL | 03483 | EGC044023 | P | 58003616 | 58 | EGTL Spares | Mtce | 54 | 54D | O-RING: COMBINATION, SET | BUNA-N VITON,1168 PIECE | *OBS*GS&P-O-Rings : 65 EACH OF 006-012; 12 EACH OF 110-116; 9 EACH OF 210-214, 65 EACH OF 006-012; 12 EACH OF 110-116; 9 EACH OF 210-214 | EA | 1 | 0 | 1 | YES | 550 | 846004.5 |  |  | 9726K25 | 01 | 1 | 3CBC | 3CBC | [6 empty] | 43770 |  | 45613
8025 | 29200000TL | 03483 | EGC044027 | P | 58003619 | 58 | EGTL Spares | Mtce | 53 | 53A | INSERT: METRIC HELICAL, SET | 18-8 SS, 48 PIECE | Fittings - Pipe - Carbon Steel :INCLUDES INSERT SIZES: M5 X .8 IN 7.5 MM LENGTH, M6 X 1 IN 9 MM LENGTH, M8 X 1.25 IN 12 MM LENGTH, AND M10 X 1.5 IN 15 MM LENGTH, INCLUDES INSERT SIZES: M5 X .8 IN 7.5 MM LENGTH, M6 X 1 IN | EA | 3 | 0 | 0 | NO | 210.66 | 32707.07 |  |  | 90285A131 | 01,22 | 1 | 3CBC | [7 empty] | 40915
8026 | 29200000TL | 03483 | EGC044018 | P | 58003622 | 58 | EGTL Spares | Mtce | 56 | 56Z | SCREW: CAP, SOCKET HD | ALLOY STL, 260 PIECE | *OBS*Fastener-BottWa : FINE THD | EA | 1 | 0 | 0 | NO | 113.73 | 17657.72 |  |  | 92948A334 | 02,21,22 | 1 | 3CBC | 3CBC | [6 empty] | 40915 | 43914
8027 | 29300000TL | 03483 | EGC037004 | P | 58003626 | 58 | EGTL Spares | Mtce | 56 | 56Z | BOLT: U, 1 IN PIPE NOM | 3/8 IN DIA,16 UNC | *OBS*Fastener-BottWa : 1-3/8 IN INSIDE WD,3-7/16 IN INSIDE LG,2-3/8 IN THD LG,ZINC PLTD STL,EXTENDED LG, FOR 1-3/8 IN OD, EXTENDED LG, FOR 1-3/8 IN OD | PK | 4 | 8 | 12 | YES | 20 | 7210 |  |  | 8875T82 | 02 | 1 | 3CBC | [6 empty] | CSL313 | 43770 | 45852 | 45859 | -8 | 2
8028 | 29200000TL | 03483 | EGC037011 | P | 58003627 | 58 | EGTL Spares | Mtce | 56 | 56Z | BOLT: U, 1-1/2 IN PIPE NOM | 3/8 IN DIA,16 UNC | *OBS*Fastener-BottWa : 2 IN INSIDE WD, 2-1/2 IN THD LG, ZINC PLTD STL, EXTENDED LG, FOR 2 IN OD, EXTENDED LG, FOR 2 IN OD | PK | 4 | 0 | 0 | NO | 9.44 | 1465.65 |  |  | 8875T72 | 02 | 1 | 3CBC | 3CBC | [6 empty] | 40915 | 45206 | [5 empty] | -2 | 1
8029 | 29200000TL | 03483 | EGC037009 | P | 58003628 | 58 | EGTL Spares | Mtce | 56 | 56Z | BOLT: U, 2 IN PIPE NOM | 3/8 IN DIA,16 UNC | *OBS*Fastener-BottWa : 2-7/16 IN INSIDE WD,4-7/16 IN INSIDE LG,2-1/2 IN THD LG,ZINC PLTD STL,EXTENDED LG, FOR 2-7/16 IN OD, EXTENDED LG, FOR 2-7/16 IN OD | PK | 2 | 0 | 0 | NO | 35.82 | 10933.6968 |  |  | 8875T73 | 02 | 1 | 3CBC | 3CBC | [6 empty] | 40915 | 45367 | 43180 |  |  | -1 | 1 | -7 | 1
8030 | 29200000TL | 03483 | EGC037006 | P | 58003634 | 58 | EGTL Spares | Mtce | 56 | 56Z | WASHER:LOCK METRIC, SET 755 PC | STEEL SPRING | *OBS*Fastener-BottWa : INCLUDES 100 EACH:M3, M4, M5, M6, M8, M10, M12; 25 EACH: M14; 20 EACH: M16; AND 10 EACH: M20 | EA | 1 | 0 | 0 | NO | 43.96 | 6825.23 |  |  | 91170A109 | 01 | 1 | 3CBC | 3CBC | [6 empty] | 40915 | 45576 |  |  |  | -1 | 1
8031 | 29300000TL | 03483 | EGC037011 | P | 58003635 | 58 | EGTL Spares | Mtce | 56 | 56Z | WASHER:FLAT METRIC, SET 825 PC | ZINC PLATED | *OBS*Fastener-BottWa : INCLUDES 200 EACH: M3 AND M4. 175 EACH: M5. 125 EACH: M6. 50 EACH: M8. 25 EACH: M10. 20 EACH: M12. 15 EACH: M14 AND M16 | EA | 2 | 0 | 1 | YES | 504.94 | 782028.2194 |  |  | 98018A424 | 01 | 1 | 3CBC | 3CBC | [6 empty] | 43770 |  | 45691
8032 | 29200000TL | 03483 | EGC019011 | P | 58003646 | 58 | EGTL Spares | Mtce | 53 | 53A | KIT: ASSORTMENT | 375PCS GREASE FITTING STEEL | Fittings - Pipe - Carbon Steel :1/4 IN-28 TAPER,1/8 IN & 1/4 IN PTF MALE,(2) FLOW-STOP GREASE FITTINGS,(50) ZINC-PLTD STL INCH ASSORTMENTS,(100) ZINC-PLTD STL METRIC ASSORTMENTS,(3) 1.25 IN STRAIGHT,45 DEG,90 DEG MALE TAPER,(3) 1.5 | EA | 2 | 0 | 0 | NO | 170.471 | 26465.62 |  |  | 1207K74 | 01 | 1 | 3CBC | [7 empty] | 40915 | 43713
8033 | 29200000TL | 03483 | EGC044019 | P | 58003650 | 58 | EGTL Spares | Mtce | 51 | 51B | LAMP: INCANDESCENT, WATERPROOF | FLASHLIGHT XENON,YELLOW | Electric Components - Lighting : REPLACEMENT BULB FOR HAZARDOUS-LOCATION | EA | 17 | 0 | 0 | NO | 12.16 | 1887.96 |  |  | 6518T14 | 01,10 | 1 | 3CBC | [7 empty] | 40915 | 43703
8034 | 29200000TL | 03483 | EGC044033 | P | 58003651 | 58 | EGTL Spares | Mtce | 65 | 65A | BRUSH: TUBE | NO SLIP ROLLER | *OBS*Tools - Other : 1 IN DIA BRISTLE, 1-1/2 IN LG, SYNTHETIC FIBER BRISTLE | PK | 3 | 0 | 0 | NO | 7.03 | 1091.48 |  |  | 7023T1 | 01 | 1 | 3CBC | 3CBC | [6 empty] | 40915
8035 | 29200000TL | 03483 | EG1015005 | P | 58003673 | 58 | EGTL Spares | Mtce | 14 | 14Z | PROXIMITOR: 7.87 MV/µM SCALE | (200 MV/MIL) 8MM PROBE DIA | Instruments - Other & Parts : 5M CABLE LG, COMPOSITE | EA | 1 | 0 | 0 | NO | 3500 | 687750 | BHS GETREIBE INC. | 101004189 | 101004189 | 00 | 1 |  |  |  | DOC0000190881 |  |  |  |  | 40915 |  | 42422
8036 | 29200000TL | 03483 | EGC043033 | P | 58003770 | 58 | EGTL Spares | Mtce | 66 | 66F | DIAPHRAGM: ACTUATOR, 700CM² | ACTUATOR SIZE 3277, 6 BAR | Valve - Parts & Accessories :NBR, 3.271/3.277 700CM², 110-FV-1252, 110-FV-2221B, 110-FV-2252, 110-LV-1715, 110-LV-1715B, 110-LV-2715A, 110-LV-2715B, 110-XV-0617, 3.271/3.277 700CM², 110-FV-1252, 110-FV-2221B, | EA | 4 | 0 | 0 | NO | 281.5383 | 43708.82 | SAMSON CONTROLS | 0520-0499 | 0520-0499 | 22 | 1 | 1AXX |  |  | EB 8311 EN |  |  |  |  | 40914 | 45054 | [5 empty] | -1 | 1
8037 | 29200000TL | 03483 | EGC042023 | P | 58003773 | 58 | EGTL Spares | Mtce | 02 | 02A | VENT:ACTUATOR | G 1/4 INCH, PE | *OBS*HVAC-Other : FC, 110-XV-2209, 3.277, 240 SQ CM, FC | EA | 2 | 1 | 2 | NO | 2.202 | 341.86 | SAMSON CONTROLS | 1990-1714 | 1990-1714 | 22 | 1 | 2CAB | 2CAB | [6 empty] | 40914
8038 | 29200000TL | 03483 | EGC043023 | P | 58003775 | 58 | EGTL Spares | Mtce | 66 | 66F | POSITIONER:VALVE,CURRENT INPUT | 3.8-100MA/1.4-6 BAR SUPPLY | V4-20MA INPUT, 3.730-300 HART PROTOCOL NON-HAZARDOUS, ALUM, (OLD PN 2000530). | EA | 1 | 0 | 0 | NO | 2012.6303 | 579985.7102 | SAMSON CONTROLS | 4575515 | 860110P | 22 | 1 | 1AXX |  |  | EB 8384-3 EN |  |  |  |  | 40914 | 45149 | 43902 |  |  |  |  | -1 | 1
8039 | 29200000TL | 03483 | EGC042030 | P | 58003777 | 58 | EGTL Spares | Mtce | 66 | 66V | VALVE: SOLENOID 1/4 IN PIPE | 2.4MM ORIFICE,24VDC,316SS BODY | Process Control System :3/2-WAY,10 BAR,NPT,NORMALLY CLOSED,400405-142 24V DC,WATERPROOF METAL IP67 ENCLOSURE, ASCO, 110-FV-2221B, 110-LV-1715, 110-LV-1715B, 110-LV-2715A, 110-LV-2715B, 110-XV-1209 | EA | 6 | 0 | 0 | NO | 678.9505 | 105407.07 | SAMSON CONTROLS | WPETB320A202 | WPETB320A202 | 02,22 | 1 | 2 | [7 empty] | 40914
8040 | 29200000TL | 03483 | EGC042030 | P | 58003778 | 58 | EGTL Spares | Mtce | 51 | 51Z | SWITCH: LIMIT, 220VAC | 6.9 A / 220V DC 0.25 A, | Electric-Other : "20V DC 6.9 A,XGK 3 SILVER CONTACT,NON-HAZARDOUS ENCLOSURE, ELECTRIC, WITH 2X XGK3 SILVER SWITCH CONTACTS NON-HAZARDOUSALUM, 110-XV-2209 ,110-XV-0617 ,110-XV-0724 ,110-XV-1296 ,110-XV-2296" | EA | 2 | 0 | 0 | NO | 395.3516 | 61378.34 | SAMSON CONTROLS | VAR. ID. 1638483 | 868010P | 01,10,22 | 1 | 2CAB |  |  | EB 8365 EN |  |  |  |  | 40914 | 45525 |  |  |  | -2 | 2
8041 | 29200000TL | 03483 | EGC045015 | P | 58003837 | 58 | EGTL Spares | Mtce | 54 | 54A | GASKET: SPIRAL WOUND | DN600 (24 IN) PIPE,150 LB | Gaskets : 316 SS INNER RING,316 SS OUTER RING,GRAPHITE FILLER,316 SS WINDING,FLEXITALLIC LSI,1.5MM THK, ASME B16.20, FLAT RING GRAPHITE WITH 316 SS INSERT 172-VD-002, ASME B16.20, FLAT RING GRAPH, SS CLAD UMS | PC | 11 | 10 | 20 | NO | 127.46 | 19789.4396 | MIS |  |  | 01,22 | 1 | 2BBC |  |  | EGTL1-MIS-VES-GA-721001 |  |  | 9464-07 |  | 41249 | 45012 | 41438 |  |  |  |  | -4 | 1
8042 | 29200000TL | 03483 | EGC042025 | P | 58003838 | 58 | EGTL Spares | Mtce | 54 | 54A | GASKET: SPIRAL WOUND | DN150 (6 IN) PIPE,150 LB | Gaskets : INNER RING,304 SS OUTER RING,GRAPHITE FILLER,304L SS WINDING,FLEXITALLIC CGI,3.2MM THK,ASME B16.20135-VD-007 | PC | 31 | 0 | 0 | NO | 101.4694 | 15751.1008 | FLEXITALLIC |  |  | 01,22 | 1 | 2CAC |  |  | EGTL1-MIS-VES-GA-455001 |  |  | 1711-01 |  | 41322 | 45739 | 41824 | -7 | 1 |  |  | -8 | 1
8043 | 29200000TL | 03483 | EGC037002 | P | 58003854 | 58 | EGTL Spares | Mtce | 65 | 65A | ABRASIVE: ROLL, UTILITY | 25 MM WD,50 YD LG,180 GRIT | Tools - Hand / Power :ALUM OXIDE,CLOTH BACKING | EA | 3 | 0 | 0 | NO | 66.5758 | 18023.1153 | NORTON | J-180 |  | 01 | 1 | 2CAC | [7 empty] | 40915 | 45822 | 43594 | -4 | 3
8044 | 29200000TL | 03483 | EGC037002 | P | 58003855 | 58 | EGTL Spares | Mtce | 65 | 65A | ABRASIVE: ROLL, UTILITY | 25 MM WD,50 YD LG,320 GRIT | Tools - Hand / Power :ALUM OXIDE,CLOTH BACKING | EA | 5 | 0 | 0 | NO | 85.935 | 24416.9097 | NORTON | J-320 |  | 01 | 1 | 2CAC | [7 empty] | 40915 | 45994 | 43594 | -2 | 1
8045 | 29300000TL | 03483 | EGC035004 | P | 58003858 | 58 | EGTL Spares | Mtce | 56 | 56Z | ABRASIVE: SHEET, FLEXIBLE | 9 IN WD,11 IN LG,MEDIUM GRIT | Fasteners / Hardware : EMERY,CLOTH BACKING.Please supply as each (EA). | EA | 61 | 88 | 127 | YES | 21.6311 | 33493.1543 |  |  | 4672A1 | 01 | 1 | 2CAC | [6 empty] | BKNL199 | 43770 | 46012 | 46007 | -132 | 10 | -139 | 15 | -114 | 12
8046 | 29200000TL | 03483 | EGC037006 | P | 58003860 | 58 | EGTL Spares | Mtce | 56 | 56Z | ABRASIVE: SHEET, SANDING | 9 IN WD,11 IN LG,400 GRIT | Fasteners / Hardware : ALUM OXIDE,WATERPROOF,B-WEIGHT PAPER BACKING | EA | 3 | 0 | 0 | NO | 27.37 | 4249.47 |  |  | 6835A16 | 01 | 1 | 2CAC | [7 empty] | 40915 | 45482 |  |  |  | -1 | 1
8047 | 29300000TL | 03483 | EGC037006 | P | 58003861 | 58 | EGTL Spares | Mtce | 56 | 56Z | ABRASIVE: SHEET, SANDING | 9 IN WD,11 IN LG,600 GRIT | Fasteners / Hardware : ALUM OXIDE,WATERPROOF,B-WEIGHT PAPER BACKING | EA | 3 | 0 | 0 | NO | 80.98 | 33699.827 |  |  | 6835A15 | 01 | 1 | 2CAC | [7 empty] | 43770 |  | 44592
8048 | 29200000TL | 03483 | EGC037003 | P | 58003863 | 58 | EGTL Spares | Mtce | 56 | 56Z | ABRASIVE: SHEET, SANDING | 9 IN WD,11 IN LG,320 GRIT | Fasteners / Hardware : SILICON,WATERPROOF,A-WEIGHT PAPER BACKING | EA | 6 | 5 | 10 | NO | 27.28 | 4235.49 |  |  | 4680A15 | 01 | 1 | 2CAC | [7 empty] | 40915 | 45222 | [5 empty] | -2 | 1
8049 | 29200000TL | 03483 | EGC037003 | P | 58003871 | 58 | EGTL Spares | Mtce | 65 | 65A | WHEEL: CUTOFF, 14 IN DIA | 3/32 IN THK, 1 IN ARBOR HOLE | Tools - Hand / Power :24-30 GRIT,FOR CHOP CUTOFF SAW FAST METAL CUTTING | EA | 30 | 0 | 0 | NO | 6.79 | 1054.22 |  |  | 4173A28 | 01 | 1 | 2CAC | [7 empty] | 40915
8050 | 29200000TL | 03483 | EGC035004 | P | 58003874 | 58 | EGTL Spares | Mtce | 56 | 56Z | WHEEL: GRINDING,4-1/2 IN DIA | 1/4 IN THK,SILICON CARBIDE | Fasteners / Hardware : 24 GRIT,5/8 IN-11 ARBOR HOLE,CLEAN-BOND, FOR MASONRY, FOR MASONRY | EA | 30 | 0 | 0 | NO | 2.41 | 374.18 |  |  | 44425A16 | 01 | 1 | 2CAC | [7 empty] | 40915
8051 | 29200000TL | 03483 | EGC037004 | P | 58003877 | 58 | EGTL Spares | Mtce | 56 | 56Z | WHEEL: GRINDING 7 IN DIA | 1/4 IN THK,ALUM OXIDE,30 GRIT | Fasteners / Hardware : 5/8 IN-11 ARBOR HOLE,RESIN-BOND | EA | 30 | 0 | 0 | NO | 5.15 | 799.59 |  |  | 4569A31 | 01 | 1 | 2CAC | [7 empty] | 40915
8052 | 29200000TL | 03483 | EGC044030 | P | 58003878 | 58 | EGTL Spares | Mtce | 56 | 56Z | WHEEL: GRINDING 7 IN DIA | 1/4 IN THK,ALUM OXIDE,24 GRIT | Fasteners / Hardware : 5/8 IN-11 ARBOR HOLE,CLEAN-BOND, FOR ALUM | EA | 30 | 0 | 0 | NO | 8.22 | 1276.24 |  |  | 44165A14 | 01 | 1 | 2CAC | [7 empty] | 40915
8053 | 29200000TL | 03483 | EGC044032 | P | 58003879 | 58 | EGTL Spares | Mtce | 56 | 56Z | WHEEL: GRINDING 7 IN DIA | 1/4 IN THK,SILICON CARBIDE | Fasteners / Hardware : 24 GRIT,5/8 IN-11 ARBOR HOLE,CLEAN-BOND, FOR MASONRY | EA | 30 | 0 | 0 | NO | 4.21 | 653.64 |  |  | 44425A27 | 01 | 1 | 2CAC | [7 empty] | 40915
8054 | 29200000TL | 03483 | EGC044023 | P | 58003884 | 58 | EGTL Spares | Mtce | 56 | 56Z | WHEEL: GRINDING,4-1/2 IN DIA | ZIRCONIUM,80 GRIT,5/8 IN - 11 | Fasteners / Hardware : TYPE 29,13000 RPM, FLAPPER, 4.5 IN GRINDER | EA | 20 | 0 | 0 | NO | 12.518 | 3836.4605 | TIGER | 50008 |  | 01 | 1 | 2CAC | [7 empty] | 40915 | 44322 | 42711
8055 | 29200000TL | 03483 | EGC044026 | P | 58003885 | 58 | EGTL Spares | Mtce | 56 | 56Z | WHEEL: GRINDING,4-1/2 IN DIA | ZIRCONIUM,120 GRIT,5/8 IN - 11 | Fasteners / Hardware : TYPE 29,13000 RPM, FLAPPER, 4.5 IN GRINDER | EA | 40 | 0 | 0 | NO | 10.33 | 1603.84 | TIGER | 50009 |  | 01 | 1 | 2CAC | [7 empty] | 40915 | 44322
8056 | 29200000TL | 03483 | EGC044030 | P | 58003894 | 58 | EGTL Spares | Mtce | 56 | 56Z | COMPOUND: GRINDING | 600 GRIT,1/4 LB JAR | Fasteners / Hardware : BORON CARBIDE LAPPING,FOR HARD SURFACE | EA | 5 | 0 | 0 | NO | 152.68 | 28933.685 |  |  | 4921A71 | 01 | 1 | 2CAC | [7 empty] | 40915 | 44243 | 42163
8057 | 29200000TL | 03483 | EGC044032 | P | 58003895 | 58 | EGTL Spares | Mtce | 56 | 56Z | COMPOUND: GRINDING | 1000 GRIT,1/4 LB JAR | Fasteners / Hardware : BORON CARBIDE LAPPING,FOR HARD SURFACE | EA | 3 | 0 | 0 | NO | 51.36 | 7974.15 |  |  | 4921A73 | 01 | 1 | 2CAC | [7 empty] | 40915 | 44243
8058 | 29200000TL | 03483 | EGC030029 | P | 58003912 | 58 | EGTL Spares | Mtce | 28 | 28C | SHIELD:FACE,7.5 IN X 20 IN | REPLACEMENT | *OBS*Safety-Other : | EA | 21 | 0 | 0 | NO | 43.12 | 8242.04 | SALISBURY | AS1000FS |  | 00 | 1 | 2CAC | 2CAC | [6 empty] | 40915 | 45607 | 42345 |  |  | -20 | 1 | -6 | 1
8059 | 29200000TL | 03483 | EGC024015 | P | 58003986 | 58 | EGTL Spares | Mtce | 28 | 28C | TAPE:FLAGGING, YELLOW | 1-3/16 IN X 300 FT ROLL | *OBS*Safety-Other : POLYPLASTIC | EA | 50 | 25 | 50 | NO | 1.0006 | 155.39 | CH HANSON | 17024 |  | 01 | 1 | 2CAC | 2CAC | [6 empty] | 40915
8060 | 29200000TL | 03483 | EGC024015 | P | 58003987 | 58 | EGTL Spares | Mtce | 28 | 28C | TAPE:FLAGGING, RED | 1-3/16 IN X 300 FT ROLL | *OBS*Safety-Other : POLYPLASTIC | EA | 50 | 0 | 0 | NO | 1.0006 | 155.39 | CH HANSON | 17021 |  | 01 | 1 | 2CAC | 2CAC | [6 empty] | 40915
8061 | 29200000TL | 03483 | EGC023016 | P | 58003989 | 58 | EGTL Spares | Mtce | 36 | 36Z | SHARPIE:SHARPIE MEAN STREAK® | PERMANENT MARKING STICK | WHITE100 | EA | 68 | 0 | 0 | NO | 5.1862 | 866.35 |  |  |  | 00 |  |  | 1CCC | [6 empty] | 41623 | 45348 |  |  |  | -12 | 1 | -10 | 1
8062 | 29200000TL | 03483 | EGC024014 | P | 58003995 | 58 | EGTL Spares | Mtce | 57 | 57A | COUPLER: HOSE | AIR ADAPTER QUICK, 1/2 IN | Hoses & Parts :TWIST CLAW X MALE NPT,MI | EA | 44 | 0 | 0 | NO | 21.25 | 6470.625 | MCMASTER-CARR | 5344K24 |  | 01 | 1 | 2CAC | [7 empty] | 40915 | 45707 | 42594 | -2 | 1
8063 | 29200000TL | 03483 | EGC023015 | P | 58003996 | 58 | EGTL Spares | Mtce | 57 | 57A | COUPLER: HOSE | AIR ADAPTER QUICK, 1 IN | Hoses & Parts :TWIST CLAW X MALE NPT,MI | EA | 50 | 0 | 0 | NO | 8.9382 | 2111.5998 | MCMASTER-CARR | 5344K26 |  | 01 | 1 | 2CAC | [7 empty] | 40915 | 45545 | 42620 |  |  | -4 | 1
8064 | 29200000TL | 03483 | EGC024014 | P | 58003997 | 58 | EGTL Spares | Mtce | 57 | 57A | COUPLER: HOSE | AIR ADAPTER QUICK, 3/4 IN | Hoses & Parts :TWIST CLAW X FEMALE NPT,MI | EA | 50 | 0 | 0 | NO | 8.5 | 2473.9114 | MCMASTER-CARR | 5344K31 |  | 01 | 1 | 2CAC | [7 empty] | 40915 | 43646 | 43672
8065 | 29200000TL | 03483 | EGC023014 | P | 58003998 | 58 | EGTL Spares | Mtce | 57 | 57A | COUPLER: HOSE | AIR ADAPTER QUICK, 3/4 IN | Hoses & Parts :TWIST CLAW X MALE NPT,MI | EA | 42 | 0 | 0 | NO | 13.2952 | 3869.9629 | MCMASTER-CARR | 5344K25 |  | 01 | 1 | 2CAC | [7 empty] | 40915 | 45545 | 42620 |  |  | -4 | 1
8066 | 29200000TL | 03483 | EGC044034 | P | 58004007 | 58 | EGTL Spares | Mtce | 54 | 54A | GASKET: SPIRAL WOUND | DN500 (20 IN) PIPE,150 LB | Gaskets : 316 SS INNER RING,CS OUTER RING,GRAPHITE FILLER,316L SS WINDING,FLEXITALLIC LSI,3.2MM THK, ASME B16.20, WAX FLUSH DRUM | PC | 36 | 0 | 0 | NO | 75.3074 | 20581.5152 | MIS |  |  | 01,22 | 1 | 2CAC |  |  | EGTL1-MIS-VES-GA-455001 |  |  | 1711-01 |  | 41322 | 45873 | 41904 | -12 | 1 |  |  | -2 | 1
8067 | 29200000TL | 03483 | EGC023005 | P | 58004071 | 58 | EGTL Spares | Mtce | 07 | 07B | LUBRICANT: GENERAL PURPOSE | O-RING, LIQUID, | Lubricants & Greases : 2 OZ BOTTLE. All chemicals and other hazardous materials must be accompained by the following; a) Safety data Sheet, SDS, (not more than 5 years old); b) Certificate of Analysis /Quality , COA/Q, c) All containers must be labelled w | EA | 10 | 5 | 10 | NO | 8.7506 | 1358.44 |  |  | 1RGZ6 | 00 |  | 2CAC | [7 empty] | 40915
8068 | 29200000TL | 03483 | EGC019029 | P | 58004075 | 58 | EGTL Spares | Mtce | 75 | 75F | CHAIN: LOAD RATED | TANGLE RESISTANT STRAIGHT LINK | Material Handling - Lifting Equipment and Accessories : 2/0 TRADE SIZE, 450 LB LOAD, 100 FT LG, ZINC PLATED | EA | 2 | 0 | 0 | NO | 148.0095 | 22977 |  |  | 3594T47 | 00 |  | 2CAC | [7 empty] | 40915
8069 | 29200000TL | 03483 | EGC037013 | P | 58004076 | 58 | EGTL Spares | Mtce | 33 | 33Z | BAG: PRESS-TO-CLOSE, | 8IN WD X 10 IN LG X 4 MIL THK | Janitorial Equipment & Supplies :POLYETHYLENE, 100 PER PACKAGE. | EA | 3 | 0 | 0 | NO | 18.0012 | 2794.5 |  |  | 1959T32 | 01 |  | 2CAC | [7 empty] | 40915 | 44914
8070 | 29300000TL | 03483 | EGC040001 | P | 58004108 | 58 | EGTL Spares | Mtce | 56 | 56Z | TAPE: MASKING | 24 MM WD X 60 YD LG ROLL, | Fasteners / Hardware : RUBBER ADHESIVE, CREAM | EA | 7 | 13 | 19 | YES | 30.6174 | 42880.1996 |  |  | 7783A13 | 01 |  | 2CAC | [7 empty] | 43770 | 45936 | 45315 | -18 | 3 | -26 | 3 | -21 | 2
8071 | 29200000TL | 03483 | EGC040001 | P | 58004109 | 58 | EGTL Spares | Mtce | 56 | 56Z | TAPE: MASKING | 36 MM WD X 60 YD LG ROLL, | Fasteners / Hardware : RUBBER ADHESIVE, CREAM | EA | 1 | 0 | 0 | NO | 16.5947 | 5085.545 |  |  | 7783A14 | 01 |  | 2CAC | [7 empty] | 40915 | 44379 | 43681
8072 | 29300000TL | 03483 | EGC035031 | P | 58004117 | 58 | EGTL Spares | Mtce | 54 | 54A | TAPE: THREAD | 1/2IN X 260 IN | Seals : LASCO 11-1032 1/2-INCH BY 260-INCH DOUBLE DENSITY PTFE THREAD SEAL TAPE, WHITE. | EA | 1 | 19 | 28 | YES | 4.17 | 6177.2399 | 3M | 11-1032 | 76475A1 | 01 |  | 2CAC | 1BBB |  |  |  |  | LASCO 11-1032 | LSILU207 | 43770 | 46030 | 45999 | -62 | 12 | -31 | 6 | -20 | 3
8073 | 29200000TL | 03483 | EGC031018 | P | 58004122 | 58 | EGTL Spares | Mtce | 36 | 36Z | PEN:PERMANENT METAL MARKING, | WHITE, | Office Supplies & Desk Accessories - Other:NOTE ALL MARKERS TO BE CERTIFIED LOW HALOGEN & CHLORIDE CONTENT. | EA | 10 | 0 | 0 | NO | 50.0076 | 15305.3783 | DYKEM | 44729 | 1CZJ6 | 01 |  | 2CAC | [7 empty] | 40915 | 45357 | 42769 |  |  | -3 | 1
8074 | 29200000TL | 03483 | EGC043003 | P | 58004159 | 58 | EGTL Spares | Mtce | 66 | 66F | PACKING: RING SET | GRAFOIL,SQUARE PROFILE | Valve - Parts & Accessories :3.5 IN, EKB-3016 BOM ITEM #7 UPPER COMPONENT OF VALVE STEM PACKING FOR PRESSURE CONTAINMENT. CONSISTS OF 4 GRAFOIL RINGS WITH 3.5 IN I.D, 4 RINGS | EA | 8 | 0 | 0 | NO | 990.8928 | 153836.1 | EVEREST | E3056-16-7 | E3056-16-7 | 01,22 | 1 | 2BAB |  |  | EKB-3016 |  |  | EKB-3016 |  | 40914
8075 | 29300000TL | 03483 | EGC044010 | P | 58004161 | 58 | EGTL Spares | Mtce | 54 | 54A | O-RING:NEOPRENE | 1/8 IN (0.139 IN) WD | Gaskets : CORD STOCK | FT | 12 | 2 | 4 | YES | 25.75 | 38187.7503 |  |  | 12975K33 | 01 | 1 | 2CAC | [7 empty] | 43770 |  | 45321
8076 | 29200000TL | 03483 | EGC044011 | P | 58004163 | 58 | EGTL Spares | Mtce | 54 | 54D | O-RING:NEOPRENE | 1/4 IN (0.275 IN) WD | *OBS*GS&P-O-Rings : CORD STOCK | FT | 40 | 0 | 0 | NO | 0.44 | 68.31 |  |  | 12975K35 | 01 |  | 2CAC | 2CAC | [6 empty] | 40915
8077 | 29200000TL | 03483 | EGC024003 | P | 58004182 | 58 | EGTL Spares | Mtce | 56 | 56Z | LOCK | SOLID BRASS,1-3/4IN | Fasteners / Hardware : PRO SERIES, MODEL 6840, PRO SERIES, MODEL 6840 | EA | 27 | 0 | 0 | NO | 14.5008 | 2251.13 | MASTER LOCK | 6840 | 4RD99 | 01 |  | 2CAC | 2CBC | [6 empty] | 40915 | 44379
8078 | 29200000TL | 03483 | EGC024001 | P | 58004183 | 58 | EGTL Spares | Mtce | 56 | 56Z | LOCK | SOLID BRASS,1-9/16IN | Fasteners / Hardware : PRO SERIES, MODEL 6830, PRO SERIES, MODEL 6830 | EA | 55 | 0 | 0 | NO | 12.2808 | 1906.47 | MASTER LOCK | 6830 | 4RD85 | 01 |  | 2CAC | 2CBC | [6 empty] | 40915 | 45587 |  |  |  | -23 | 1
8079 | 29200000TL | 03483 | EGC024001 | P | 58004192 | 58 | EGTL Spares | Mtce | 57 | 57A | ADAPTER: HOSE TO PIPE | 1/8 IN HOSE FEMALE | *OBS*Hoses&Parts-Oth : NPSM SWIVEL,1/8 IN PIPE,MNPT,ZINC PLTD STL, HYDRAULIC HOSE FITTING | EA | 30 | 0 | 0 | NO | 1.1301 | 175.43 | DIXON | 1404-2-2 |  | 01 |  | 2CAC | 2CAC | [6 empty] | 40915
8080 | 29200000TL | 03483 | EGC046060 | P | 58004208 | 58 | EGTL Spares | Mtce | 56 | 56Z | BRUSH: WIRE | HEAVY DUTY,BRASS BRISTLE, | Fasteners / Hardware : WOOD HANDLE, WITH WOODEN BODY ROUNDED OFF HANDLES WITH 4 ROWS | EA | 4 | 0 | 0 | NO | 9.72 | 2976.3612 | MAGNOLIA |  |  | 01 |  | 2CAC | [7 empty] | 40915 | 45188 | 43395 |  |  |  |  | -4 | 1
8081 | 29200000TL | 03483 | EG1015010 | P | 58004216 | 58 | EGTL Spares | Mtce | 56 | 56Z | BRUSH: PAINT | 100 MM BRISTLE, | Fasteners / Hardware : FLAT SASH,BLACK CHINESE BRISTLE,PLATE,WOOD HANDLE | EA | 19 | 0 | 0 | NO | 3.05 | 473.5126 | LINZER | 1610-4 |  | 01 |  | 2CAC | [7 empty] | 40915 | 43322
8082 | 29200000TL | 03483 | EG1015010 | P | 58004223 | 58 | EGTL Spares | Mtce | 56 | 56Z | BRUSH: PAINT | 75 MM BRISTLE,PLATE, | Fasteners / Hardware : FLAT SASHWOOD HANDLE | EA | 15 | 0 | 0 | NO | 3.69 | 572.8725 | HANDYHARDWARE | 45-3621 |  | 01 |  | 2CAC | [7 empty] | 40915 | 42189
8083 | 29200000TL | 03483 | EGC025024 | P | 58004226 | 58 | EGTL Spares | Mtce | 56 | 56Z | WHEEL: WIRE | 6 IN DIA,5/8-11 NC | Fasteners / Hardware : CUP KNOT WIRE,6000 RPM,CS | EA | 10 | 0 | 0 | NO | 34.2222 | 5312.66 | OSBORN | 33150 |  | 01 |  | 2CAC | [7 empty] | 40915
8084 | 29300000TL | 03483 | EGC025024 | P | 58004229 | 58 | EGTL Spares | Mtce | 56 | 56Z | BRUSH: WIRE | 3 MM STL BRISTLE | Fasteners / Hardware : TUBE CLEANING. | EA | 4 | 2 | 4 | YES | 25 | 10278.25 | WEILER | 26905 |  | 01 |  | 2CAC | [7 empty] | 43770 |  | 44497
8085 | 29300000TL | 03483 | EGC025024 | P | 58004230 | 58 | EGTL Spares | Mtce | 56 | 56Z | BRUSH: WIRE | 4 MM BRISTLE,5 IN,STL BRISTLE | Fasteners / Hardware : TUBE CLEANING. | EA | 4 | 2 | 4 | YES | 29.53 | 12140.6689 | WEILER | 26907 |  | 01 |  | 2CAC | [7 empty] | 43770 |  | 44497
8086 | 29200000TL | 03483 | EGC025024 | P | 58004231 | 58 | EGTL Spares | Mtce | 56 | 56Z | BRUSH: WIRE | 7 MM ,STL BRISTLE | Fasteners / Hardware : TUBE CLEANING. | EA | 5 | 0 | 0 | NO | 10.3007 | 1599.08 |  |  | 3627K71 - 1/4&QUOT; | 01 |  | 2CAC | [7 empty] | 40915 | 42223
8087 | 29200000TL | 03483 | EGC025024 | P | 58004235 | 58 | EGTL Spares | Mtce | 56 | 56Z | BRUSH:SCRUBBING, | 8IN LG | Fasteners / Hardware : NYLON BRISTLE,WOOD HANDLE | EA | 2 | 0 | 0 | NO | 19.1405 | 2971.2466 |  |  | 1VAE2 | 01 |  | 2CAC | [6 empty] | BKNL205 | 40915 | 44308 | 41809
8088 | 29200000TL | 03483 | EGC025024 | P | 58004238 | 58 | EGTL Spares | Mtce | 56 | 56Z | STONE: SHARPENING | 50 MM WD X 150 MM LG, | Fasteners / Hardware : RECTANGLE ROUGH GRIT, OIL | EA | 3 | 0 | 0 | NO | 25.6817 | 3986.82 | NORTONABRASIVES.COM | 614636-85620 |  | 01 |  | 2CAC | [7 empty] | 40915 | 45333 |  |  |  | -3 | 1
8089 | 29200000TL | 03483 | EGC025023 | P | 58004239 | 58 | EGTL Spares | Mtce | 65 | 65A | STONE: SHARPENING | 15 MM DIA X 150 MM LG, | Tools - Hand / Power :ROUND,COARSE,100 GRIT, OIL | EA | 9 | 0 | 0 | NO | 20.3607 | 3160.7169 |  |  | 4499A63 | 01 |  | 2CAC | [7 empty] | 40915 | 41764 | 41809
8090 | 29200000TL | 03483 | EGC025023 | P | 58004240 | 58 | EGTL Spares | Mtce | 65 | 65A | STONE: SHARPENING | 15 MM DIA X 150 MM LG, | Tools - Hand / Power :ROUND,SMOOTH,320 GRIT,OIL | EA | 9 | 0 | 0 | NO | 20.0274 | 3108.9736 |  |  | 4499A61 | 01 |  | 2CAC | [7 empty] | 40915 | 41764 | 41809
8091 | 29200000TL | 03483 | EGC025023 | P | 58004241 | 58 | EGTL Spares | Mtce | 56 | 56Z | STONE: SHARPENING | 3/4 IN X 3/4 IN X 150 MM LG, | Fasteners / Hardware : SQUARE,COARSE,100 GRIT, OIL | EA | 6 | 0 | 0 | NO | 15.281 | 2372.22 |  |  | 4497A53 | 01 |  | 2CAC | [7 empty] | 40915
8092 | 29200000TL | 03483 | EGC025023 | P | 58004242 | 58 | EGTL Spares | Mtce | 56 | 56Z | STONE: SHARPENING | 3/4 IN X 3/4 IN X 150 MM LG, | Fasteners / Hardware : SQUARE,FINE,320 GRIT, OIL | EA | 6 | 0 | 0 | NO | 15.281 | 2372.22 |  |  | 4497A51 | 01 |  | 2CAC | [7 empty] | 40915
8093 | 29200000TL | 03483 | EGC025023 | P | 58004248 | 58 | EGTL Spares | Mtce | 56 | 56Z | WHEEL: WIRE | CIRCULAR FLARED, | Fasteners / Hardware : 2 IN DIA,15,000 MAX RPM,.0104 SS X 1/4 IN SHANK WIRE SIZE,316/302 SS | EA | 4 | 0 | 0 | NO | 11.4007 | 1769.85 | OSBORN | 30277 |  | 01 |  | 2CAC | [7 empty] | 40915
8094 | 29200000TL | 03483 | EGC035013 | P | 58004253 | 58 | EGTL Spares | Mtce | 56 | 56Z | DRESSING:BELT,300ML AEROSOL | SPRAY, HYLOMAR | Fasteners / Hardware : NOT AVAILABLE IN US-USE CRC-03065-16OZ, | EA | 19 | 0 | 0 | NO | 66.9981 | 13088.454 | CRC | 03065 | 1D267 | 00 |  | 2CAC | [7 empty] | 40915 | 45376 | 42333 |  |  | -1 | 1
8095 | 29200000TL | 03483 | EGC039029 | P | 58004476 | 58 | EGTL Spares | Mtce | 58 | 58Z | KIT: TYPE (E) ISOLATION FLANGE | SIZE: 6 IN 150 LB ASME B16.5 | LAMONS / APS FLANGE ISOLATION KITS, TYPE E,6 IN 150 LB ASME B16.5 FLG,CONTAINS MEDIUM-WEAVE FABRIC-REINFORCED PHENOLIC WITH NEOPRENE FACE, PHENOLIC (MICARTA) SLEEVE, DBL WASHERS, FABRIC-REINFORCED LAMINATED PHENOLIC ISOLATING WASHERS, STL BACK-UP WASHERSC | EA | 1 | 0 | 0 | NO | 206 | 62893.86 |  |  | SEE DESCRIPTION | 01 |  | 2CAC | 1CCC | [6 empty] | 40915 | 45091 | 43242 |  |  |  |  | -2 | 1
8096 | 29300000TL | 03483 | EGC039029 | P | 58004477 | 58 | EGTL Spares | Mtce | 58 | 58Z | KIT:INSULATION SET THEM 725 | SIZE:8IN FLANGE 300LBS HOT 316 | FLEXITALLIC I-FLEX - ISOLATION KITS TYPE E, FOR 8 IN 150 LB ASME B16.5 FLG, CONTAINS MEDIUM-WEAVE FABRIC-REINFORCED PHENOLIC WITH NEOPRENE FACE, PHENOLIC (MICARTA) SLEEVE, DBL WASHERS, FABRIC-REINFORCED LAMINATED PHENOLIC INSULATING WASHERS, STL BACK-UP W | EA | 7 | 1 | 2 | YES | 2027.6374 | 2539278.703 | FLEXITALLIC | IFLEX HRF 080033 |  | 01 |  | 2CAC | [7 empty] | 43770 |  | 45360
8097 | 29200000TL | 03483 | EGC026025 | P | 58004481 | 58 | EGTL Spares | Mtce | 54 | 54A | GASKET: FLANGE NON-SPIRAL | 2 IN PIPE, 150 LB | Gaskets : FULL FACE, EPDM, ASME B16.21/B16.5, 2-3/4 IN ID, 4-1/8 IN OD, 1.5MM THK, NPS, ETHYLENE-PROPYLENE-DIENE (EPDM), 964, 4, | EA | 9 | 0 | 0 | NO | 1.3286 | 206.3177 | LAMON GASKET |  | SEE DESCRIPTION | 01 | 1 | 2CAC | [7 empty] | 40915 | 44797 | 41438
8098 | 29300000TL | 03483 | EGC027010 | P | 58004482 | 58 | EGTL Spares | Mtce | 54 | 54A | GASKET: FLANGE NON-SPIRAL | 3 IN PIPE, 150 LB | Gaskets : FULL FACE, EPDM, ASME B16.21/B16.5, 4 IN ID,5-3/8 IN OD, 1.5MM THK, NPS, ETHYLENE-PROPYLENE-DIENE (EPDM), 968, 5 | EA | 4 | 4 | 6 | YES | 290 | 459664.5 | LAMON GASKET |  | SEE DESCRIPTION | 01 | 1 | 2CAC | [7 empty] | 43770 |  | 45749
8099 | 29200000TL | 03483 | EGC027009 | P | 58004484 | 58 | EGTL Spares | Mtce | 54 | 54A | GASKET: FLANGE NON-SPIRAL | 6 IN PIPE, 150 LB | Gaskets : FULL FACE, EPDM, ASME B16.21/B16.5, 7-3/16 IN ID, 8-3/4 IN OD, 1.5MM THK, NPS, ETHYLENE-PROPYLENE-DIENE (EPDM), 976, 7 | EA | 4 | 0 | 0 | NO | 2.7518 | 427.32 | LAMON GASKET |  | SEE DESCRIPTION | 01 | 1 | 2CAC | [7 empty] | 40915 | 45524 |  |  |  | -10 | 1 | -1 | 1
8100 | 29200000TL | 03483 | EGC026028 | P | 58004485 | 58 | EGTL Spares | Mtce | 54 | 54A | GASKET: FLANGE NON-SPIRAL | 8 IN PIPE, 150 LB | Gaskets : FULL FACE, EPDM, ASME B16.21/B16.5, 9-3/16 IN ID, 11 IN OD, 1.5MM THK, NPS, ETHYLENE-PROPYLENE-DIENE (EPDM), 980, 8 | EA | 15 | 0 | 0 | NO | 11.3009 | 3463.0915 | LAMON GASKET |  | SEE DESCRIPTION | 01 | 1 | 2CAC | [7 empty] | 40915 | 45656 | 43528 |  |  | -3 | 1 | -9 | 2
8101 | 29200000TL | 03483 | EGC026019 | P | 58004488 | 58 | EGTL Spares | Mtce | 54 | 54A | GASKET: FLANGE NON-SPIRAL | 2 IN PIPE, 150 LB | Gaskets : FULL FACE, GRAPHITE/316 SS,ASME B16.21/B16.5, 2-3/4 IN ID, 4-1/8 IN OD, 1.5MM THK, 965, 11 | EA | 48 | 0 | 0 | NO | 2.2463 | 348.7923 | LAMON GASKET |  | SEE DESCRIPTION | 01 | 1 | 2CAC | [7 empty] | 40915 | 43964 | 41438
8102 | 29200000TL | 03483 | EGC027026 | P | 58004491 | 58 | EGTL Spares | Mtce | 54 | 54A | GASKET: FLANGE NON-SPIRAL | 6 IN PIPE, 150 LB | Gaskets : FULL FACE, GRAPHITE/316 SS, ASME B16.21/B16.5, 7-3/16 IN ID, 8-3/4 IN OD, 1.5MM THK, 977, 14 | EA | 138 | 0 | 0 | NO | 3.1371 | 487.1517 | LAMON GASKET |  | SEE DESCRIPTION | 01 | 1 | 2CAC | [7 empty] | 40915 | 44368 | 41438
8103 | 29200000TL | 03483 | EGC026027 | P | 58004493 | 58 | EGTL Spares | Mtce | 54 | 54A | GASKET: FLANGE NON-SPIRAL | 10 IN PIPE, 150 LB | Gaskets : FULL FACE, GRAPHITE/316 SS, ASME B16.21/B16.5, 11-5/16 IN ID, 13-3/8 IN OD,1.5MM THK, 984,16 | EA | 15 | 0 | 0 | NO | 5.9438 | 923.02 | LAMON GASKET |  | SEE DESCRIPTION | 01 | 1 | 2CAC | [7 empty] | 40915 | 45700 |  | -1 | 1 | -1 | 1
8104 | 29200000TL | 03483 | EGC026012 | P | 58004508 | 58 | EGTL Spares | Mtce | 54 | 54A | GASKET: FLANGE NON-SPIRAL | 3 IN PIPE, 150 LB | Gaskets : FULL FACE, NEOPRENE, ASME B16.21/B16.5,4 IN ID,5-3/8 IN OD,3MM THK, 970, 31 | EA | 34 | 0 | 0 | NO | 1.4483 | 224.9114 | LAMON GASKET |  | SEE DESCRIPTION | 01 | 1 | 2CAC | [7 empty] | 40915 | 45985 |  | -18 | 3
8105 | 29200000TL | 03483 | EGC027026 | P | 58004509 | 58 | EGTL Spares | Mtce | 54 | 54A | GASKET: FLANGE NON-SPIRAL | 4 IN PIPE, 150 LB | Gaskets : FULL FACE, NEOPRENE, ASME B16.21/B16.5, 5 IN ID, 6-7/8 IN OD, 3MM THK, 974, 32 | EA | 67 | 0 | 0 | NO | 1.7612 | 273.49 | LAMON GASKET |  | SEE DESCRIPTION | 01 | 1 | 2CAC | [7 empty] | 40915 | 45334 |  |  |  | -3 | 1
8106 | 29200000TL | 03483 | EGC027008 | P | 58004510 | 58 | EGTL Spares | Mtce | 54 | 54A | GASKET: FLANGE NON-SPIRAL | 6 IN PIPE, 150 LB | Gaskets : FULL FACE, NEOPRENE, ASME B16.21/B16.5,7-3/16 IN ID, 8-3/4 IN OD, 3MM THK, 978, 33 | EA | 41 | 0 | 0 | NO | 2.1314 | 330.98 | LAMON GASKET |  | SEE DESCRIPTION | 01 | 1 | 2CAC | [7 empty] | 40915 | 45818 |  | -2 | 1 | -3 | 1
8107 | 29200000TL | 03483 | EGC027001 | P | 58004512 | 58 | EGTL Spares | Mtce | 54 | 54A | GASKET: FLANGE NON-SPIRAL | 10 IN PIPE, 150 LB | Gaskets : FULL FACE, NEOPRENE, ASME B16.21/B16.5,11-5/16 IN ID, 13-3/8 IN OD, 3MM THK, 985, 35 | EA | 15 | 0 | 0 | NO | 3.5091 | 544.928 | LAMON GASKET |  | SEE DESCRIPTION | 01 | 1 | 2CAC | [7 empty] | 40915 | 45968 |  | -9 | 3 |  |  | -4 | 1
8108 | 29200000TL | 03483 | EGC027003 | P | 58004513 | 58 | EGTL Spares | Mtce | 54 | 54A | GASKET: FLANGE NON-SPIRAL | 12 IN PIPE, 150 LB | Gaskets : FULL FACE, NEOPRENE, ASME B16.21/B16.5,13-3/8 IN ID, 16-1/8 IN OD, 3MM THK, 988, 36 | EA | 70 | 0 | 0 | NO | 4.8731 | 756.75 | LAMON GASKET |  | SEE DESCRIPTION | 01 | 1 | 2CAC | [7 empty] | 40915 | 45109 | [5 empty] | -2 | 1
8109 | 29200000TL | 03483 | EGC027015 | P | 58004514 | 58 | EGTL Spares | Mtce | 54 | 54A | GASKET: FLANGE NON-SPIRAL | 16 IN PIPE, 150 LB | Gaskets : FULL FACE, NEOPRENE, ASME B16.21/B16.5, 16-5/8 IN ID, 20-1/4 IN OD, 3MM THK | EA | 44 | 25 | 50 | NO | 7.2647 | 1128.13 | LAMON GASKET |  | SEE DESCRIPTION | 01 | 1 | 2CAC | [7 empty] | 40915 | 45530 |  |  |  | -6 | 2
8110 | 29200000TL | 03483 | EGC027011 | P | 58004516 | 58 | EGTL Spares | Mtce | 54 | 54A | GASKET: FLANGE NON-SPIRAL | 1/2 IN PIPE, 150 LB | Gaskets : FLAT RING, PTFE,ASME B16.21/B16.5, 3/4 IN ID, 1-7/8 IN OD, 1.5MM THK, 997, 39 | EA | 22 | 0 | 0 | NO | 2.1144 | 328.2716 | LAMON GASKET |  | SEE DESCRIPTION | 01 | 1 | 2CAC | [7 empty] | 40915 | 45748 | 41901 | -3 | 1 |  |  | -3 | 1
8111 | 29200000TL | 03483 | EGC027011 | P | 58004517 | 58 | EGTL Spares | Mtce | 54 | 54A | GASKET: FLANGE NON-SPIRAL | 1 IN PIPE, 150 LB | Gaskets : FLAT RING, PTFE, ASME B16.21/B16.5, 1-1/4 IN ID, 2-5/8 IN OD, 1.5MM THK, 998, 40 | EA | 1 | 4 | 5 | NO | 3.179 | 886.8576 | LAMON GASKET |  | SEE DESCRIPTION | 01 | 1 | 2CAC | [7 empty] | 40915 | 45748 | 43622 | -4 | 3 | -24 | 5 | -4 | 2
8112 | 29200000TL | 03483 | EGC026028 | P | 58004518 | 58 | EGTL Spares | Mtce | 54 | 54A | GASKET: FLANGE NON-SPIRAL | 2 IN PIPE, 150 LB | Gaskets : FLAT RING, PTFE, ASME B16.21/B16.5, 2-3/4 IN ID, 4-1/8 IN OD, 1.5MM THK, 999, 41 | EA | 4 | 0 | 0 | NO | 0.8305 | 128.97 | LAMON GASKET |  | SEE DESCRIPTION | 01 | 1 | 2CAC | [7 empty] | 40915 | 45758 |  | -2 | 1 | -18 | 1 | -9 | 1
8113 | 29200000TL | 03483 | EGC026017 | P | 58004519 | 58 | EGTL Spares | Mtce | 54 | 54A | GASKET: FLANGE NON-SPIRAL | 3 IN PIPE, 150 LB | Gaskets : FLAT RING, PTFE, ASME B16.21/B16.5, 4 IN ID, 5-3/8 IN OD, 1.5MM THK, 1000, 42 | EA | 28 | 25 | 50 | NO | 1.2608 | 195.79 | LAMON GASKET |  | SEE DESCRIPTION | 01 | 1 | 2CAC | [7 empty] | 40915 | 45957 |  | -9 | 3 |  |  | -7 | 3
8114 | 29200000TL | 03483 | EGC026017 | P | 58004522 | 58 | EGTL Spares | Mtce | 54 | 54A | GASKET: FLANGE NON-SPIRAL | 8 IN PIPE, 150 LB | Gaskets : FLAT RING, PTFE, ASME B16.21/B16.5, 9-3/16 IN ID, 11 IN OD, 1.5MM THK | EA | 44 | 0 | 0 | NO | 2.9719 | 461.51 | LAMON GASKET |  | SEE DESCRIPTION | 01 | 1 | 2CAC | [7 empty] | 40915 | 44910
8115 | 29200000TL | 03483 | EGC026007 | P | 58004525 | 58 | EGTL Spares | Mtce | 54 | 54A | GASKET: RING JOINT | API R14, 316 SS | Gaskets : ASME B16.20, OCTAGONAL, 1011, 48; MECHANICAL BM-0000011A | EA | 55 | 50 | 100 | NO | 30.6297 | 4756.49 | LAMON GASKET |  | SEE DESCRIPTION | 01 | 1 | 2CAC | [7 empty] | 40915 | 45747 |  | -12 | 2 | -17 | 2
8116 | 29300000TL | 03483 | EGC026001 | P | 58004526 | 58 | EGTL Spares | Mtce | 54 | 54A | GASKET: RING JOINT | API R16, 316 SS | Gaskets : ASME B16.20, OCTAGONAL, 1017, 49; MECHANICAL BM-0000011A | EA | 12 | 12 | 18 | YES | 22.82 | 34168.1578 | LAMON GASKET |  | SEE DESCRIPTION | 01 | 1 | 2CAC | [7 empty] | 43770 | 46027 | 45890 | -2 | 1
8117 | 29200000TL | 03483 | EGC026001 | P | 58004529 | 58 | EGTL Spares | Mtce | 54 | 54A | GASKET: RING JOINT 3 IN PIPE | API R31, 316 SS | Gaskets : ASME B16.20, OCTAGONAL, 1031,52, MECHANICAL BM-0000011A | EA | 9 | 4 | 7 | NO | 48.6124 | 15177.4432 | LAMON GASKET |  | SEE DESCRIPTION | 01 | 1 | 2CAC | [7 empty] | 40915 | 44974 | 43622 |  |  |  |  | -4 | 1
8118 | 29200000TL | 03483 | EGC025026 | P | 58004532 | 58 | EGTL Spares | Mtce | 54 | 54A | GASKET: RING JOINT | 6 IN PIPE, 1500 LB | Gaskets : API R46, 316 SS, ASME B16.20, OCTAGONAL, 1041, 55 MECHANICAL BM-0000011A | EA | 7 | 13 | 25 | NO | 36.9004 | 5900.7679 | LAMON GASKET |  | SEE DESCRIPTION | 01 | 1 | 2CAC | [7 empty] | 40915 | 45364 |  |  |  | -5 | 1
8119 | 29200000TL | 03483 | EGC025013 | P | 58004535 | 58 | EGTL Spares | Mtce | 54 | 54A | GASKET: RING JOINT | 10 IN PIPE, 1500 LB | Gaskets : API R54, 316 SS, ASME B16.20, 1050, 58, MECHANICAL BM-0000011A,LAMONS RING TYPE JOINT (RTJ) GASKET OCTAGONAL (STYLE 388) API R54, 316 SS, ASME B16.20. | EA | 9 | 0 | 0 | NO | 166.4206 | 50905.5294 | LAMON GASKET | R54, 316 SS, ASME B16.20 |  | 01 | 1 | 2CAC | [7 empty] | 40915 | 45524 | 43430 |  |  | -20 | 1
8120 | 29200000TL | 03483 | EGC026003 | P | 58004541 | 58 | EGTL Spares | Mtce | 54 | 54A | GASKET: RING JOINT 2 IN PIPE | API R24, 321 SS | Gaskets : ASME B16.20, OCTAGONAL, 1028, 64 MECHANICAL BM-0000011A | EA | 6 | 13 | 25 | NO | 32.61 | 8601.372 | LAMON GASKET |  | SEE DESCRIPTION | 01 | 1 | 2CAC | [7 empty] | 40915 | 45524 |  |  |  | -10 | 1
8121 | 29200000TL | 03483 | EGC026014 | P | 58004545 | 58 | EGTL Spares | Mtce | 54 | 54A | GASKET: RING JOINT | 1-1/2 IN PIPE, API R20, 347 SS | Gaskets : ASME B16.20, OCTAGONAL, 1022, 68 MECHANICAL BM-0000011A | EA | 10 | 0 | 0 | NO | 23.9954 | 3726.25 | LAMON GASKET |  | SEE DESCRIPTION | 01 | 1 | 2CAC | [7 empty] | 40915 | 45524 |  |  |  | -15 | 2
8122 | 29200000TL | 03483 | EGC026021 | P | 58004551 | 58 | EGTL Spares | Mtce | 54 | 54A | GASKET: RING JOINT | 3/4 IN PIPE, API R14 | Gaskets : 4-6CR 0.5MOLY, ASME B16.20, OCTAGONAL, 1015, 74, MECHANICAL BM-0000011A | EA | 19 | 0 | 0 | NO | 21.0336 | 3266.3 | LAMON GASKET |  | SEE DESCRIPTION | 01 | 1 | 2CAC | [7 empty] | 40915 | 45703 |  | -4 | 1
8123 | 29200000TL | 03483 | EGC024002 | P | 58004568 | 58 | EGTL Spares | Mtce | 54 | 54A | GASKET: RING JOINT | 1-1/2 IN PIPE, API R20 | Gaskets : SOFT IRON, ASME B16.20, 1025, 91 MECHANICAL BM-0000011A | EA | 1 | 13 | 25 | NO | 1.2692 | 370.5984 | LAMON GASKET |  | SEE DESCRIPTION | 01 | 1 | 2CAC | [7 empty] | 40915 | 45923 | 41977 | -3 | 2 | -3 | 2 | -7 | 2
8124 | 29300000TL | 03483 | EGC026025 | P | 58004570 | 58 | EGTL Spares | Mtce | 54 | 54A | GASKET: RING JOINT | 2 IN PIPE, API R24 | Gaskets : SOFT IRON, ASME B16.20, OCTAGONAL, 1030, 93 MECHANICAL BM-0000011A | EA | 15 | 14 | 21 | YES | 14.5 | 21156.08 | LAMON GASKET |  | SEE DESCRIPTION | 01 | 1 | 2CAC | [6 empty] | BENL3336 | 43770 | 46019 | 45957 | -23 | 8 | -39 | 5 | -20 | 6
8125 | 29300000TL | 03483 | EGC025027 | P | 58004571 | 58 | EGTL Spares | Mtce | 54 | 54A | GASKET: RING JOINT | 3 IN PIPE, API R31 | Gaskets : SOFT IRON, ASME B16.20, OCTAGONAL, 1033, 94 MECHANICAL BM-0000011A | EA | 9 | 18 | 27 | YES | 14.84 | 23522.142 | LAMON GASKET |  | SEE DESCRIPTION | 01 | 1 | 2CAC | [7 empty] | 43782 | 45995 | 45993 | -15 | 5 | -16 | 5
8126 | 29200000TL | 03483 | EGC025002 | P | 58004572 | 58 | EGTL Spares | Mtce | 54 | 54A | GASKET: RING JOINT | 3 IN PIPE, 1500 LB API R35 | Gaskets : SOFT IRON, ASME B16.20, OCTAGONAL, 1035, 95 MECHANICAL BM-0000011A | EA | 29 | 0 | 0 | NO | 46.0508 | 14053.9181 | LAMON GASKET |  | SEE DESCRIPTION | 01 | 1 | 2CAC | [7 empty] | 40915 | 45477 | 43431 |  |  | -2 | 1
8127 | 29200000TL | 03483 | EGC018017 | P | 58004573 | 58 | EGTL Spares | Mtce | 54 | 54A | GASKET: RING JOINT | 4 IN PIPE, API R37, SOFT IRON | Gaskets : ASME B16.20, OCTAGONAL, 1037, 96 MECHANICAL BM-0000011A | EA | 1 | 0 | 0 | NO | 42.511 | 15325.2 | LAMON GASKET |  | SEE DESCRIPTION | 01 | 1 | 2CAC | [7 empty] | 40915 | 44190 | 43648
8128 | 29200000TL | 03483 | EGC025026 | P | 58004576 | 58 | EGTL Spares | Mtce | 54 | 54A | GASKET: RING JOINT | 6 IN PIPE, 1500 LB, API R46 | Gaskets : SOFT IRON, ASME B16.20, OCTAGONAL, 1043, 99 MECHANICAL BM-0000011A | EA | 21 | 0 | 0 | NO | 21.0964 | 5497.3686 | LAMON GASKET |  | SEE DESCRIPTION | 01 | 1 | 2CAC | [7 empty] | 40915 | 45477 |  |  |  | -2 | 1
8129 | 29200000TL | 03483 | EGC027013 | P | 58004579 | 58 | EGTL Spares | Mtce | 54 | 54A | GASKET: RING JOINT API R53 | 10 IN PIPE, 300, 600/3000 LB | Gaskets : SOFT IRON, ASME B16.20, OCTAGONAL, 1049, 102, PRESSURE CLASS RATINGS 300, 600/3000 LB. | EA | 20 | 0 | 0 | NO | 62.9026 | 19179.663 | LAMON GASKET |  | SEE DESCRIPTION | 01 | 1 | 2CAC | 1BBB |  |  |  |  | API R53 |  | 40915 | 45290 | 43711 |  |  |  |  | -1 | 1
8130 | 29300000TL | 03483 | EGC024013 | P | 58004588 | 58 | EGTL Spares | Mtce | 54 | 54A | GASKET: FLANGE NON-SPIRAL | 1/2 IN PIPE, 150 LB | Gaskets : FLAT RING, 0.5MM FLEXIBLE GRAPHITE FACING/316 SS, ASME B16.21/B16.5, 3/4 IN ID, 1-7/8 IN OD, 3MM THK, SERRTD MTL CORE, WITH LOOSE CENTERING RG, 1069, 111 MECHANICAL BM-0000011A | EA | 57 | 60 | 86 | YES | 22.3614 | 33442.9606 | LAMON GASKET | BM-0000011A | SEE DESCRIPTION | 01 | 1 | 2CAC | [5 empty] | KAMMPRO |  | 43770 | 46011 | 45995 | -58 | 11 | -10 | 1
8131 | 29200000TL | 03483 | EGC027011 | P | 58004589 | 58 | EGTL Spares | Mtce | 54 | 54A | GASKET: FLANGE NON-SPIRAL | 3/4 IN PIPE, 150 LB | Gaskets : FLAT RING, 0.5MM FLEXIBLE GRAPHITE FACING/316 SS, ASME B16.21/B16.5,1 IN ID ,2-1/4 IN OD, 3MM THK, SERRTD MTL CORE, WITH LOOSE CENTERING RG, 1070, 112, MECHANICAL BM-0000011A | EA | 174 | 0 | 0 | NO | 2.5216 | 391.58 | LAMON GASKET |  | SEE DESCRIPTION | 01 | 1 | 2CAC | [7 empty] | 40915 | 45923 |  | -40 | 7 | -57 | 11 | -34 | 10
8132 | 29300000TL | 03483 | EGC025010 | S | 58004594 | 58 | EGTL Spares | Mtce | 54 | 54A | GASKET: FLANGE NON-SPIRAL | 3 IN PIPE, 150 LB | Gaskets : FLAT RING, 0.5MM FLEXIBLE GRAPHITE FACING/316 SS, ASME B16.21/B16.5, 4 IN ID,5-3/8 IN OD, 3MM THK, SERRTD MTL CORE, WITH LOOSE CENTERING RG, 1075, 117 | EA | 210 | 214 | 307 | YES | 64.6332 | 102565.6442 | LAMON GASKET |  | SEE DESCRIPTION | 01 | 1 | 2CAC | [7 empty] | 43770 | 45973 | 45838 | -30 | 14 | -97 | 4
8133 | 29300000TL | 03483 | EGC025018 | P | 58004605 | 58 | EGTL Spares | Mtce | 54 | 54A | GASKET: SPIRAL WOUND | 1/2 IN PIPE, 150 LB | Gaskets : CS OUTER RING, POLYTETRAFLUOROETHYLENE FILLER, 316 SS WINDING, ASME B16.5, 1086, 128 MECHANICAL BM-0000011A | EA | 6 | 14 | 21 | YES | 5.8613 | 2410.1859 | LAMON GASKET |  | SEE DESCRIPTION | 01 | 1 | 2CAC | [7 empty] | 43770 | 45980 | 46011 | -24 | 6 | -18 | 3 | -16 | 3
8134 | 29200000TL | 03483 | EGC025003 | P | 58004606 | 58 | EGTL Spares | Mtce | 54 | 54A | GASKET:SPIRAL WOUND | TYPE:SPIRAL WOUND PIPE SIZE:1 | IN CLASS:150 LB SPIRAL WOUND THCK:1/32 IN WINDING MATL:316L SS FILLER MATL:PTFE CENTERING RING MATL:316L SS INNERING RING MATL:316L SS STYLE:FLEXITALLIC SPEC:ASME B 16.20 SIZE:1 IN GASKETS : CS OUTER RING, SS INNER RING, POLYTETRAFLUOROETHYLENE FILLER, 31 | EA | 1 | 0 | 0 | NO | 10.8284 | 3316.9819 | LAMON GASKET |  | SEE DESCRIPTION | 01 | 1 | 2CAC | [7 empty] | 40915 | 45344 | 43606 |  |  | -1 | 1 | -4 | 1
8135 | 29300000TL | 03483 | EGC025021 | P | 58004607 | 58 | EGTL Spares | Mtce | 54 | 54A | GASKET: SPIRAL WOUND | 2 IN PIPE, 150 LB | Gaskets : CS OUTER RING,POLYTETRAFLUOROETHYLENE FILLER, 316 SS WINDING, ASME B16.20; ASME B16.5, 1088, 130 | EA | 11 | 17 | 25 | YES | 19.5682 | 31121.4679 | LAMON GASKET |  | SEE DESCRIPTION | 01 | 1 | 2CAC | [7 empty] | 43770 | 45964 | 45995 | -17 | 4 | -3 | 2 | -30 | 1
8136 | 29200000TL | 03483 | EGC025004 | P | 58004608 | 58 | EGTL Spares | Mtce | 54 | 54A | GASKET:SPIRAL WOUND | TYPE:SPIRAL WOUND PIPE SIZE:4 | IN CLASS:150 LB SPIRAL WOUND THCK:1/32 IN WINDING MATL:316L SS FILLER MATL:PTFE CENTERING RING MATL:316L SS INNERING RING MATL:316L SS STYLE:FLEXITALLIC SPEC:ASME B 16.20 SIZE:4 IN GASKETS : CS OUTER RING, SS INNER RING, CLASS 150 LB POLYTETRAFLUOROETH | EA | 74 | 0 | 0 | NO | 26.3194 | 4507.3557 | LAMON GASKET |  | SEE DESCRIPTION | 01 | 1 | 2CAC | [7 empty] | 40915 | 45864 | 42023 | -2 | 1 | -2 | 1
8137 | 29300000TL | 03483 | EGC025027 | P | 58004609 | 58 | EGTL Spares | Mtce | 54 | 54A | GASKET: SPIRAL WOUND | 2 IN PIPE, 150 LB | Gaskets : 304 SS INNER RING, 304 SS OUTER RING, GRAPHITE FILLER, 304 SS WINDING, ASME B16.20; ASME B16.5, 1116, 132 | EA | 2 | 4 | 6 | YES | 17.122 | 25769.0301 | LAMON GASKET |  | SEE DESCRIPTION | 01 | 1 | 2CAC | [7 empty] | 43770 | 45919 | 45751 | -3 | 2 | -4 | 2
8138 | 29300000TL | 03483 | EGC025004 | P | 58004611 | 58 | EGTL Spares | Mtce | 54 | 54A | GASKET: SPIRAL WOUND | 1 IN PIPE, 300 LB | Gaskets : 304 SS INNER RING, 304 SS OUTER RING, GRAPHITE FILLER, 304 SS WINDING, ASME B16.20; ASME B16.5, 1101, 134 | EA | 5 | 19 | 28 | YES | 5.06 | 8386.8994 | LAMON GASKET |  | SEE DESCRIPTION | 01 | 1 | 2CAC | [7 empty] | 43770 | 46011 | 45993 | -29 | 9 | -1 | 1 | -44 | 11
8139 | 29300000TL | 03483 | EGC025005 | P | 58004614 | 58 | EGTL Spares | Mtce | 54 | 54A | GASKET: SPIRAL WOUND | 3 IN PIPE, 300 LB | Gaskets : GASKET,SPIRAL WOUND:3 IN PIPE, 300 LB, 304 SS INNER RING,304 SS OUTER RING, GRAPHITE FILLER, 304 SS WINDING, ASME B16.20; ASME B16.5, 1128, 137 | EA | 169 | 154 | 221 | YES | 48.6148 | 72151.7456 | FLEXITALLIC |  | SEE DESCRIPTION | 01 | 1 | 2CAC | [6 empty] | SPMNL609 | 43770 | 46003 | 45915 | -418 | 36 | -142 | 16 | -228 | 17
8140 | 29200000TL | 03483 | EGC025004 | P | 58004615 | 58 | EGTL Spares | Mtce | 54 | 54A | GASKET: SPIRAL WOUND | 4 IN PIPE, 300 LB | Gaskets : 304 SS INNER RING, 304 SS OUTER RING, GRAPHITE FILLER, 304 SS WINDING, ASME B16.20; ASME B16.5, 1135, 138 | EA | 1 | 0 | 0 | NO | 16.5481 | 5451.4089 | LAMON GASKET |  | SEE DESCRIPTION | 01 | 1 | 2CAC | [7 empty] | 40915 | 45134 | 43802 |  |  |  |  | -38 | 6
8141 | 29300000TL | 03483 | EGC025003 | P | 58004616 | 58 | EGTL Spares | Mtce | 54 | 54A | GASKET TYPE:SPIRAL WOUND | SIZE:6 IN PIPE PRESS. | RATING:300 LB MATL:304 SS WINDING SHAPE:GRAPHITE FILLER SWGAADADADG0015003 SWG CRIR 6" 300 LBS B16.20304-304/GRAPHITE-304 | EA | 49 | 34 | 49 | YES | 68.56 | 100031.7824 | LAMON / KILINGER GASKET |  | SEE DESCRIPTION | 01 | 1 | 2CAC | [6 empty] | SPMNL821 | 43770 | 45464 | 45909 |  |  | -41 | 6 | -40 | 7
8142 | 29300000TL | 03483 | EGC025012 | P | 58004618 | 58 | EGTL Spares | Mtce | 54 | 54A | GASKET: SPIRAL WOUND | 10 IN PIPE, 300 LB | Gaskets : 304 SS INNER RING, 304 SS OUTER RING, GRAPHITE FILLER, 304 SS WINDING, ASME B16.20; ASME B16.5, 1151, 141 | EA | 7 | 4 | 7 | YES | 65.9547 | 101255.0634 | LAMON GASKET |  | SEE DESCRIPTION | 01 | 1 | 2CAC | [7 empty] | 43780 | 45464 | 45494 |  |  | -11 | 3
8143 | 29300000TL | 03483 | EGC025005 | P | 58004619 | 58 | EGTL Spares | Mtce | 54 | 54A | GASKET: SPIRAL WOUND | 12 IN PIPE, 300 LB | Gaskets : 304 SS INNER RING, 304 SS OUTER RING, GRAPHITE FILLER, 304 SS WINDING, ASME B16.20; ASME B16.5, 1154, 142 | EA | 19 | 15 | 22 | YES | 56.6259 | 88672.3339 | LAMON GASKET |  | SEE DESCRIPTION | 01 | 1 | 2CAC | [7 empty] | 43770 | 46010 | 45517 | -1 | 1 | -3 | 2
8144 | 29200000TL | 03483 | EGC025008 | P | 58004620 | 58 | EGTL Spares | Mtce | 54 | 54A | GASKET: SPIRAL WOUND | 14 IN PIPE, 300 LB | Gaskets : 304 SS INNER RING, 304 SS OUTER RING,GRAPHITE FILLER, 304 SS WINDING,ASME B16.20; ASME B16.5, 1159, 143 | EA | 1 | 0 | 0 | NO | 3.624 | 6006.6709 | LAMON GASKET |  | SEE DESCRIPTION | 01 | 1 | 2CAC | [7 empty] | 40915 | 45516 | 41453 |  |  | -2 | 4 | -10 | 1
8145 | 29200000TL | 03483 | EGC025027 | P | 58004628 | 58 | EGTL Spares | Mtce | 54 | 54A | GASKET: SPIRAL WOUND | 1 IN PIPE, 600 LB | Gaskets : 304 SS INNER RING, 304 SS OUTER RING, GRAPHITE FILLER, 304 SS WINDING, ASME B16.20; ASME B16.5, 1106, 151 | EA | 11 | 0 | 0 | NO | 1.786 | 549.1864 | LAMON GASKET |  | SEE DESCRIPTION | 01 | 1 | 2CAC | [7 empty] | 40915 | 45593 | 41453 |  |  | -10 | 1 | -4 | 1
8146 | 29200000TL | 03483 | EGC025017 | P | 58004629 | 58 | EGTL Spares | Mtce | 54 | 54A | GASKET: SPIRAL WOUND | 1-1/2 IN PIPE, 600 LB | Gaskets : 304 SS INNER RING, 304 SS OUTER RING, GRAPHITE FILLER, 304 SS WINDING, ASME B16.20; ASME B16.5, 1112, 152 | EA | 2 | 0 | 0 | NO | 2.898 | 394.6282 | LAMON GASKET |  | SEE DESCRIPTION | 01 | 1 | 2CAC | [7 empty] | 40915 | 45987 | 41453 | -26 | 3 |  |  | -4 | 1
8147 | 29300000TL | 03483 | EGC025027 | P | 58004630 | 58 | EGTL Spares | Mtce | 54 | 54A | GASKET: SPIRAL WOUND | 2 IN PIPE, 600 LB | Gaskets : 304 SS OUTER RING, GRAPHITE FILLER, 304 SS WINDING, ASME B16.20; ASME B16.5, 1121, 153, SW 304G.2.300 | EA | 13 | 14 | 20 | YES | 30.9365 | 47714.8969 | LAMON GASKET |  |  | 01 | 1 | 2CAC | [7 empty] | 43770 | 46011 | 45901 | -4 | 2 | -5 | 2 | -15 | 5
8148 | 29300000TL | 03483 | EGC025004 | P | 58004632 | 58 | EGTL Spares | Mtce | 54 | 54A | GASKET: SPIRAL WOUND | 4 IN PIPE, 600 LB | Gaskets : 304 SS INNER RING, 304 SS OUTER RING, GRAPHITE FILLER, 304 SS WINDING, ASME B16.20; ASME B16.5, 1137, 155 | EA | 11 | 8 | 12 | YES | 29.3554 | 45120.9241 | LAMON GASKET |  | SEE DESCRIPTION | 01 | 1 | 2CAC | [7 empty] | 43770 | 45653 | 45890 |  |  | -17 | 5 | -10 | 2
8149 | 29300000TL | 03483 | EGC025003 | P | 58004633 | 58 | EGTL Spares | Mtce | 54 | 54A | GASKET: SPIRAL WOUND | 6 IN PIPE, 600 LB | Gaskets : 304 SS INNER RING, 304 SS OUTER RING, GRAPHITE FILLER, 304 SS WINDING, ASME B16.20; ASME B16.5, 1142,156 | EA | 1 | 5 | 8 | YES | 79.46 | 126713.5862 | LAMON GASKET |  | SEE DESCRIPTION | 01 | 1 | 2CAC | [6 empty] | INL219 | 43782 | 46006 | 45727 | -5 | 4 | -7 | 3 | -14 | 3
8150 | 29200000TL | 03483 | EGC025019 | P | 58004638 | 58 | EGTL Spares | Mtce | 54 | 54A | GASKET: SPIRAL WOUND | 8 IN PIPE, 150 LB | Gaskets : 304 SS INNER RING, CS OUTER RING, GRAPHITE FILLER, 304 SS WINDING, OXY SERVICE, INNER RING ID TO SCHEDULE 10S PIPE ID, ASME B16.20; ASME B16.5, 1145, 161 | EA | 3 | 0 | 0 | NO | 82.5816 | 25241.7303 | LAMON GASKET |  | SEE DESCRIPTION | 01 | 1 | 2CAC | [7 empty] | 40915 | 45397 | 43734 |  |  | -2 | 1 | -20 | 1
8151 | 29200000TL | 03483 | EGC025017 | P | 58004644 | 58 | EGTL Spares | Mtce | 54 | 54A | GASKET: SPIRAL WOUND | 3/4 IN PIPE, 300 LB | Gaskets : 304 SS INNER RING, CS OUTER RING, GRAPHITE FILLER, 304 SS WINDING, ASME B16.20; ASME B16.5, 1094, 167 | EA | 17 | 150 | 300 | NO | 3.0839 | 478.8563 | LAMON GASKET |  | SEE DESCRIPTION | 01 | 1 | 2CAC | [7 empty] | 40915 | 45975 | 41407 | -32 | 16 | -41 | 10 | -23 | 4
8152 | 29300000TL | 03483 | EGC025016 | P | 58004647 | 58 | EGTL Spares | Mtce | 54 | 54A | GASKET: SPIRAL WOUND | 2 IN PIPE, 300 LB | Gaskets : 304 SS INNER RING, CS OUTER RING, GRAPHITE FILLER, 304 SS WINDING, ASME B16.20; ASME B16.5, 1119, 170 | EA | 424 | 406 | 580 | YES | 16.73 | 25772.7606 | LAMON GASKET |  | SEE DESCRIPTION | 01 | 1 | 2CAC | [6 empty] | MDRG002 | 43770 | 45988 | 45665 | -156 | 12
8153 | 29300000TL | 03483 | EGC025011 | P | 58004649 | 58 | EGTL Spares | Mtce | 54 | 54A | GASKET: SPIRAL WOUND | 4 IN PIPE, 300 LB | Gaskets : 304 SS INNER RING, CS OUTER RING, GRAPHITE FILLER, 304 SS WINDING, ASME B16.20; ASME B16.5, 1136, 172 | EA | 128 | 100 | 144 | YES | 5.775 | 7944.2589 | LAMON GASKET |  | SEE DESCRIPTION | 01 | 1 | 2CAC | [7 empty] | 43770 | 45940 | 45708 | -100 | 5 | -62 | 5 | -102 | 7
8154 | 29300000TL | 03483 | EGC025005 | P | 58004653 | 58 | EGTL Spares | Mtce | 54 | 54A | GASKET: SPIRAL WOUND | 12 IN PIPE, 300 LB | Gaskets : 304 SS INNER RING, CS OUTER RING, GRAPHITE FILLER, 304 SS WINDING, ASME B16.20; ASME B16.5, 1155, 176 | EA | 5 | 3 | 5 | YES | 61.6 | 88910.36 | LAMON GASKET |  | SEE DESCRIPTION | 01 | 1 | 2CAC | [7 empty] | 43770 | 45838 | 45890 | -5 | 1
8155 | 29200000TL | 03483 | EGC025018 | P | 58004664 | 58 | EGTL Spares | Mtce | 54 | 54A | GASKET: SPIRAL WOUND | 3/4 IN PIPE, 600 LB | Gaskets : 304 SS INNER RING,CS OUTER RING,GRAPHITE FILLER, 304 SS WINDING, ASME B16.20; ASME B16.5, 1098, 187 | EA | 5 | 0 | 0 | NO | 2.8118 | 436.65 | LAMON GASKET |  | SEE DESCRIPTION | 01 | 1 | 2CAC | [7 empty] | 40915 | 46026 |  | -2 | 1 | -4 | 1 | -3 | 1
8156 | 29200000TL | 03483 | EGC025018 | P | 58004665 | 58 | EGTL Spares | Mtce | 54 | 54A | GASKET: SPIRAL WOUND | 1 IN PIPE, 600 LB | Gaskets : 304 SS INNER RING, CS OUTER RING, GRAPHITE FILLER, 304 SS WINDING, ASME B16.20; ASME B16.5, 1107, 188 | EA | 4 | 13 | 25 | NO | 2.9898 | 428.88 | LAMON GASKET |  | SEE DESCRIPTION | 01 | 1 | 2CAC | [7 empty] | 40915 | 46026 |  | -4 | 1 | -2 | 2 | -4 | 2
8157 | 29300000TL | 03483 | EGC025004 | P | 58004668 | 58 | EGTL Spares | Mtce | 54 | 54A | GASKET: SPIRAL WOUND | 3 IN PIPE, 600 LB | Gaskets : 304 SS INNER RING, CS OUTER RING, GRAPHITE FILLER, 304 SS WINDING, ASME B16.20; ASME B16.5, 1133, 191 | EA | 79 | 106 | 152 | YES | 4.06 | 6211.191 | LAMON GASKET |  | SEE DESCRIPTION | 01 | 1 | 2CAC | [7 empty] | 43770 | 46028 | 45993 | -63 | 6 | -45 | 4 | -4 | 1
8158 | 29200000TL | 03483 | EGC025016 | P | 58004669 | 58 | EGTL Spares | Mtce | 54 | 54A | GASKET: SPIRAL WOUND | 4 IN PIPE, 600 LB | Gaskets : 304 SS INNER RING, CS OUTER RING, GRAPHITE FILLER, 304 SS WINDING, ASME B16.20; ASME B16.5, 1138, 192 | EA | 1 | 0 | 0 | NO | 8.428 | 1870.0483 | LAMON GASKET |  |  | 01 | 1 | 2CAC | [7 empty] | 40915 | 45886 |  | -1 | 1 | -12 | 2 | -12 | 2
8159 | 29300000TL | 03483 | EGC025001 | P | 58004670 | 58 | EGTL Spares | Mtce | 54 | 54A | GASKET: SPIRAL WOUND | 6 IN PIPE, 600 LB | Gaskets : 304 SS INNER RING, CS OUTER RING, GRAPHITE FILLER, 304 SS WINDING, ASME B16.20; ASME B16.5, 1143, 193 | EA | 27 | 35 | 51 | YES | 36.4032 | 54851.6131 | LAMON GASKET |  | SEE DESCRIPTION | 01 | 1 | 2CAC | [7 empty] | 43770 | 46026 | 45860 | -31 | 6 | -17 | 2
8160 | 29200000TL | 03483 | EGC025001 | P | 58004671 | 58 | EGTL Spares | Mtce | 54 | 54A | GASKET: SPIRAL WOUND | 8 IN PIPE, 600 LB | Gaskets : 304 SS INNER RING, CS OUTER RING, GRAPHITE FILLER, 304 SS WINDING, ASME B16.20; ASME B16.5, 1148, 194 | EA | 8 | 13 | 25 | NO | 27.7733 | 4311.7194 | LAMON GASKET |  | SEE DESCRIPTION | 01 | 1 | 2CAC | [7 empty] | 40915 | 45552 | 41870 |  |  | -5 | 4 | -1 | 1
8161 | 29300000TL | 03483 | EGC025009 | P | 58004673 | 58 | EGTL Spares | Mtce | 54 | 54A | GASKET: SPIRAL WOUND | 12 IN PIPE, 600 LB | Gaskets : 304 SS INNER RING, CS OUTER RING, GRAPHITE FILLER, 304 SS WINDING, ASME B16.20; ASME B16.5, 1153, 195 | EA | 22 | 18 | 26 | YES | 75.455 | 117866.1863 | LAMON GASKET |  | SEE DESCRIPTION | 01 | 1 | 2CAC | [7 empty] | 43770 | 46026 | 45718 | -4 | 2
8162 | 29200000TL | 03483 | EGC025010 | P | 58004674 | 58 | EGTL Spares | Mtce | 54 | 54A | GASKET: SPIRAL WOUND | 14 IN PIPE, 600 LB | Gaskets : 304 SS INNER RING, CS OUTER RING, GRAPHITE FILLER, 304 SS WINDING, ASME B16.20; ASME B16.5, 1161, 197 | EA | 3 | 13 | 25 | NO | 32.8812 | 5106.12 | LAMON GASKET |  | SEE DESCRIPTION | 01 | 1 | 2CAC | [7 empty] | 40915 | 44901
8163 | 29200000TL | 03483 | EGC025017 | P | 58004681 | 58 | EGTL Spares | Mtce | 54 | 54A | GASKET: SPIRAL WOUND | 2 IN PIPE, 1500 LB | Gaskets : CS INNER RING, CS OUTER RING, GRAPHITE FILLER, 304 SS WINDING, ASME B16.20; ASME B16.5, 1125, 204 | EA | 18 | 12 | 25 | NO | 4.0927 | 635.55 | LAMON GASKET |  | SEE DESCRIPTION | 01 | 1 | 2CAC | [7 empty] | 40915 | 46018 |  | -4 | 2 | -2 | 1 | -1 | 1
8164 | 29300000TL | 03483 | EGC025017 | P | 58004683 | 58 | EGTL Spares | Mtce | 54 | 54A | GASKET: SPIRAL WOUND | 3/4 IN PIPE,300 LB | Gaskets : 304 SS INNER RING, CS OUTER RING, POLYTETRAFLUOROETHYLENE FILLER, 304 SS WINDING, :ASME B16.20; ASME B16.5, 1095, 206 | EA | 6 | 4 | 6 | YES | 38.24 | 61352.153 | LAMON GASKET |  | SEE DESCRIPTION | 01 | 1 | 2CAC | [7 empty] | 43770 | 45743 | 45718 | -1 | 1
8165 | 29200000TL | 03483 | EGC025003 | P | 58004684 | 58 | EGTL Spares | Mtce | 54 | 54A | GASKET: SPIRAL WOUND | 1-1/2 IN PIPE, 300 LB | Gaskets : 304 SS INNER RING, CS OUTER RING, POLYTETRAFLUOROETHYLENE FILLER, 304 SS WINDING, ASME B16.20; ASME B16.5, 1111, 207 | EA | 17 | 13 | 25 | NO | 10.851 | 1786.0938 | LAMON GASKET |  | SEE DESCRIPTION | 01 | 1 | 2CAC | [7 empty] | 40915 | 45877 | 41993 | -6 | 3
8166 | 29200000TL | 03483 | EGC025003 | P | 58004690 | 58 | EGTL Spares | Mtce | 54 | 54A | GASKET: SPIRAL WOUND | 4 IN PIPE, 600 LB | Gaskets : 304 SS INNER RING, CS OUTER RING, POLYTETRAFLUOROETHYLENE FILLER, 304 SS WINDING, OXY SERVICE, INNER RING ID TO SCHEDULE 40S PIPE ID, ASME B16.20; ASME B16.5, 1139, 213 | EA | 13 | 13 | 25 | NO | 8.1252 | 1261.77 | LAMON GASKET |  | SEE DESCRIPTION | 01 | 1 | 2CAC | [7 empty] | 40915 | 45414 |  |  |  | -5 | 1
8167 | 29200000TL | 03483 | EGC025004 | P | 58004695 | 58 | EGTL Spares | Mtce | 54 | 54A | GASKET: SPIRAL WOUND | 3 IN PIPE, 150 LB | Gaskets : CS OUTER RING, POLYTETRAFLUOROETHYLENE FILLER, 316 SS WINDING, ASME B16.20; ASME B16.5, 1126, 218 | EA | 1 | 0 | 0 | NO | 7.795 | 1210.49 | LAMON GASKET |  | SEE DESCRIPTION | 01 | 1 | 2CAC | [7 empty] | 40915 | 45406 |  |  |  | -1 | 1 | -5 | 2
8168 | 29200000TL | 03483 | EGC025018 | P | 58004701 | 58 | EGTL Spares | Mtce | 54 | 54A | GASKET: SPIRAL WOUND | 1 IN PIPE, 600 LB | Gaskets : MONEL 400 INNER RING, CS OUTER RING, VERMICULITE FILLER, MONEL 400 WINDING, OXY SERVICE, INNER RING ID TO SCHEDULE 80S PIPE ID, ASME B16.20; ASME B16.5, 1108, 224 | EA | 26 | 0 | 0 | NO | 12.6481 | 1964.13 | LAMON GASKET |  | SEE DESCRIPTION | 01 | 1 | 2CAC | [7 empty] | 40915 | 43941 | 41905
8169 | 29200000TL | 03483 | EGC025021 | P | 58004705 | 58 | EGTL Spares | Mtce | 54 | 54A | GASKET: SPIRAL WOUND | 6 IN PIPE, 600 LB | Gaskets : MONEL 400 INNER RING, CS OUTER RING, VERMICULITE FILLER, MONEL 400 WINDING, OXY SERVICE, INNER RING ID TO SCHEDULE 40S PIPE ID, ASME B16.20; ASME B16.5, 1144, 228 | EA | 33 | 0 | 0 | NO | 87.2909 | 13570.2083 | LAMON GASKET |  | SEE DESCRIPTION | 01 | 1 | 2CAC | [7 empty] | 40915 | 44092
8170 | 29200000TL | 03483 | EGC024001 | P | 58004736 | 58 | EGTL Spares | Mtce | 67 | 67B | WIRE: LEAD IMPRESSION | 0.02 IN X 0.032 IN DIA X 1 LB | Welding - Supplies : FOR CLEARANCE CHECK GAUGES, LEAD | RL | 1 | 0 | 0 | NO | 0.44 | 68.31 | ROTOMETALS |  |  | 00 |  | 2CAC | [7 empty] | 40915 | 44089
8171 | 29200000TL | 03483 | EGC023014 | P | 58004770 | 58 | EGTL Spares | Mtce | 54 | 54A | GASKET: FLANGE NON-SPIRAL | O-RING,30%,NITRILE | Gaskets : LV, X3, 2-TR2-1B, 2-TR2-2A, 2-TR2-2B, CAP SPARE | PC | 5 | 0 | 0 | NO | 13.7588 | 2136.61 | EMPAQUES Y POLIURETANO | P-2439 C3007-7 | EMP11N | 01,22 | 1 | 3CAC |  |  | G193901LEI |  |  |  |  | 40914
8172 | 29200000TL | 03483 | EGC023014 | P | 58004771 | 58 | EGTL Spares | Mtce | 54 | 54A | GASKET: FLANGE NON-SPIRAL | O-RING,30%,NITRILE | Gaskets : LV, X2, 2-TR2-1B, 2-TR2-2A, 2-TR2-2B, CAP SPARE | PC | 5 | 0 | 0 | NO | 13.7588 | 2136.61 | EMPAQUES Y POLIURETANO | P-2439 C3007-7 | EMP11N | 01,22 | 1 | 3CAC |  |  | G193901LEI |  |  |  |  | 40914
8173 | 29200000TL | 03483 | EGC023014 | P | 58004772 | 58 | EGTL Spares | Mtce | 54 | 54A | GASKET: FLANGE NON-SPIRAL | O-RING,30%,NITRILE | Gaskets : LV, X1, 2-TR2-1B, 2-TR2-2A, 2-TR2-2B, CAP SPARE | PC | 5 | 0 | 0 | NO | 13.7588 | 2136.61 | EMPAQUES Y POLIURETANO | P-2439 C3007-7 | EMP11N | 01,22 | 1 | 3CAC |  |  | G193901LEI |  |  |  |  | 40914
8174 | 29200000TL | 03483 | EGC023014 | P | 58004773 | 58 | EGTL Spares | Mtce | 54 | 54A | GASKET: FLANGE NON-SPIRAL | O-RING,30%,NITRILE | Gaskets : LV, X0, 2-TR2-1B, 2-TR2-2A, 2-TR2-2B, CAP SPARE | PC | 5 | 0 | 0 | NO | 13.7588 | 2136.61 | EMPAQUES Y POLIURETANO | P-2439 C3007-7 | EMP11N | 01,22 | 1 | 3CAC |  |  | G193901LEI |  |  |  |  | 40914
8175 | 29200000TL | 03483 | EGC023013 | P | 58004774 | 58 | EGTL Spares | Mtce | 54 | 54A | GASKET: FLANGE NON-SPIRAL | O-RING,30%,NITRILE | Gaskets : HV, H1, 2-TR2-1B, 2-TR2-2A, 2-TR2-2B, CAP SPARE | PC | 10 | 0 | 0 | NO | 78.7928 | 12234.555 | MARKIN, S.A. DE C.V. | CUSTOM | EMP116103N6R | 01,22 | 1 | 3CAC |  |  | G193901LEI |  |  |  |  | 40914
8176 | 29200000TL | 03483 | EGC023013 | P | 58004775 | 58 | EGTL Spares | Mtce | 54 | 54D | GASKET | HV FLANGE H2, NITRILE | (MARKIN, S.A. DE C.V., CUSTOM) | EA | 5 | 0 | 0 | NO | 78.7751 | 12229.83 |  |  |  | 01 |  |  | 1CCC | [6 empty] | 41623
8177 | 29200000TL | 03483 | EGC023013 | P | 58004777 | 58 | EGTL Spares | Mtce | 54 | 54A | GASKET: RING JOINT | O-RING,30%,NITRILE | Gaskets : &quot;TR2-1B, 2-TR2-2A, 2-TR2-2B, CAP SPARE TYPE: ORING&quot; | PC | 2 | 0 | 0 | NO | 8.0052 | 1243.12 | EMPAQUES Y POLIURETANO | P-2428 C3007-7 | EMP06N | 01,22 | 1 | 3CAC |  |  | G193901LEI |  |  |  |  | 40914
8178 | 29200000TL | 03483 | EGC023021 | P | 58004778 | 58 | EGTL Spares | Mtce | 54 | 54A | GASKET:MANHOLE,NITRILE | O-RING, NITRILE | Gaskets : 2-TR2-1B, 2-TR2-2A, 2-TR2-2B, CAP SPARE | PC | 12 | 0 | 0 | NO | 204.992 | 31833.2 | MARKIN, S.A. DE C.V. | O-RING 679X666X 6.5 VULC. | EMP25N | 01,22 | 1 | 3CAC |  |  | G193901LEI |  |  |  |  | 40914
8179 | 29300000TL | 03483 | EG1015009 | P | 58004852 | 58 | EGTL Spares | Mtce | 14 | 14H | GAUGE: PRESSURE -1 TO +5 BAR | DIAL2-1/2 IN, 1/4 NPTM, SS | Pressure measuring and control Instruments : WIKA BOURDON TUBE PRESSURE GAUGE STAINLESS STEEL SERIES TYPE 233.53 LIQUID-FILL CASE, DIAL SIZE 2-1/2 IN, RANGE -1 TO +5, ASME B40.100, EN837-1, SERIAL NUMBER C5453 | EA | 1 | 0 | 1 | YES | 195 | 80029.95 | WIKA INSTRUMENTS | 233.53 |  | 05,22 | 1 | 1AXX |  |  | 250-04-060-GB |  |  | TYPE 233.53 | FENL122 | 43770 | 44891 | 44371
8180 | 29200000TL | 03483 | EGC019026 | P | 58004854 | 58 | EGTL Spares | Mtce | 66 | 66Z | KIT: RECONDITIONING | PRESSURE REGULATOR | Valve-Other : CONTAINS POPPET, SEAT, SEAT RETAINER, LOWER SPRING, FILTER, FRICTION SLEEVES, SS/TEFLON DIAPHRAGM; 110-PCV-1401A/B, 110-PCV-1403A, 110-PCV-1404A, 110-PCV-1404B, 110-PCV-1405A, 110-PCV-2401A | KI | 3 | 0 | 0 | NO | 288.72 | 44823.78 | TESCOM | 48.003.0007 | 48.003.0007 | 01,22 | 1 | 1AXX | [7 empty] | 40915 | 46030 |  | -1 | 1
8181 | 29200000TL | 03483 | EGC018020 | P | 58004857 | 58 | EGTL Spares | Mtce | 66 | 66P | REGULATOR: BODY | PRESSURE 1/4 IN NPT, BRASS | Valve-Regulators : AIR PRODUCT COMPLETE HIGH INLET PRESSURE LINE REGULATOR LR3100 SERIES, MAX. OUTLET PRESSURE 1.7 BAR.G / 24.7 PSI, MAX. INLET PRESSURE 310 BAR.G 4500 PSI, SERIAL NUMBER 4726969-1-004, BODY BRASS, LR3101/2, Z 759 M. | EA | 2 | 0 | 0 | NO | 651.15 | 116439.5358 | AIR PRODUCT | 03.111.0013 | 03.111.0013 | 01,10,22 | 1 | 1AXX | 1BBB |  | 250-04-037-GB |  |  | LR 3101/2 |  | 40915 |  | 42230
8182 | 29200000TL | 03483 | EGC018020 | P | 58004859 | 58 | EGTL Spares | Mtce | 66 | 66Z | KIT: RECONDITIONING | PRESSURE REGULATOR | Valve-Other : CONTAINS POPPET, SEAT, SEAT RETAINER, LOWER SPRING, FILTER, FRICTION SLEEVES, SS/TEFLON/BRONZE DIAPHRAGM, 110-PCV-1408A/2408A TESCOM - 48.003.0085 | KI | 2 | 0 | 0 | NO | 240.6 | 37353.15 | TESCOM | 48.003.0085 | 48.003.0085 | 01,22 | 1 | 1AXX | [7 empty] | 40915
8183 | 29300000TL | 03483 | EGC043011 | P | 58004861 | 58 | EGTL Spares | Mtce | 66 | 66S | VALVE: SOLENOID | 1/4 IN PIPE,5/16 IN ORIFICE | Valve - On/Off, solenoid, actuated :24VDC,SS BODY,3/2 VALVES,150 PSI MAX OP DIFF PRESSURE,NPT,NORMALLY CLOSED,CONTINUOUS DUTY CLASS F LOW WATTAGE,EXPLOSION PROOF ENCLOSURE, 130-FXV-1021C, 130-FXV-2021C, 120-PXV-1132, 120-PXV-Solnoid Catalog #: JBEF8003G30 | EA | 1 | 1 | 2 | YES | 1414.7 | 543161.5593 | ASCO |  | 254347098 | 02,22 | 1 | 1BBA |  |  | 202125-1/2 |  |  |  |  | 43770 | 45679 | 44383 | -1 | 1
8184 | 29200000TL | 03483 | EGC033027 | P | 58004863 | 58 | EGTL Spares | Mtce | 66 | 66Z | HEAD | PRESSOSTATIC | Valve-Regulators : PAINTED RAL 7001, 130-FXV-1021C, 130-FXV-2021C, 120-PXV-1132, 120-PXV-2132, 130-PV-1083A, 130-PV-2083A, WAS P/N STI 61702, PAINTED RAL 7001, 130-FXV-1021C, 130-FXV-2021C, 120-PXV-1132, 120-PXV-2132, 130-PV-1083A, | EA | 4 | 0 | 0 | NO | 510.2957 | 79197.9 | STI | 33999 | 33999 | 22 | 1 | 1BBA | 1BBB |  | 202125-1/2/3 |  |  |  |  | 40914 | 45679 |  | -1 | 1 |  |  | 0 | 2
8185 | 29300000TL | 03483 | EG1015017 | P | 58004892 | 58 | EGTL Spares | Mtce | 14 | 14H | GAUGE: PRESSURE | 0:60 BAR RANGE,100MM DIAL | Pressure measuring and control Instruments : &quot;1/2 IN MNPT,STL CASE,316L SS TUBE,316L SS,BACK FLG,WALL MOUNT,LIQUID FILLEDMODEL 232.50.100 DWG. PG243499B, REFORMER PACKAGE 160-XP-001&quot; | PC | 1 | 1 | 2 | YES | 241.83 | 374666.35 | WIKA INSTRUMENTS | 44135220 |  | 05,22 | 1 | 1BBC |  |  | PG243499B |  |  |  | FENL112 | 43770 | 45898 | 45901 | -3 | 2 | -2 | 2
8186 | 29200000TL | 03483 | EGC019016 | P | 58004913 | 58 | EGTL Spares | Mtce | 66 | 66S | VALVE: SOLENOID | 1/8 IN PIPE,3.2MM ORIFICE | Valve - On/Off, solenoid, actuated :&quot;24V,STL BODY,2/2-WAY,6 BAR,NPTF,24VDC02.26.12.008 TYPE: GAS ANALYSIS SYSTEM 160-AE/AT-201, REFORMER PACKAGE 160-XP-001&quot; | PC | 2 | 0 | 0 | NO | 627.1067 | 99428.5063 | SIEMENS | 7MB1940-1HA01 |  | 02,22 | 1 |  |  |  | 02.26.12.008 |  |  |  |  | 41505 |  | 41914
8187 | 29200000TL | 03483 | EGC019010 | P | 58004914 | 58 | EGTL Spares | Mtce | 66 | 66S | VALVE: SOLENOID | 3/8 IN PIPE,4MM ORIFICE | Valve - On/Off, solenoid, actuated :&quot;24V,PVDF BODY,3/2-WAY,1 BAR,NPTF02.26.12.008 TYPE: GAS ANALYSIS SYSTEM 160-AE/AT-201,REFORMER PACKAGE 160-XP-001&quot; | PC | 2 | 0 | 0 | NO | 1328.59 | 212415.7143 | SIEMENS | 7MB1943-2BA67 |  | 02,22 | 1 |  |  |  | 02.26.12.008 |  |  |  |  | 41502 |  | 41914
8188 | 29200000TL | 03483 | EGC019016 | P | 58004916 | 58 | EGTL Spares | Mtce | 51 | 51Z | SET:FUSE | GAS ANALYSIS SYSTEM | Electric-Other : &quot;02.26.12.008 SET OF 10 PCS. REFORMER PACKAGE 160-XP-001&quot; | ST | 1 | 0 | 0 | NO | 532.2483 | 82620.9103 | SIEMENS | W9054-L1011-T125 |  | 01,10,22 | 1 |  |  |  | 02.26.12.008 |  |  |  |  | 41505
8189 | 29200000TL | 03483 | EGC018027 | P | 58004918 | 58 | EGTL Spares | Mtce | 56 | 56Z | KIT:HARDWARE | 3 SS MANWAY SA193 GR B8M | *OBS*Fastener-Stud B : &quot;STUDBOLT,(3) SS SA194-8 WASHER, 172-VD-020, MAN PART NUMBER 44163200,47143200,48140320 FOR 24 IN FLANGE, FOR COALESCER PACKAGE&quot; | KI | 5 | 0 | 0 | NO | 127.1063 | 19734.53 | FACET |  |  | 01,22 | 1 | 2BBC | 2BBC |  | 1012393 |  |  |  |  | 41248
8190 | 29200000TL | 03483 | EGC035034 | P | 58004966 | 58 | EGTL Spares | Mtce | 54 | 54A | KIT:BURNER | TYPE DLN-820 | Gaskets : FOR BOILER BURNERS,CONTAINS GASKET,PACKING,LADDER TAPE, 172-XP-001A/B/C, EGTL-TBW-PRO-DS-720014, BOILER | EA | 98 | 30 | 90 | NO | 630.4057 | 97895.7 | JOHN ZINK | L11000001C | SEE ADDITIONAL INFO | 01 | 1 |  |  |  | EGTL1-TBW-PRO-DS-720014 |  |  |  |  | 41209 | 41435
8191 | 29200000TL | 03483 | EGC042023 | P | 58005014 | 58 | EGTL Spares | Mtce | 53 | 53A | HOSE:GREASE GUN EXTENSION | 18 IN,NPT,4800 PSI,RBR | Fittings - Pipe - Carbon Steel :LUBRICATION SUPPLIES BM-000006 | EA | 1 | 0 | 0 | NO | 39.3054 | 6102.17 |  |  | 2162K14 | 01 |  | 2CAC | [7 empty] | 40915 | 44825
8192 | 29200000TL | 03483 | EG1015003 | P | 58005044 | 58 | EGTL Spares | Mtce | 51 | 51E | BLOCK: TERMINAL | 600V, 20A, 12 CIRCUIT | Electric Components - Conduit / Fitting :CAPTIVE SCREW TERMINAL, 14-18 AWG WIRE, PLASTIC BLOCK | EA | 10 | 0 | 0 | NO | 3.3 | 512.325 | IDEAL INDUSTRIES | 89-610 | 6YJ01 | 01 |  | 3CAC | [7 empty] | 40915 | 43626
8193 | 29200000TL | 03483 | EGC037019 | P | 58005077 | 58 | EGTL Spares | Mtce | 06 | 06Z | DESICCANT:BLUE INDICATOR | 2 KG 5 LB TIN | Chemicals - Other :. All chemicals and other hazardous materials must be accompained by the following; a) Safety data Sheet, SDS, (not more than 5 years old); b) Certificate of Analysis /Quality , COA/Q, c) All containers must be labelled with weather pro | EA | 1 | 1 | 2 | NO | 62.004 | 9625.5 |  |  | 2181K94 | 00 | 1 | 2CAC | [7 empty] | 40915 | 45281 | [5 empty] | -1 | 1
8194 | 29300000TL | 03483 | EGC024021 | P | 58005210 | 58 | EGTL Spares | Mtce | 56 | 56Z | ADHESIVE:50 GRAM BOTTLE | ADLOCK 250T, LOCTITE 242 | Fasteners / Hardware : EQUIVALENT | EA | 1 | 0 | 1 | YES | 54.5 | 22324.835 | LOCTITE | 24231 | 24231 | 01,12 |  | 2CAC | 2BBB | [6 empty] | 44156 |  | 44189
8195 | 29300000TL | 03483 | EGC024025 | P | 58005211 | 58 | EGTL Spares | Mtce | 56 | 56Z | ADHESIVE: SEALANT | 50 GRAM BOTTLE | Fasteners / Hardware : LOCTITE 603, LOCTITE 603 | EA | 1 | 0 | 1 | YES | 55 | 88423.5 | LOCTITE | 21440 | 21440 | 01,12 |  | 2CAC | [7 empty] | 43770 | 45530 | 45538 |  |  | -1 | 1
8196 | 29200000TL | 03483 | EGC024025 | P | 58005219 | 58 | EGTL Spares | Mtce | 56 | 56Z | COMPOUND: SEALING ANABOND 202 | 2 GRAM TUBE | Fasteners / Hardware : NOT AVAILABLE IN US, LOCTITE 41450 EQUIVALENT 1 OZ | EA | 8 | 0 | 0 | NO | 16.101 | 2499.69 | LOCTITE | 41450 | 41450 | 01 |  | 2CAC | [7 empty] | 40915
8197 | 29200000TL | 03483 | EGC044008 | P | 58005242 | 58 | EGTL Spares | Mtce | 51 | 51Z | RELAY:PNEUMATIC | DIRECT ACTING CONTACT | Electric-Other : &quot;11-30VDC COIL,SINGLE ACTING, ACTUATOR PORT A TO PNEUMATIC INPUT, TYPE C, ASSY, DVC, ELECTRONICS, 183-FV-502, 183-FV-503, 183-FV-508 RELAY &quot;&quot;C&quot;&quot; REQUIRE NO ADJUSTMENT, FISCAL METERING SKID&quot; | EA | 9 | 0 | 0 | NO | 264.9887 | 41139.5005 | FISHER | 38B5786X132 |  | 01,10,22 | 1 | 1AXX |  |  | EGTL1-DAN-INS-GA-830010 |  |  |  |  | 41245 | 45830 |  | -6 | 6 | -1 | 1
8198 | 29200000TL | 03483 | EGC024003 | P | 58005249 | 58 | EGTL Spares | Mtce | 54 | 54D | PACKING:GATE VALVE,24 IN | GRAPHITE, 105-HV-0001 | Packing / Glands / Stuffing Boxes : MOV GATE VALVES | EA | 2 | 1 | 2 | NO | 666.0429 | 103396.5 | TY | 251-RF-WCB-8 | W0010022PG | 01,22 | 1 |  |  |  | EGTL1-LWI-INS-DD-101024 |  |  |  |  | 40914
8199 | 29200000TL | 03483 | EGC024003 | P | 58005251 | 58 | EGTL Spares | Mtce | 54 | 54D | PACKING:GATE VALVE,16 IN | GRAPHITE | Packing / Glands / Stuffing Boxes : | EA | 2 | 0 | 0 | NO | 520.0335 | 80730 | TY | 351-RF-WCB-8 | W0010022PG | 01,22 | 1 | 2BBC |  |  | EGTL1-LWI-INS-DD-101024 |  |  |  |  | 40914
8200 | 29200000TL | 03483 | EGC024003 | P | 58005255 | 58 | EGTL Spares | Mtce | 54 | 54D | PACKING:GATE VALVE,14 IN | GRAPHITE | Packing / Glands / Stuffing Boxes : | EA | 2 | 1 | 2 | NO | 289.0186 | 44867.25 | TY | 251-RF-WCB-8 | W0010018PG | 01,22 | 1 | 2BBC |  |  | EGTL1-LWI-INS-DD-101025 |  |  |  |  | 40914
8201 | 29300000TL | 03483 | EGC043023 | P | 58005258 | 58 | EGTL Spares | Mtce | 66 | 66Z | KIT:MAINTENANCE,FOR GATE VALVE | CONTAINS O-RING,SEAL,SCREW | Valve-Other : 105-HV-0001, 120-HV-1031, 120-HV-2031, 135-XXV-0022A | EA | 1 | 0 | 1 | YES | 4856.98 | 1996850.1874 | ROTORK | MOD 11A (IQ70/90) | MOD 11A (IQ70/90) | 01,12,22 | 1 | 1AXX | 2BBC |  | EGTL1-LWI-INS-DS-101028 |  |  |  |  | 43770 |  | 44385
8202 | 29200000TL | 03483 | EGC043033 | P | 58005263 | 58 | EGTL Spares | Mtce | 51 | 51C | MOTOR: VALVE ACTUATOR,57 RPM | 460VAC,3PH,60HZ,150 LBS FT,F | Electric Components - Motor / Generator :15 MINUTE DUTY,FM CLASS 1 DIV1 GR CD T4 ENCLOSURE, FOR S/N HD310308/01, HD310301/01, HD310313/01, HD310302/01, METAL,135-XXV-0019, 150-HV-0007, 150-HV-0008, 150-H | EA | 2 | 1 | 2 | NO | 3198.8821 | 496626.44 | ROTORK |  | MODEL 5A | 01,011,19,22, | 1 | 2BAC |  |  | EGTL1-LWI-INS-DS-101028 |  |  |  |  | 40914 | 45167 | [5 empty] | 0 | 2
8203 | 29200000TL | 03483 | EGC043026 | P | 58005266 | 58 | EGTL Spares | Mtce | 51 | 51C | MOTOR: VALVE ACTUATOR,57 RPM | 460VAC,3PH,60HZ,50 LBS FT,F | Electric Components - Motor / Generator :15 MINUTE DUTY,FM CLASS 1 DIV1 GR CD T4 ENCLOSURE, FOR S/N HD310304/01, METAL, 150-HV-0019 | EA | 1 | 0 | 0 | NO | 3198.8821 | 496626.44 | ROTORK |  | MODEL 5A | 01,011,19,22, | 1 | 2BAC |  |  | EGTL1-LWI-INS-DS-101028 |  |  |  |  | 40914 | 44774
8204 | 29200000TL | 03483 | EGC024019 | P | 58005277 | 58 | EGTL Spares | Mtce | 51 | 51Z | SWITCH:VIBRATION,(2) SPDT | 125/250/480VAC,24/125/250VDC | Electric-Other : "15/0.5A,0.5/0.25A,1PH,60HZ,2NO-2NC,4-3/4 IN WD X 6 IN LG PLATE MOUNT, SPECIALITY, 105EA002A/105EA002B FRECUENCY RANGE: 0 TO 3600 RPM FULL SCALE VIBRATION RANGE: 5 G MOUNTING" | PC | 4 | 1 | 2 | NO | 1179.9155 | 278338.8712 | METRIX | 5550-221-321 | 5550-221-321 | 01,10 | 1 | 2AAA |  |  | EGTL1-BTT-MEC-DD-73-0324 |  |  |  |  | 40914 | 43399 | 43628
8205 | 29300000TL | 03483 | EGC018016 | P | 58005282 | 58 | EGTL Spares | Mtce | 56 | 56Z | COUPLING:A225,COMPOSITE | SET OF 8 SPIDERS | Fasteners / Hardware : | EA | 1 | 1 | 2 | YES | 1021.76 | 532759.74 | FLENDER | 2687 - 6780 - 01 |  | 01 | [9 empty] | 43770 | 45682 | 45719 | -1 | 1 | -1 | 1
8206 | 29300000TL | 03483 | EGC018014 | P | 58005297 | 58 | EGTL Spares | Mtce | 14 | 14I | RTD: ASSEMBLY | 3/4 IN NPT,6 IN INSERTION LG | Temperature and heat measuring instruments : COMPOSITE TYPE: "GEN SERVICE, DUAL RTDS & HEAD MNTD TRANSMITTERS"2.5 IN STEM LG,0.260 IN BORE,TAPERED SHANK,316 SS,DUAL RTD THERMOWELL ASSEMBLY WHERE U=6 IN T=2.5 IN , | EA | 1 | 0 | 1 | YES | 1230 | 1881715.5 | THERMO ELECTRIC | N6S3T3TT2.5R1DU1A | T1 RCA 1D ASSA5 | 22 | 1 |  |  |  | EGTL1-TRM-QAS-PX-000002-P |  |  |  |  | 43770 |  | 45807
8207 | 29200000TL | 03483 | EGC018014 | P | 58005302 | 58 | EGTL Spares | Mtce | 14 | 14I | THERMOWELL:TRANSMITTERS | 3/4 IN NPT,6 IN INSERTION LG | Temperature and heat measuring instruments : &quot;I = 0 IN STEM LG,0.260 IN BORE,TAPERED SHANK,316 SS, DUAL RTD ASSEMBLY WITH THERMOWELL WHERE U=6, COMPOSITE TYPE: GEN SERVICE, RTDS & HEAD MNTD TRANSMITTER&quot; | EA | 2 | 2 | 4 | NO | 730.7945 | 186070.5825 | THERMO ELECTRIC | N6S3T3TXR1DU1A | 1-3/8&QUOT;-12UNF*19 L | 02,22 | 1 | 2 |  |  | C/CD55761-S63212 |  |  |  |  | 41505 | 43970 | 42885
8208 | 29200000TL | 03483 | EGC023008 | P | 58005308 | 58 | EGTL Spares | Mtce | 14 | 14Z | HEAD:GEN SERVICE & TERMINAL | BLOCK,3/4 IN X 1/2 IN,ALUMINUM | Instruments - Other & Parts : COMPOSITE 3/4 IN - 1/2 IN ALUM HEAD X-PROOF NEMA 4, RTDS & HEAD MNTD TRANSMITTERS | EA | 5 | 0 | 0 | NO | 40.0258 | 6215.6 | THERMO ELECTRIC | N(WELL)R1DU1AH | N(WELL)R1DU1AH | 22 | 1 | 2BAA |  |  | C/CD55760/1/3-S63212 |  |  |  |  | 40914
8209 | 29200000TL | 03483 | EGC023007 | P | 58005309 | 58 | EGTL Spares | Mtce | 14 | 14Z | FITTING:DOUBLE ENDED,1/2IN NPT | FITTING,316 SS | Instruments - Other & Parts : &quot;GENERAL SERVICE HEAD TO WELL, DRILLED, COMPOSITE, MAN PART NO: NIPPLE EXTENSION ,1/2 IN NPT HEX. CONNECTION: NPT LENGTH: 2.0 IN HEX SIZE: 7/8 IN&quot; | EA | 7 | 1 | 5 | NO | 25.0161 | 3884.75 | THERMO ELECTRIC |  | SEE ADDITIONAL INFO | 01,22 | 1 | 2BAA |  |  | C/CD55760/1/4/5-S63212 |  |  |  |  | 40914 | 45966 |  | -1 | 1
8210 | 29200000TL | 03483 | EGC023008 | P | 58005310 | 58 | EGTL Spares | Mtce | 14 | 14Z | ELEMENT:DUAL RTD ELEMENT | I=9.25 I N,316 SS | Instruments - Other & Parts : DUAL RTD ELEMENT ONLY FOR THERMOWELL ASSEMBLY, WHERE U=3 IN T=2 IN, COMPOSITE | EA | 2 | 0 | 0 | NO | 175.563 | 27263.18 | THERMO ELECTRIC | N3S3T3TT2R1DU1AX | N3S3T3TT2R1DU1AX | 01,22 | 1 | 2BAA |  |  | C/CD55760-S63212 |  |  |  |  | 40914
8211 | 29200000TL | 03483 | EGC023008 | P | 58005311 | 58 | EGTL Spares | Mtce | 14 | 14Z | ELEMENT:GENERAL SERVICE | I=10.25 IN,316 SS | Instruments - Other & Parts : DUAL RTD ELEMENT ONLY FOR THERMOWELL ASSEMBLY WHERE U=5 IN T=1 IN, COMPOSITE | EA | 3 | 0 | 0 | NO | 126.51 | 24857.9499 | THERMO ELECTRIC | N5S3T3TT1R1DU1AX | N5S3T3TT1R1DU1AX | 01,22 | 1 | 2BAA |  |  | C/CD55760-S63212 |  |  |  |  | 40914 | 44126 | 42337
8212 | 29300000TL | 03483 | EGC023008 | P | 58005312 | 58 | EGTL Spares | Mtce | 14 | 14I | ELEMENT:GENERAL SERVICE | I=12.75 IN,316SS | Temperature and heat measuring instruments : DUAL RTD ELEMENT ONLY FOR THERMOWELL ASSEMBLY WHERE U=6 IN T=2.5 IN, COMPOSITE | EA | 2 | 1 | 2 | YES | 401.89 | 164939.6749 | THERMO ELECTRIC | N6S3T3TT2.5R1DU1AX | N6S3T3TT2.5R1DU1AX | 01,22 | 1 | 2BAA |  |  | C/CD55760-S63212 |  |  |  |  | 43770 | 44403 | 44407
8213 | 29200000TL | 03483 | EGC023008 | P | 58005313 | 58 | EGTL Spares | Mtce | 14 | 14I | ELEMENT:DUAL RTD ELEMENT | I=12.75 IN,316SS | Temperature and heat measuring instruments : DUAL RTD ELEMENT ONLY FOR THERMOWELL ASSEMBLY WHERE U=4 IN T=2.5 IN, COMPOSITE | EA | 2 | 1 | 2 | NO | 180.07 | 31743.6 | THERMO ELECTRIC | N4S3T3TT2.5R1DU1AX | N4S3T3TT2.5R1DU1AX | 01,22 | 1 | 2BAA |  |  | C/CD55760-S63212 |  |  |  |  | 40914 | 42085 | 42095
8214 | 29200000TL | 03483 | EGC023008 | P | 58005314 | 58 | EGTL Spares | Mtce | 14 | 14I | ELEMENT:DUAL RTD ELEMENT | I=14.25 IN,316SS | Temperature and heat measuring instruments : DUAL RTD ELEMENT ONLY FOR THERMOWELL ASSEMBLY WHERE U=6 IN T=4 IN, COMPOSITE | EA | 1 | 0 | 0 | NO | 129.65 | 32493.5313 | THERMO ELECTRIC | N6S3T3TT4R1DU1AX | N6S3T3TT4R1DU1AX | 01,22 | 1 | 2BAA |  |  | C/CD55760-S63212 |  |  |  |  | 40914 | 45279 | 42694 |  |  |  |  | -1 | 1
8215 | 29300000TL | 03483 | EGC023008 | P | 58005315 | 58 | EGTL Spares | Mtce | 14 | 14I | ELEMENT:DUL RTD ELEMENT | I=11.25 IN, 316SS | Temperature and heat measuring instruments : >THERMO ELECTRIC INTERNATIONAL CODE NUMBER N6S3T3TT1R1DU1AX, SF041-288, FOR THERMOWELL ASSEMBLY WHERE U=6 IN T=1 IN, COMPOSITE, PART NUMBER TE 830648-286 | EA | 2 | 1 | 2 | YES | 360.09 | 274575.8268 | THERMO ELECTRIC | TE 830648-286 | N6S3T3TT1R1DU1AX | 01,10,22 | 1 | 2BAA |  |  | C/CD55760-S63212 |  |  | N6S3T3TT1R1DU1AX | SSL153 | 43770 | 44670 | 44719
8216 | 29200000TL | 03483 | EGC023007 | P | 58005316 | 58 | EGTL Spares | Mtce | 14 | 14Z | THERMOWELL:3/4 IN NPT | 3 IN INSERTION LG,2 IN STEM LG | Instruments - Other & Parts : 0.260 IN BORE,TAPERED SHANK,316 SS,WELL ONLY GENERAL SEVICE, COMPOSITE | EA | 2 | 0 | 0 | NO | 214.821 | 63250.6319 | THERMO ELECTRIC | N3S3T3TT2R1DU1AW | N3S3T3TT2R1DU1AW | 22 | 1 | 2BAA |  |  | C/CD55760-S63212 |  |  |  |  | 40914 | 43342 | 43530
8217 | 29200000TL | 03483 | EGC023007 | P | 58005317 | 58 | EGTL Spares | Mtce | 14 | 14Z | THERMOWELL:3/4 IN PROCESS | 5 IN INSERTION LG,1 IN STEM LG | Instruments - Other & Parts : 0.260 IN BORE,TAPERED SHANK,316 SS, WELL ONLY GENERAL SERVICE, COMPOSITE | EA | 2 | 0 | 0 | NO | 38.5248 | 5982.52 | THERMO ELECTRIC | N5S3T3TT1R1DU1AW | N5S3T3TT1R1DU1AW | 22 | 1 | 2BAA |  |  | C/CD55760-S63212 |  |  |  |  | 40914
8218 | 29200000TL | 03483 | EGC023007 | P | 58005318 | 58 | EGTL Spares | Mtce | 14 | 14Z | THERMOWELL:3/4 IN PROCESS | 6 IN INSERTION LG, 2.5 IN STEM | Instruments - Other & Parts : 0.260 IN BORE,TAPERED SHANK,316 SS,WELL ONLY GENERAL SERVICE, COMPOSITE | EA | 1 | 0 | 0 | NO | 49.5319 | 7691.81 | THERMO ELECTRIC | N6S3T3TT2.5R1DU1AW | N6S3T3TT2.5R1DU1AW | 22 | 1 | 2BAA |  |  | C/CD55760/4-S63212 |  |  |  |  | 40914 | 44521
8219 | 29200000TL | 03483 | EGC023007 | P | 58005319 | 58 | EGTL Spares | Mtce | 14 | 14Z | THERMOWELL:3/4 IN PROCESS | 4 IN INSERTION LG,2.5 IN STEM | Instruments - Other & Parts : &quot;0.260 IN BORE,TAPERED SHANK,316 SS, WELL ONLY GENERAL SERVICE, COMPOSITE&quot; | EA | 2 | 0 | 0 | NO | 38.5248 | 5982.52 | THERMO ELECTRIC | N4S3T3TT2.5R1DU1AW | N4S3T3TT2.5R1DU1AW | 22 | 1 | 2BAA |  |  | C/CD55760-S63212 |  |  |  |  | 40914
8220 | 29200000TL | 03483 | EGC023007 | P | 58005320 | 58 | EGTL Spares | Mtce | 14 | 14Z | THERMOWELL:3/4 IN PROCESS | 6 IN INSERTION LG,2 IN STEM LG | Instruments - Other & Parts : 0.260 IN BORE,TAPERED SHANK,316 SS, WELL ONLYGENERAL SERVICE, COMPOSITE | EA | 2 | 0 | 0 | NO | 55.0354 | 8546.45 | THERMO ELECTRIC | N6S3T3TT2R4DU1AW | N6S3T3TT2R4DU1AW | 22 | 1 | 2BAA |  |  | C/CD55760-S63212 |  |  |  |  | 40914
8221 | 29200000TL | 03483 | EGC023007 | P | 58005321 | 58 | EGTL Spares | Mtce | 14 | 14Z | THERMOWELL:DUAL RTD ELEMENT | 6 IN INSERTION LG,1 IN STEM LG | Instruments - Other & Parts : 0.260 IN BORE,TAPERED SHANK,316 SS, WELL ONLY GENERAL SERVICE, COMPOSITE | EA | 2 | 0 | 0 | NO | 42.9276 | 6666.23 | THERMO ELECTRIC | N6S3T3TT1R1DU1AW | N6S3T3TT1R1DU1AW | 22 | 1 | 2BAA |  |  | C/CD55760/4-S63212 |  |  |  |  | 40914
8222 | 29200000TL | 03483 | EGC023008 | P | 58005322 | 58 | EGTL Spares | Mtce | 14 | 14I | ELEMENT:DUAL RTD ELEMENT | I=10.25 IN,316SS | Temperature and heat measuring instruments : DUAL RTD ELEMENT ONLY FOR THERMOWELL ASSEMBLY WHERE U=6 IN, COMPOSITE. Duplicated stock number deactivated | EA | 3 | 1 | 2 | NO | 230.7175 | 67181.6165 | THERMO ELECTRIC | N6S3T3TXR1DU1AX | N6S3T3TXR1DU1AX | 01,22 | 1 | 2BAA |  |  | C/CD55761-S63212 |  |  |  |  | 40914 | 43726 | 43605
8223 | 29200000TL | 03483 | EGC023008 | P | 58005323 | 58 | EGTL Spares | Mtce | 14 | 14Z | ELEMENT:DUL RTD ELEMENT | I=7.25 IN, 316SS | Instruments - Other & Parts : FOR THERMOWELL ASSEMBLY WHERE U=3 IN, COMPOSITE | EA | 2 | 1 | 2 | NO | 173.9119 | 27006.78 | THERMO ELECTRIC | N3S3T3TXR1DU1AX | N3S3T3TXR1DU1AX | 01,22 | 1 | 2BAA |  |  | C/CD55761-S63212 |  |  |  |  | 40975
8224 | 29200000TL | 03483 | EGC023007 | P | 58005324 | 58 | EGTL Spares | Mtce | 14 | 14Z | THERMOWELL:3/4 FT PROCESS | 6 IN INSERTION LG,0 STEM LG | Instruments - Other & Parts : 0.260 IN BORE,TAPERED SHANK,316 SS, WELL ONLY GENERAL SERVICE, COMPOSITE | EA | 1 | 0 | 0 | NO | 44.47 | 8738.2068 | THERMO ELECTRIC | N6S3T3TXR1DU1AW | N6S3T3TXR1DU1AW | 22 | 1 | 2BAA |  |  | C/CD55761/5-S63212 |  |  |  |  | 40914 | 44873 | 42362
8225 | 29200000TL | 03483 | EGC023007 | P | 58005325 | 58 | EGTL Spares | Mtce | 14 | 14Z | THERMOWELL:3/4 IN PROCESS | 3 IN INSERTION LG,0 STEM LG | Instruments - Other & Parts : &quot;0.260 IN BORE,TAPERED SHANK,316 SS, WELL ONLY GENERAL SERVICE, COMPOSITE&quot; | EA | 2 | 1 | 2 | NO | 26.417 | 4102.3 | THERMO ELECTRIC | N3S3T3TXR1DU1AW | N3S3T3TXR1DU1AW | 22 | 1 | 2BAA |  |  | C/CD55761/5-S63212 |  |  |  |  | 40914
8226 | 29200000TL | 03483 | EGC023008 | P | 58005327 | 58 | EGTL Spares | Mtce | 14 | 14I | ELEMENT | DUAL RTD ELEMENT | Temperature and heat measuring instruments : DUAL RTD ELEMENT ONLY FOR THERMOWELL ASSEMBLY WHERE U=1.5 IN, COMPOSITE | EA | 2 | 0 | 0 | NO | 207.9595 | 32286.935 | THERMO ELECTRIC | 830648-305 | N1.5(E21292A)N6R1DU1AX | 01,22 | 1 | 2BAA | 2CBC |  | C/CD55763 |  |  | N1.5(E21292A)N6R1DU1AX |  | 40914 | 41552 | 41791
8227 | 29200000TL | 03483 | EGC023007 | P | 58005329 | 58 | EGTL Spares | Mtce | 14 | 14Z | THERMOWELL:3/4 IN | 1.5 IN INSERTION LG, 3.0 IN | Instruments - Other & Parts : STEM LG, 0.275 IN BORE,TAPERED SHANK,316 SS, WELL ONLYSTEAM SERVICE, COMPOSITE | EA | 2 | 0 | 0 | NO | 36.3234 | 5640.66 | THERMO ELECTRIC | N1.5(E21292A)N6R1DU1AW | N1.5(E21292A)N6R1DU1AW | 22 | 1 | 2BAA |  |  | C/CD55763 |  |  |  |  | 40914
8228 | 29200000TL | 03483 | EGC023007 | P | 58005330 | 58 | EGTL Spares | Mtce | 14 | 14Z | THERMOWELL:1/2 IN FNPT | 4 IN INSERTION LG,3 IN STEM LG | Instruments - Other & Parts : 0.275 IN BORE,TAPERED SHANK,316 SS, WELL ONLYSTEAM SERVICE, 0.54 IN TIP, COMPOSITE, MAN PART NO: N4(E21292A)N6R1DU1AW 0.54 IN | EA | 2 | 0 | 0 | NO | 46.2298 | 7179.02 | THERMO ELECTRIC |  | SEE ADDITIONAL INFO | 22 | 1 | 2BAA |  |  | C/CD55763 |  |  |  |  | 40914
8229 | 29300000TL | 03483 | EGC023008 | P | 58005331 | 58 | EGTL Spares | Mtce | 14 | 14Z | ELEMENT:DUAL RTD ELEMENT | I-14.5 IN,316 SS | Instruments - Other & Parts : DUAL RTD ELEMENTONLY FOR THERMOWELL ASSEMBLY WHERE U=4 I INSERTION LENGTH: 4 IN | EA | 2 | 1 | 2 | YES | 420.82 | 650423.8062 | THERMO ELECTRIC |  | SEE ADDITIONAL INFO | 01,22 | 1 | 2BAA |  |  | C/CD55763 |  |  |  |  | 43770 | 45966 | 45826 | -1 | 1
8230 | 29200000TL | 03483 | EGC023008 | P | 58005332 | 58 | EGTL Spares | Mtce | 14 | 14Z | HEAD:GENERAL SERVICE | 3/4 IN X 1/2IN,ALUM, HEAD ONLY | Instruments - Other & Parts : HEAD ONLY, COMPOSITE, MAN PART NO N(WELL)R1DU1AH (WITH 644H), NEMA 4 | EA | 2 | 1 | 3 | NO | 40.0258 | 6215.6 | THERMO ELECTRIC |  | SEE ADDITIONAL INFO | 22 | 1 | 2BAA |  |  | C/CD55764/5 |  |  |  |  | 40914 | 45966 |  | -1 | 1
8231 | 29300000TL | 03483 | EGC023009 | P | 58005333 | 58 | EGTL Spares | Mtce | 14 | 14Z | TRANSMITTER:ROSEMOUNT, 644H | 4-20MA OUTPUT,24V SUPPLY | Instruments - Other & Parts : NOT PROGRAMMED, COMPOSITE, MAN PART NO: 644H TRANSMITTER | EA | 1 | 0 | 1 | YES | 1111.6667 | 1704968.4833 | THERMO ELECTRIC |  | SEE ADDITIONAL INFO | 05,22 | 1 | 2BAA |  |  | C/CD55764/5 |  |  |  |  | 43770 | 45889 | 45597 | -2 | 2
8232 | 29200000TL | 03483 | EGC023008 | P | 58005336 | 58 | EGTL Spares | Mtce | 14 | 14Z | ELEMENT:DUAL RTD ELEMENT | I=11.25 IN,316SS | Instruments - Other & Parts : DUAL RTD ELEMENT ONLY FOR THERMOWELL ASSEMBLY WHERE U = 6 IN T=1 IN, COMPOSITE | EA | 1 | 0 | 0 | NO | 176.6637 | 27434.1 | THERMO ELECTRIC | N6S3T3TT1R1DU1AX + 644H | N6S3T3TT1R1DU1AX + 644H | 01,22 | 1 | 2BAA |  |  | C/CD55764 |  |  |  |  | 40914 | 44267
8233 | 29200000TL | 03483 | EGC023008 | P | 58005337 | 58 | EGTL Spares | Mtce | 14 | 14Z | THERMOWELL:3/4 IN PROCESS | 9 IN INSERTION LG, 2.5 IN | Instruments - Other & Parts : STEM LG, 0.260 IN BORE,TAPERED SHANK,316SS WELL ONLY GENERAL SERVICE, COMPOSITE | EA | 1 | 0 | 0 | NO | 63.8411 | 9913.88 | THERMO ELECTRIC | N9S3T3TT2.5R1DU1AW + 644H | N9S3T3TT2.5R1DU1AW + 644H | 22 | 1 | 2BAA |  |  | C/CD55764 |  |  |  |  | 40914 | 44631
8234 | 29200000TL | 03483 | EGC023008 | P | 58005338 | 58 | EGTL Spares | Mtce | 14 | 14Z | THERMOWELL:1 IN PROCESS | 4 IN INSERTION LG,3 IN STEM LG | Instruments - Other & Parts : &quot;0.385 IN BORE,TAPERED SHANK,316SS, K TYPE DUAL GROUNDED THERMOCOUPLE ELEMENT FM APPROVED WITH THERMOWELL ASSEMBLY. U LENGTH = 4 IN TYPE: GENERAL SERVICE, K TYPE DUAL GROUNDED&quot; | EA | 1 | 0 | 0 | NO | 175.0126 | 27177.71 | THERMO ELECTRIC | N5S3T3TXR1DU1AX + 644H | N5S3T3TXR1DU1AX + 644H | 22 | 1 | 2BAA | 1BBB |  | C/CD55765 |  |  |  |  | 40975 | 42878
8235 | 29200000TL | 03483 | EGC023008 | P | 58005339 | 58 | EGTL Spares | Mtce | 14 | 14Z | THERMOWELL:3/4 IN PROCESS | 5 IN INSERTION LG,3 IN STEM LG | Instruments - Other & Parts : &quot;0.203 IN BORE,TAPERED SHANK,316 SS, TYPE K, DUAL UNGROUNDED, THERMOCOULE ELEMENT WITH THERMOWELL ASSEMBLY WHERE U=5 IN TYPE: GENERAL SERVICE&quot; | EA | 2 | 0 | 0 | NO | 173.9119 | 27006.78 | THERMO ELECTRIC | N3S3T3TXR1DU1AX + 644H | N3S3T3TXR1DU1AX + 644H | 22 | 1 | 2BAA |  |  | C/CD55765 |  |  |  |  | 40914
8236 | 29200000TL | 03483 | EGC023007 | P | 58005341 | 58 | EGTL Spares | Mtce | 14 | 14Z | THERMOWELL:3/4 IN PROCESS | 5 IN INSERTION LG,3 IN STEM LG | Instruments - Other & Parts : &quot;0.260 IN BORE,TAPERED SHANK,316 SS, WELL ONLY. GENERAL SERVICE, COMPOSITE&quot; | EA | 2 | 0 | 0 | NO | 26.417 | 4102.3 | THERMO ELECTRIC | N5S3T3TXR1DU1AW + 644H | N5S3T3TXR1DU1AW + 644H | 22 | 1 | 2BAA |  |  | C/CD55765 |  |  |  |  | 40975
8237 | 29200000TL | 03483 | EGC023008 | P | 58005342 | 58 | EGTL Spares | Mtce | 14 | 14I | HEAD:3/4 IN NPT,ALUMINUM | HEAD ONLY,USE WIT COLD BOX ASY | Temperature and heat measuring instruments : | EA | 2 | 0 | 0 | NO | 112.8255 | 17515.3363 | THERMO ELECTRIC | C(U)S3W2RDU1AH | C(U)S3W2RDU1AH | 22 | 1 | 2BAA |  |  | C/CD55245-S63212 |  |  |  |  | 40914 | 41622 | 41837
8238 | 29200000TL | 03483 | EGC023007 | P | 58005343 | 58 | EGTL Spares | Mtce | 14 | 14I | ELEMENT:DUAL RTD ELEMENT | I=10.4 IN,316SS | Temperature and heat measuring instruments : DUAL RTD ELEMENT ONLY FOR THERMOWELL ASSEMBLY WHERE U=6 IN, COMPOSITE | EA | 3 | 0 | 0 | NO | 225.1755 | 42612.1645 | THERMO ELECTRIC | C6S3W2RDU1AX | C6S3W2RDU1AX | 01,22 | 1 | 2BAA |  |  | C/CD55245-S63212 |  |  |  |  | 40914 | 43126 | 42296
8239 | 29200000TL | 03483 | EGC023007 | P | 58005344 | 58 | EGTL Spares | Mtce | 14 | 14Z | ELEMENT:DUAL RTD ELEMENT | I=7.4 IN,316SS | Instruments - Other & Parts : DUAL RTD ELEMENT ONLY FOR THERMOWELL ASSEMBLY WHERE U=3 IN, COMPOSITE | EA | 2 | 0 | 0 | NO | 201.7307 | 49782.484 | THERMO ELECTRIC | C3S3W2RDU1AX | C3S3W2RDU1AX | 01,22 | 1 | 2BAA |  |  | C/CD55245-S63212 |  |  |  |  | 40914 | 42652 | 43015
8240 | 29200000TL | 03483 | EGC023007 | P | 58005345 | 58 | EGTL Spares | Mtce | 14 | 14Z | ELEMENT:DUAL RTD ELEMENT | I=6.4 IN,316 SS | Instruments - Other & Parts : DUAL RTD ELEMENT FOR THERMOWELL ASSEMBLY WHERE U=2 IN, COMPOSITE | EA | 4 | 1 | 2 | NO | 151.8977 | 23588.2 | THERMO ELECTRIC | C2S3W2RDU1AX | C2S3W2RDU1AX | 01,22 | 1 | 2BAA |  |  | C/CD55245-S63212 |  |  |  |  | 40914
8241 | 29200000TL | 03483 | EGC023007 | P | 58005346 | 58 | EGTL Spares | Mtce | 14 | 14Z | THERMOWELL:1/2 IN NPS | 3 IN INSERTION LG,3 IN STEM LG | Instruments - Other & Parts : &quot;0.260 IN BORE,STRAIGHT SHANK,316 SS, WELL ONLY COLD SERVICE, COMPOSITE&quot; | EA | 2 | 0 | 0 | NO | 41.8269 | 6495.3 | THERMO ELECTRIC | C3S3W2RDU1AW | C3S3W2RDU1AW | 22 | 1 | 2BAA |  |  | C/CD55245-S63212 |  |  |  |  | 40914
8242 | 29200000TL | 03483 | EGC023007 | P | 58005347 | 58 | EGTL Spares | Mtce | 14 | 14Z | THERMOWELL:1/2 NPS PROCESS | 2 IN INSERTION LG,3 IN STEM LG | Instruments - Other & Parts : &quot;0.260 IN BORE,STRAIGHT SHANK,316 SS, WELL ONLY COLD SERVICE, COMPOSITE&quot; | EA | 4 | 0 | 0 | NO | 73.6174 | 11432.04 | THERMO ELECTRIC | C2S3W2RDU1AW | C2S3W2RDU1AW | 22 | 1 | 2BAA |  |  | C/CD55245-S63212 |  |  |  |  | 40914
8243 | 29200000TL | 03483 | EGC023007 | P | 58005348 | 58 | EGTL Spares | Mtce | 14 | 14I | ELEMENT:DUAL RTD ELEMENT | I=8.4 IN,316 SS | DUAL RTD ELEMENT ONLY FOR THERMOWELL ASSEMBLY WHERE U = 4 IN, TE-1226, TE-1227, TE-1228, TE-2223, TE-2226, TE-2227, TE-2228 | EA | 1 | 0 | 0 | NO | 152.7283 | 23717.18 | THERMO ELECTRIC | C4AW2RDU1AX/C4S3W2RDU1AX | C4AW2RDU1AX/C4S3W2RDU1AX | 01,22 | 1 | 2BAA | 1CCC |  | CCD55245-S59094 |  |  |  |  | 40914 | 45103 | [5 empty] | -1 | 1
8244 | 29200000TL | 03483 | EGC023007 | P | 58005349 | 58 | EGTL Spares | Mtce | 14 | 14I | ELEMENT:DUAL RTD ELEMENT | I=10.4 IN,316 SS | DUAL RTD ELEMENT FOR THERMOWELL ASSEMBLY WHERE U = 6 IN, TE-1225, TE-1235, TE-2224, TE-2225, TE-2235 | EA | 1 | 0 | 0 | NO | 153.829 | 23888.1 | THERMO ELECTRIC | C6AW2RDU1AX | C6AW2RDU1AX | 01,22 | 1 | 2BAA | 1CCC |  | CCD55245-S59094 |  |  |  |  | 40914 | 43630
8245 | 29200000TL | 03483 | EGC023007 | P | 58005352 | 58 | EGTL Spares | Mtce | 14 | 14I | ELEMENT:DUAL RTD ELEMENT | I=7.4 IN,316 SS | DUAL RTD ELEMENT ONLY FOR THERMOWELL ASSEMBLY WHERE U = 3 IN | EA | 2 | 0 | 0 | NO | 152.1779 | 23631.71 | THERMO ELECTRIC | C3AW2RDU1AX | C3AW2RDU1AX | 01,22 | 1 | 2BAA | 1CCC |  | CCD55245-S59094 |  |  |  |  | 40914
8246 | 29200000TL | 03483 | EGC023023 | P | 58005353 | 58 | EGTL Spares | Mtce | 14 | 14I | ELEMENT:SURFACE MOUNT DUAL RTD | L=1181 FT,ALUMINUM | SURFACE MOUNT DUAL RTD ELEMENT | EA | 2 | 0 | 0 | NO | 336.8167 | 52304.27 | THERMO ELECTRIC | G118XRD | G118XRD | 01,22 | 1 | 2BAA | 1CCC |  | CCD55221-S59094 |  |  |  |  | 40914
8247 | 29200000TL | 03483 | EGC023008 | P | 58005354 | 58 | EGTL Spares | Mtce | 14 | 14I | ELEMENT:DUAL RTD ELEMENT | I=5.25 IN,316SS | DUAL RTD ELEMENT ONLY DOE THERMOWELL ASSEMBLY WHERE U=1.0 | EA | 2 | 0 | 0 | NO | 147.2553 | 32060.6405 | THERMO ELECTRIC | N1.0S3T3TXR1DU1AX | N1.0S3T3TXR1DU1AX | 01,22 | 1 | 2BAA | 0AAA |  | CCD55248 |  |  |  |  | 40914 | 42772 | 43015
8248 | 29200000TL | 03483 | EGC023007 | P | 58005356 | 58 | EGTL Spares | Mtce | 14 | 14I | THERMOWELL:1/2 NPS PROCESS | 4 IN INSERTION LG,3 IN STEM LG | &quot;0.260 IN BORE,STRAIGHT SHANK,316SS, WELL ONLY COLD SERVICE, TE-2226&quot; | EA | 2 | 0 | 0 | NO | 117.0253 | 18172.86 | THERMO ELECTRIC | C4S3W2RDU1AW | C4S3W2RDU1AW | 22 | 1 | 2BAA | 1CCC |  | CCD55245-S59094 |  |  |  |  | 40914
8249 | 29200000TL | 03483 | EGC023008 | P | 58005357 | 58 | EGTL Spares | Mtce | 14 | 14I | THERMOWELL:1/2 IN NPS PROCESS | 6 IN INSERTION LG,3 IN STEM LG | &quot;0.260 IN BORE,STRAIGHT SHANK,ALUMINUM 5083, WELL ONLY COLD SERVICE ALUM, TE-1225, TE-1235, TE-2224, TE-2225, TE-2235&quot; | EA | 2 | 0 | 0 | NO | 131.4846 | 20418.25 | THERMO ELECTRIC | C6AW2RDU1AW | C6AW2RDU1AW | 22 | 1 | 2BAA | 1CCC |  | CCD55245-S59094 |  |  |  |  | 40914
8250 | 29200000TL | 03483 | EGC023007 | P | 58005359 | 58 | EGTL Spares | Mtce | 14 | 14I | THERMOWELL:1/2 IN NPS PROCESS | 3 IN INSERTION LG,3 IN STEM LG | &quot;0.260 IN BORE,STRAIGHT SHANK,ALUMINUM 5083, WELL ONLY COLD SERVICE ALUM, TE-2234&quot; | EA | 2 | 0 | 0 | NO | 114.4237 | 17768.85 | THERMO ELECTRIC | C3AW2RDU1AW | C3AW2RDU1AW | 22 | 1 | 2BAA | 1CCC |  | CCD55245-S59094 |  |  |  |  | 40914
8251 | 29200000TL | 03483 | EGC023007 | P | 58005360 | 58 | EGTL Spares | Mtce | 14 | 14I | THERMOWELL:3/4 IN NPT PROCESS | 1 IN INSERTION LG, I=0 IN | &quot;STEM LG, 0.260 IN BORE,TAPERED SHANK,316 SS, WELL ONLY GENERAL SERVICE, TE-2291A&quot; | EA | 2 | 0 | 0 | NO | 39.4754 | 6130.14 | THERMO ELECTRIC | N1.0S3T3TXR1DU1AW | N1.0S3T3TXR1DU1AW | 22 | 1 | 2BAA | 1CCC | [6 empty] | 40914
8252 | 29200000TL | 03483 | EGC023008 | P | 58005361 | 58 | EGTL Spares | Mtce | 10 | 10D | HEAD:CONDUIT OUTLET BOX,3/4 IN | ALUMINUM, HEAD ONLY ASSY | TE-1224, TE-1225, TE-1226, TE-1227, TE-1228, TE-1229, TE-1233, TE-1234, TE-1235, TE-2223, TE-2224, TE-2225, TE-2226, TE-2227, TE-2228, TE-2229, TE-2233, TE-2234, TE-2235 | EA | 2 | 0 | 0 | NO | 45.029 | 6992.55 | THERMO ELECTRIC | C_A/S3W2RDU1AH | C_A/S3W2RDU1AH | 01,22 | 1 | 2BAA | 1CCC |  | CCD55245-S59094 |  |  |  |  | 40914
8253 | 29200000TL | 03483 | EGC023008 | P | 58005362 | 58 | EGTL Spares | Mtce | 10 | 10D | HEAD:3/4 IN X 1/2 IN ALUM | HEAD NEMA 4,3/4 IN,ALUMINUM | HEAD ONLY ASSY, TE-2291A | EA | 2 | 0 | 0 | NO | 45.029 | 6992.55 | THERMO ELECTRIC | N1.0S3T3TXR1DU1AH | N1.0S3T3TXR1DU1AH | 22 | 1 | 2BAA | 1CCC |  | CCD55248 |  |  |  |  | 40914 | 41622
8254 | 29200000TL | 03483 | EGC018014 | P | 58005364 | 58 | EGTL Spares | Mtce | 14 | 14I | ELEMENT:DUAL RTD ELEMENT | I=8.4 IN,316 SS | Temperature and heat measuring instruments : DUAL RTD ELEMENT ONLY FOR THERMOWELL ASSEMBLY WHERE U = 4 IN, COMPOSITE, RTDS & HEAD MNTD TRANSMITTERS part numberC4.0AW2RDU1AX/C4.0S3W2RDU1AX | EA | 2 | 0 | 0 | NO | 344.4053 | 64574.3775 | THERMO ELECTRIC | C4.0AW2RDU1AX/C4.0S3W2RDU | T1.5 * OD 42 * ID 36 | 01,22 | 1 |  |  |  | CCD55245-S59094 |  |  |  |  | 41505 |  | 42049
8255 | 29200000TL | 03483 | EGC022027 | P | 58005368 | 58 | EGTL Spares | Mtce | 10 | 10D | REPEATER: CONTROLNET FIBER | OPTIC, 5M BITS/SECOND | TELECOM EQUIPMENT : CONTROLNET, MEDIUM | EA | 2 | 0 | 0 | NO | 1817.1694 | 282188.24 | ALLEN BRADLEY | 1786-RPFM | 1786-RPFM | 22 | 1 | 3CAC |  |  | EGTL1-POW-ELE-FS-008229 |  |  |  |  | 40975
8256 | 29200000TL | 03483 | EGC019009 | P | 58005403 | 58 | EGTL Spares | Mtce | 51 | 51D | SPUD:BOSS,1 IN FNPT,SS | CONNECTORS | Electric Components - Wire / Cable : SP14942, SP14943, SP14944, SP14945, SP14946, SP14947, SP14948, SP24943, SP24944, SP24945, SP24946, SP24947, SP24948, SP14942, SP14943, SP14944, SP14945, SP14946, SP14947, SP14948, SP24943, SP24944, SP24945, S | EA | 3 | 0 | 0 | NO | 60.2201 | 9349.16 | PHOENIX BEATTIE | DXRGB13 | DXRGB13 | 22 | 1 | 3CAC |  |  | PA41380-D04-002 |  |  |  |  | 40975
8257 | 29200000TL | 03483 | EGC031021 | P | 58005421 | 58 | EGTL Spares | Mtce | 66 | 66Z | KITS: ACTUATOR | MECH.SEAL: O-RINGS, GASKET | Valve - Actuator & Positioner: YOKE ACTUATOR PART NUMBER 16060021 MODEL NUMBER ROTORK - GP-160C-585A/C3 WGB160KITS:- O-RINGS- NBR, FLANGE GASKETS-VAPORFLEX/SASTD TEMP, GP/GH RANGE CENTER BDY 160 SIZE. | EA | 2 | 0 | 0 | NO | 1723.6509 | 267586.955 | ROTORK FLUID SYSTEM | GP-160C-585A/C3 |  | 01,22 | 1 | 2CAB | 1BBB |  | PAGE 9 PUBL. F130E 10/04 |  |  | WGB160-GP |  | 41310 |  | 41800
8258 | 29200000TL | 03483 | EGC031016 | P | 58005422 | 58 | EGTL Spares | Mtce | 66 | 66Z | KIT:SEAL | FOR GP RANGE,CYLINDER | Valve-Regulators : &quot;CONTAINS VAPORFLEX/SA,PTFE/GRAPHITE,NBR,NBR/PTFE/GRAPHITE,STANDARD TEMPERATURE, 585 SIZE 120-XXV-0091, 105-XXV-0002 ROTORK - WGCP585&quot; | EA | 1 | 0 | 0 | NO | 1465.8495 | 227499.85 | ROTORK | WGCP585 |  | 01,22 | 1 | 2CAB | 1BBB |  | PAGE 9 PUBL. F130E 10/04 |  |  |  |  | 40914
8259 | 29200000TL | 03483 | EGC030032 | P | 58005424 | 58 | EGTL Spares | Mtce | 54 | 54B | KIT:SEAL,PNEUMATIC CYLINDER | SEAL KIT, ROTORK | FOR PNEUMATIC ACTUATOR,CONTAINS (2) VAPORFLEX/SA FLG GASKET,PTFE/GRAPHITE SLIDING RING,NBR O-RING,(2) NBR O-RING,NBR/PTFE/ GRAPHITE SEAL WASHER, 685A, 130-XXV-1002 | KI | 2 | 0 | 0 | NO | 1622.91 | 495312.132 | ROTORK | WGCP685 | WGCP685 | 01,22 | 1 | 1CAB | 1CCC |  | SEE ITEM NOTE |  |  |  |  | 40914 | 42727 | 42762
8260 | 29200000TL | 03483 | EGC022008 | P | 58005692 | 58 | EGTL Spares | Mtce | 53 | 53A | NIPPLE: SWAGE 1-1/2 IN | X 3/4 IN, PLAIN, 1-1/2 IN LG | Fittings - Pipe - Carbon Steel :CONCENTRIC SEAMLESS, SCH 160, CS, ASTM A234, GR WPBS, MSS SP-95 1016 | EA | 21 | 8 | 25 | NO | 6.38 | 990.495 | WILSON SUPPLY | SEE DESCRIPTION |  | 02,21,22 |  | 2CAC | [7 empty] | 40915 | 45178 | [5 empty] | -3 | 2
8261 | 29200000TL | 03483 | EGC023022 | P | 58005763 | 58 | EGTL Spares | Mtce | 53 | 53A | COUPLING: PIPE 1/2 IN, FNPT | 3000 LB | Fittings - Pipe - Carbon Steel :GALV CS, ASTM A105, UNS K03504, ASME B16.11, 1087 | EA | 54 | 0 | 0 | NO | 1.211 | 188.02 | WILSON SUPPLY | SEE DESCRIPTION |  | 01,02 |  | 2CAC | [7 empty] | 40915 | 42702
8262 | 29200000TL | 03483 | EGC023018 | P | 58005818 | 58 | EGTL Spares | Mtce | 66 | 66P | VALVE: BALL,1/2 IN X 3/4 IN | 6000 LB @ 204 DEG C,PTFE SEATS | Valve - Control : 14 FNPT X 14 MNPT,316 SS BODY,316 SS TRIM, REDUCED PORT,BLOCK & BLEED FLOATING,HAND LEVER OPERATED,-54 TO 200 DEG C,GRAPHOIL PACKING, 10MM BALL ORIFICE X 1/4 IN VENT PORT, M/N | EA | 7 | 0 | 0 | NO | 368.2528 | 57183.52 | R.T.I. | HPM6L 5212 M8F4F3P | / | 02,22 | 1 | 1BBC |  |  | &QUOT;EGTL1-UNI-INS- DD-7 |  |  |  |  | 40914 | 41741
8263 | 29200000TL | 03483 | EGC018020 | P | 58005823 | 58 | EGTL Spares | Mtce | 66 | 66Z | KIT:SOFT REPAIR | FOR PRESSURE REGULATORS | Valve-Other : CONTAINS PCTFE VALVE SEAT, TEFLON FRICTION SLEEVE COMPOSITE, 110-PCV-1401A/B, 110-PCV-1403A, 110-PCV-1404A, 110-PCV-1404B, 110-PCV-1405A, 110-PCV-2401A, 110-PCV-2401B, 110-PCV- | KI | 4 | 0 | 0 | NO | 151.75 | 23559.19 | TESCOM | 48.003.0006 | 48.003.0006 | 01,22 | 1 | 1AXX | [7 empty] | 40975 | 46030 |  | -1 | 1
8264 | 29200000TL | 03483 | EGC020017 | P | 58005860 | 58 | EGTL Spares | Mtce | 54 | 54A | O-RING:IMPELLER,34.56MM ID | 36.34MM OD,TEFLON,2-028 | Gaskets : TEFLON,2-028, AS568-28, 171-PC-046 A/B, 171-PC-002 A/B, 171-PC-047 A/B,CROSS REF DWG: A744F990C,A744F991C,A744F992C,A744F993C | EA | 5 | 5 | 10 | NO | 19.2172 | 2983.9575 | ITT CORPORATION | C02495A28 6359 | 202125-2-SOFT | 01 | 1 | 3CAC | [7 empty] | 40914 | 45202 | 41416 |  |  |  |  | -2 | 2
8265 | 29200000TL | 03483 | EGC033006 | P | 58005880 | 58 | EGTL Spares | Mtce | 76 | 76F | COLLAR:CASING/IMPELLER | CARBON TEFLON,CSG TEFM WP RDSN | Pump - Centrifugal - Parts : COLLAR , PART. NO. B00590B03 0000, TAGS. REF. 171-PX-050 A/B, EQUIPMENT: CENTRIFUGAL PUMPS | EA | 2 | 0 | 1 | NO | 185.85 | 56948.157 | ITT GOULDS | B00590B03 0000 | B00590B03 0000 | 22 | 1 | 2CAC |  |  | 442773-2 |  |  |  |  | 40914 | 43680 | 43721
8266 | 29200000TL | 03483 | EGC033012 | P | 58005893 | 58 | EGTL Spares | Mtce | 66 | 66S | KIT:REPAIR,END CAP O-RING | FOR PNEUMATIC ACTUATOR | Valve - Actuator & Positioner: CONTAINS END CAP,END CAP BOLT,END CAP WASHER, CROSS REF DWG: TYCO PREMIAIR PNEUMATIC ACTUATOR CATALOGUE, SH.3, MAN PART NO: PREMIAIR KIT 025 (SHEET 1), SUPP PART NO: PREMIAIR KIT 025 | EA | 1 | 2 | 3 | NO | 231.1133 | 64834.3667 | TYCO VALVES |  | SEE ADDITIONAL INFO | 01,22 | 1 | 1AXX | 1BBB |  | SEE ITEM NOTE |  |  |  |  | 40914 | 45852 | 43230 | -1 | 1 |  |  | -1 | 1
8267 | 29200000TL | 03483 | EGC036015 | P | 58005897 | 58 | EGTL Spares | Mtce | 66 | 66Z | SHAFT: NAMUR, ALUMINUM | HOUSING TOPWORK SERIES | VALVE TOP MODEL DXP (C.E./ TOPWORK, DXP-L2-1-G-N-4-B) | EA | 1 | 0 | 0 | NO | 846.0548 | 131350 |  |  |  | 00 |  |  | 1CCC | [6 empty] | 41623 | 45342 |  |  |  | -1 | 1
8268 | 29300000TL | 03483 | EGC032015 | S | 58005900 | 58 | EGTL Spares | Mtce | 51 | 51Z | SENSOR: CONDUCTIVITY | 0.01 CELL CONSTANT,3.1M (10FT) | Electric-Other : CABLE LG,1-1/4 IN NPT FULL PORT BALL VALVE, 316SS, M/N 402-11 171-AT-0308/0309, 171-AT-0303/0304 | EA | 1 | 0 | 1 | YES | 2595 | 3786208.8 | EMERSON | 402-11 |  | 01,22 | 1 | 3CDC |  |  | IM574-4 |  |  |  |  | 45317 |  | 45896
8269 | 29200000TL | 03483 | EGC020019 | P | 58005903 | 58 | EGTL Spares | Mtce | 54 | 54D | PACKING:RING SET,1IN X 1-3/8IN | PACKING SET,2 RINGS,TFE-CARBON | Packing / Glands / Stuffing Boxes : &quot;PART. NO. 12A8832X022 PACKING,SET FOR CONTROL VALVES MODEL V300B-6 IN 1052/40 TAG. REF. 171-FV-0511, 5290 SUPPLIER REF 16&quot; | ST | 7 | 0 | 0 | NO | 83.8446 | 13019.65 | EMERSON | 12A8832X022 | 12A8832X022 | 01,22 | 1 | 2BAB |  |  | 5290 |  |  |  |  | 40914
8270 | 29200000TL | 03483 | EGC020016 | P | 58005904 | 58 | EGTL Spares | Mtce | 65 | 65A | PIN:GROOVE,12MM DIA | 18MM LG,SS S31600, TYPE 24 | Tools - Hand / Power :EQUIPMENT: SOLENOID VALVES AND SILECER | EA | 1 | 0 | 0 | NO | 23.9607 | 3719.9 | EMERSON | 18A6138X012 | 18A6138X012 | 01,22 | 1 | 2BAB |  |  | 5290 |  |  |  |  | 40914
8271 | 29200000TL | 03483 | EGC036005 | P | 58005908 | 58 | EGTL Spares | Mtce | 54 | 54D | PACKING: RING SET(3 RINGS) | 1.125 IN X 0.75 IN,TFE-CARBON | Packing / Glands / Stuffing Boxes : FOR CONTROL VALVE,TFE V-RING | EA | 5 | 0 | 0 | NO | 28.2629 | 4387.8184 | FISHER CONTROLS | 12A8995X022 |  | 01,22 | 1 | 1AXX |  |  | FORM 5343 |  |  |  |  | 40914 | 43937
8272 | 29200000TL | 03483 | EGC020012 | P | 58005913 | 58 | EGTL Spares | Mtce | 66 | 66F | RING:VALVE SEAT,75MM DIA | 316L-A FMS 20B6 | Valve - Parts & Accessories :RING VALVE STYLE: CONTROLVALVE SIZE: 3IN CLASS 300 | EA | 2 | 0 | 0 | NO | 525.5415 | 81651.79 | EMERSON | GE12610X012 | GE12610X012 | 01,22 | 1 | 2BAB |  |  | 5770 |  |  |  |  | 40914
8273 | 29200000TL | 03483 | EGC036004 | P | 58005924 | 58 | EGTL Spares | Mtce | 53 | 53A | NUT: LOCK,SHAFT,M30 DIA,1.5MM | SS,R70,GR 90B, 171-CB-072 A/B | *OBS*Fastener-Other : MAN PART NO: 26 (ES 45/2P-RVP80, ES 35/2P RVP80), SUPP PART NO: 26 (ES 45/2P-RVP80, ES 35/2P RVP80) | EA | 2 | 0 | 0 | NO | 14.3764 | 2231.94 | ROBUSCHI |  | SEE ADDITIONAL INFO | 01,21,22 | 1 | 2CAC |  |  | 276055-0001275978- |  |  |  |  | 40914 | 44608
8274 | 29200000TL | 03483 | EGC036004 | P | 58005925 | 58 | EGTL Spares | Mtce | 56 | 56Z | SCREW:CAP,10MM DIA,30MM LG,STL | 1.25MM,HEX HD,DIN 961,GR 8.8 | *OBS*Fastener-BottWa : &quot;MAN PART NO: 27B (ES 45/2P-RVP80, ES 35/2P RVP80) TAGS REF. 171-CB-072 A/B UNI 5739&quot; | EA | 2 | 0 | 0 | NO | 7.1882 | 1115.97 | ROBUSCHI |  | SEE ADDITIONAL INFO | 02,21,22 | 1 | 2CAC | 2CAC |  | 276055-0001275978- |  |  |  |  | 40914
8275 | 29200000TL | 03483 | EGC020019 | P | 58005987 | 58 | EGTL Spares | Mtce | 54 | 54B | O-RING | TEFLON | Seals : (TYCO/ ANDERSON GREENWOOD P014-01-285) | EA | 2 | 0 | 0 | NO | 54.9965 | 8538.75 | TYCO/ ANDERSON GREENWOOD | P014-01-285 |  | 01 |  |  | 2CBC | [6 empty] | 41560
8276 | 29200000TL | 03483 | EGC033030 | P | 58006004 | 58 | EGTL Spares | Mtce | 66 | 66W | VALVE:NEEDLE, 1/4 IN,3435 PSIG | 0.172 IN ORIFICE, 316 SS BODY | Valve - Needle : MANUAL OPERATED,450°F, 10-03743T, 10-03743F, 10-03743G, 10-03743J, 10-03743N, 10-03743E, 10-03743M, TYPE: PRESSURE CONTROL, 10-03743T, 10-03743F, 10-03743G | PC | 3 | 0 | 0 | NO | 94.36 | 14649.39 | SWAGELOK | 4-00469AT |  | 02,22 | 1 | 2BAC |  |  | SEE ADDITIONAL INFO |  |  |  |  | 40975 | 45743 | 41694 | -1 | 1
8277 | 29300000TL | 03483 | EGC033025 | P | 58006005 | 58 | EGTL Spares | Mtce | 66 | 66Z | VALVE: NEEDLE 1/4 IN,3435 PSIG | 316 SS BODY,MANUAL OPERATED | Valve-Other : SWAGELOK SS INTEGRAL BONNET NEEDLE VALVE, 0.37 CV, 1/4 IN. SWAGELOK TUBE FITTING, VEE STEM, SOUR GAS SERVICE, FLOW PART / PATTERN : STANDARD (2-WAY)/ 2-WAY, SHUTOFF, STRAIGHT. | PC | 1 | 0 | 1 | YES | 315.65 | 484286.0125 | SWAGELOK | SS-1RS4-SG | SS-1RS4-SG | 04,22 | 1 | 2BAC | [7 empty] | 43770 | 45364 | 45581 |  |  | -1 | 1
8278 | 29200000TL | 03483 | EGC033030 | P | 58006006 | 58 | EGTL Spares | Mtce | 66 | 66O | VALVE: CHECK 1/2 IN, 3000 PSIG | 316 SS BODY | Valve - Check : SS Poppet, Fixed Pressure, 25 psig (1.8 bar) | PC | 2 | 0 | 0 | NO | 193.8476 | 39718.7359 | SWAGELOK | SS-8C-25 |  | 02,22 | 1 | 2BAC |  |  | 10-03743T |  |  |  |  | 40975 | 45256 | 43610 |  |  |  |  | -2 | 1
8279 | 29200000TL | 03483 | EGC033031 | P | 58006007 | 58 | EGTL Spares | Mtce | 66 | 66O | VALVE: CHECK 1/4 IN,2185 PSIG | 316 SS COAT BODY, SS | Valve - Check : 375°F, 10-03743E, 10-03743A, 10-03743B, 10-03743G, 10-03743G, 10-03743J, 10-03743N, 10-0374F, 10-03743C, 10-03743E, 10-03743A, 10-03743B, 10-03743G, | PC | 7 | 0 | 0 | NO | 81.8214 | 14196.159 | SWAGELOK | 4-01479AT |  | 02,22 | 1 | 2BAC |  |  | SEE ADDITIONAL INFO |  |  |  |  | 40975 | 44543 | 42108
8280 | 29200000TL | 03483 | EGC033030 | P | 58006008 | 58 | EGTL Spares | Mtce | 66 | 66O | VALVE: CHECK 1/4 IN,4280 PSIG | MONEL BODY, NACE | SIZE: 250CX 250C, 4-01479WT, JE0586001, PART NUMBER/SERIES M-CHS4-SG, -1-7192, MTUL 1PSIG-7192, ALLOY 400 SOUR GAS SERVICE POPPET CHECK VALVE, [6000 PSIG (413 BAR)] 1/4 IN. SWAGELOK TUBE FITTING, 1/3 PSIG (0.03 BAR). | PC | 4 | 0 | 0 | NO | 298.349 | 76349.1195 | SWAGELOK | M-CHS4-SG | 4-01479WT | 04,22 | 1 | 2BAC |  |  | 10-03743C |  |  | 4-01479WT |  | 40975 | 42545 | 42860
8281 | 29200000TL | 03483 | EGC033030 | P | 58006009 | 58 | EGTL Spares | Mtce | 66 | 66P | VALVE:NEEDLE, 1/4 IN,4130 PSIG | 0.156 IN ORIFICE,316 SS BODY | MANUAL OPERATED 450?F, 10-03743F, 10-03743D, 10-03743T, 10-03743M, TYPE: INLET. | EA | 7 | 0 | 0 | NO | 201.2748 | 46037.5 | SWAGELOK | SS-3NBFS4 |  | 02,22 | 1 | 2BAC |  |  | SEE ADDITIONAL INFO |  |  |  |  | 40975 | 43911 | 42762
8282 | 29200000TL | 03483 | EGC033030 | P | 58006010 | 58 | EGTL Spares | Mtce | 66 | 66F | VALVE:NEEDLE, 1/4 IN,6000 PSIG | 0.156 IN ORIFICE,316 SS BODY | *OBS*Valve-Wellhead : MANUAL OPERATED,100�F, TYPE: LIQUID SAMPLE THROTTLING | PC | 8 | 2 | 3 | NO | 206.668 | 60098.2651 | SWAGELOK | 4-01856CT |  | 02,22 | 1 | 2BAC | 2BAC |  | SEE ADDITIONAL INFO |  |  |  |  | 40975 | 45432 | 43340 |  |  | -6 | 2
8283 | 29200000TL | 03483 | EGC033026 | P | 58006015 | 58 | EGTL Spares | Mtce | 66 | 66F | VALVE: CHECK 1/4 IN,3435 PSIG | 316 SS BODY,SS,1/4 IN PORT | *OBS*Valve-Wellhead : LIFT CHECK VALVE,450°F, AD HOC, 10-03743E, 10-03743A, 10-03743B, 10-03743G, 10-03743N, 10-03743C, 10-03743J, 10-03743M, 10-03743F | PC | 27 | 15 | 30 | NO | 205.0396 | 31834.45 | SWAGELOK | 4-03599BT |  | 02,22 | 1 | 2BAC | 2BAC |  | SEE ADDITIONAL INFO |  |  |  |  | 40975 | 44543
8284 | 29200000TL | 03483 | EGC033025 | P | 58006016 | 58 | EGTL Spares | Mtce | 66 | 66O | VALVE: CHECK 1/2 IN,3280 PSIG | 316 SS BODY,316 SS,1/2 PORT | Valve - Check : SS-58S8 (SS LIFT CHECK VALVE, 2.20 CV, ? IN. SWAGELOK TUBE FITTING) LIFT CHECK VALVE,900?F, MP STEAM | PC | 1 | 0 | 0 | NO | 349.61 | 58219.1117 | SWAGELOK | SS-5858 |  | 02,22 | 1 | 2BAC |  |  | 10-03743K |  |  |  |  | 40975 | 44082 | 42239
8285 | 29200000TL | 03483 | EGC033030 | P | 58006017 | 58 | EGTL Spares | Mtce | 66 | 66O | VALVE: CHECK 3/4 IN,3280 PSIG | 316 SS BODY,3/4 IN PORT | Valve - Check : LIFT CHECK VALVE, 900?F, PART NUMBER 4-04525KT REPLACED WITH SS-58S12 | PC | 1 | 0 | 0 | NO | 937.5749 | 228199.875 | SWAGELOK | 952631001 |  | 02,22 | 1 | 2BAC |  |  | 10-03743P |  |  | SS-58S12 |  | 40975 | 44838 | 42516
8286 | 29200000TL | 03483 | EGC033030 | P | 58006020 | 58 | EGTL Spares | Mtce | 66 | 66F | VALVE:THERMAL SHUT-OFF | 1/2 IN,3000 PSI,0.500P, 316 SS | *OBS*Valve-Wellhead : BODY,TEMPERATURE OPERATED,150°F, :10-03743A, 10-03743J, 10-03743F, 10-03743E, 10-03743D, 10-03743T, 10-03743M, 10-03743A, 10-03743J, 10-03743F, 10-03743E, 10-03743D, | PC | 4 | 0 | 0 | NO | 800.1546 | 124232 | THERM-OMEGA | 4-04979N |  | 02,22 | 1 | 2BAC | 2BAC |  | SEE ADDITIONAL INFO |  |  |  |  | 40975 | 44015
8287 | 29200000TL | 03483 | EGC033031 | P | 58006024 | 58 | EGTL Spares | Mtce | 66 | 66O | VALVE: CHECK, 3/4 IN,1450 PSIG | 316 SS BODY,3/4 IN PORT | Valve - Check : POPPET CHECK VALVE,375° F | PC | 1 | 0 | 0 | NO | 298.0576 | 46276.42 | SWAGELOK | 4-05977A |  | 02,22 | 1 | 2BAC |  |  | 10-03743T |  |  |  |  | 40975 | 44838
8288 | 29200000TL | 03483 | EGC033030 | P | 58006025 | 58 | EGTL Spares | Mtce | 66 | 66W | VALVE: NEEDLE 1/4 IN SULFINERT | 0.172 IN ORIFICE,SULFINERT | Valve - Needle : FRACTIONAL SWAGELOK TUBE FITTING I/4" MODEL NUMBER SS-1RS4, PAERT NUMBER SS-1RS4-12457, COATED 316 SS BODY, MANUAL OPERATED,450?F, TYPE: ISOLATION. | PC | 4 | 0 | 0 | NO | 250.37 | 45123.3505 | SWAGELOK | SS-1RS4-12457 |  | 02,22 | 1 | 2BAC |  |  | 10-03743J |  |  | SS-1RS4 |  | 40975 | 44471 | 42004
8289 | 29300000TL | 03483 | EGC031029 | P | 58006030 | 58 | EGTL Spares | Mtce | 34 | 34Z | HEAT EXCHANGER:SAMPLE,316 SS | SHELL DESIGN 450 PSI AT 650°F | Laboratory - Other :TUBE DESIGN: 5000 PSI @ 1000°F, SHELL MATERIAL: 304 SS, TUBE MATERIAL: 3/8 IN OD 316 S.S | PC | 1 | 0 | 1 | YES | 2004.75 | 722712.375 | SENTRY | 7-00757A |  | 22 | 1 | 2BAC | 2BBB |  | 10-03743P |  |  |  |  | 43770 | 45239 | 45321 |  |  |  |  | -1 | 1
8290 | 29200000TL | 03483 | EGC033031 | P | 58006034 | 58 | EGTL Spares | Mtce | 66 | 66Z | VALVE:SINGLE BLOCK SAMPLING | 1/4 IN,2200 PSIG AT 100°F | Valve-Other : SULFINERT COATED 316 SS BODY,SULFINERT COATED 316 SS,MANUAL OPERATED,450°F 100 PSIG | PC | 2 | 0 | 0 | NO | 2500.4831 | 388225 | SENTRY | 7-02876Q |  | 02,22 | 1 | 2BAC |  |  | 10-03743J |  |  |  |  | 40975
8291 | 29200000TL | 03483 | EGC043024 | P | 58006064 | 58 | EGTL Spares | Mtce | 87 | 87B | PLUG: SPARK | ENG GLOW,TA20B THERMOSTARTER | *OBS*Engines - Other : STL/CERAMIC 150-PC-040 | EA | 2 | 0 | 0 | NO | 21.5646 | 3347.91 | IVECO | (500334642) | (500334642) | 01,22 | 1 | 2BAB | 2BAB |  | EGTL1-MLT-MEC-DD-500002 |  |  |  |  | 40975
8292 | 29200000TL | 03483 | EGC026025 | P | 58006102 | 58 | EGTL Spares | Mtce | 56 | 56Z | PLATE: ORIFICE,1 IN PIPE | BLANK INTEGRAL,316 SS | *OBS*PL Equip & Sup- : BLANK ORIFICE | EA | 2 | 0 | 0 | NO | 58.1059 | 22051.18 | ROSEMOUNT MEASUREMENT | SP 11995 001 20 0000 |  | 22 | 1 | 2CAC |  |  | EGTL1-RMT-INS-MM-009999 |  |  |  |  | 40914 | 44147
8293 | 29300000TL | 03483 | EG1015019 | P | 58006200 | 58 | EGTL Spares | Mtce | 87 | 87B | RING: RIDER BAND 1ST STAGE | PEEK, 1ST STG, 330MM | Engines - Parts : 150-CR-002 A/B, EGTL1-PBL-MEC-DD-500035, 2D2 COMPRESSOR - NO: CD55845 | EA | 3 | 1 | 2 | YES | 1850 | 769877.5 | PETER BROTHERHOOD LIMITED | OD36078/B | OD36078/B | 01,02,22 | 1 |  |  |  | 150-CR-002A |  |  | 2D2/CD55845 |  | 43770 | 45860 | 44473 | -1 | 3
8294 | 29300000TL | 03483 | EGC025002 | P | 58006247 | 58 | EGTL Spares | Mtce | 54 | 54A | GASKET: RING JOINT,4 IN PIPE | 300LB,API R37,SOFT IRON | Gaskets : &quot;ASME B16.5,OCTAGONAL, 150-VD-0002B 150-VD-0005B 150-VD-0003A/B 150-VD-0010A/B EGTL1-PBL-MEC-DD-500091, -92, -93, -94 PART NOT SHOWN ON DRAWING&quot; | EA | 3 | 2 | 3 | YES | 16.36 | 6208.62 | EQUIPMENT SUPPLY COMP | CD55845 85 16 03 | 33045/2200 | 01,22 | 1 | 1BAB |  |  | 2ND STAGE VESSEL GASKET |  |  |  |  | 43770 |  | 43935
8295 | 29300000TL | 03483 | EGC046046 | P | 58006264 | 58 | EGTL Spares | Mtce | 51 | 51C | FUSE:GENERAL PURPOSE,100MA | 250VAC,35A AT 250VAC IR | Electric Components - Motor / Generator :GLASS,5 MM X 20 MM,INSTR,FUSES AND TUBING | EA | 48 | 28 | 40 | YES | 10 | 15386.5 | COOPER BUSSMANN | S-500-100-R | 2ABU9 | 01 | 1 | 2CAC | [7 empty] | 43770 | 45764 | 45452 | -2 | 1
8296 | 29200000TL | 03483 | EGC046046 | P | 58006267 | 58 | EGTL Spares | Mtce | 51 | 51C | FUSE:ELECTRONIC,1/2A,250VAC | 35A AT 250VAC,10KA AT 125VAC | Electric Components - Motor / Generator :IR,SCREW CLAMP,GLASS,6.3 MM X 32 MM, (SMALL DIMENSION) INSTR | EA | 110 | 0 | 0 | NO | 1 | 155.25 | COOPER BUSSMANN | BK/AGC-1/2 | 4XH38 | 01 | 1 | 2CAC | [7 empty] | 40915 | 43972
8297 | 29200000TL | 03483 | EGC046046 | P | 58006270 | 58 | EGTL Spares | Mtce | 51 | 51C | FUSE:ELECTRONIC,250MA,250VAC | 35A AT 250VAC IR,GLASS,5 MM | Electric Components - Motor / Generator :X 20 MM(SMALL DIMENSION), INSTR | EA | 115 | 0 | 0 | NO | 4 | 621 | COOPER BUSSMANN | S 506-250-R | 2ABY6 | 01 | 1 | 2CAC | [7 empty] | 40915 | 44632
8298 | 29200000TL | 03483 | EGC046046 | P | 58006272 | 58 | EGTL Spares | Mtce | 51 | 51C | FUSE:ELECTRONIC,1A,250VAC | 35A AT 250VAC IR,GLASS,5 MM | Electric Components - Motor / Generator :X 20 MM(SMALL DIMENSION) INSTR | EA | 70 | 0 | 0 | NO | 2 | 310.5 | COOPER BUSSMANN | S 500-1-R | 2ABV4 | 01 | 1 | 2CAC | [7 empty] | 40915 | 46019 |  | -10 | 1
8299 | 29200000TL | 03483 | EGC046047 | P | 58006274 | 58 | EGTL Spares | Mtce | 51 | 51C | FUSE:ELECTRONIC,2.5A,250VAC | 35A AT 250VAC IR,GLASS,5 MM | Electric Components - Motor / Generator :X 20 MM (SMALL DIMENSION) INSTR | EA | 70 | 0 | 0 | NO | 2 | 310.5 | COOPER BUSSMANN | S 500-2.5-R | 2ABV5 | 01 | 1 | 2CAC | [7 empty] | 40915 | 44721
8300 | 29200000TL | 03483 | EGC046047 | P | 58006284 | 58 | EGTL Spares | Mtce | 51 | 51C | FUSE: 4A,250VAC | 35A AT 250VAC IR,GLASS,5 MM | Electric Components - Motor / Generator :X 20 MM, INSTR FOR FUSES AND TUBING | EA | 80 | 15 | 35 | NO | 2 | 310.5 | BUSSMANN | 2ABW5 | 2ABW5 | 01 | 1 | 2CAC | [5 empty] | FUSES 2ABW5 |  | 40915 | 44093
8301 | 29200000TL | 03483 | EGC046048 | P | 58006286 | 58 | EGTL Spares | Mtce | 51 | 51C | FUSE:ELECTRONIC,5A,250VAC | 35A AT 250VAC IR ,GLASS,5 MM | Electric Components - Motor / Generator :X 20 MM, (SMALL DIMENSION) INSTR | EA | 80 | 0 | 0 | NO | 2 | 310.5 | SEMCO |  | 2ABW8 | 01 | 1 | 2CAC | [7 empty] | 40915 | 45540 |  |  |  | -15 | 1
8302 | 29200000TL | 03483 | EGC045024 | P | 58006306 | 58 | EGTL Spares | Mtce | 56 | 56Z | BOLT:MACHINE,1/2 IN DIA,60MMLG | 13 UNC,HEAVY HEX HD,CS,ASTM | *OBS*Fastener-BottWa : A307,GR B, WITH TWO WASHERS, WITH HEAVY HEX NUT ASTM A563 GR A, ASSEMBLED, FOR MECHANICAL BOLTING BULKS | EA | 10 | 0 | 0 | NO | 15.5374 | 4728.514 | METAL-FASTENERS/PORTLANDB |  |  | 02 | 1 | 2CAC | 2BBB | [6 empty] | 40915 | 44528 | 42724
8303 | 29200000TL | 03483 | EGC045020 | P | 58006308 | 58 | EGTL Spares | Mtce | 56 | 56Z | BOLT:MACHINE,5/8 IN DIA,50MMLG | 11 UNC,HEAVY HEX HD,CS,ASTM | Fasteners / Hardware : A307,GR B,WITH TWO WASHERS, WITH HEAVY HEX NUT ASTM A563 GR A, ASSEMBLED, MECHANICAL BOLTING BULKS | EA | 4 | 0 | 0 | NO | 13.049 | 3976.6828 |  |  | SEE DESCRIPTION | 02 | 1 | 2CAC | [7 empty] | 40915 | 45008 | 42773 |  |  |  |  | -8 | 1
8304 | 29200000TL | 03483 | EGC045024 | P | 58006309 | 58 | EGTL Spares | Mtce | 56 | 56Z | BOLT:MACHINE,5/8 IN DIA,75MMLG | 11 UNC,HEAVY HEX HD,CS,ASTM | *OBS*Fastener-BottWa : A307,GR B, WITH TWO WASHERS, WITH HEAVY HEX NUT ASTM A563 GR A, ASSEMBLED, MECHANICAL BOLTING BULKS | EA | 88 | 0 | 0 | NO | 4.4806 | 695.62 |  |  | SEE DESCRIPTION | 02 | 1 | 2CAC | 2CAC | [6 empty] | 40915 | 42368
8305 | 29200000TL | 03483 | EGC045027 | P | 58006310 | 58 | EGTL Spares | Mtce | 56 | 56Z | BOLT:MACHINE,5/8 IN DIA,85MMLG | 11 UNC,HEX HD,GALV CS,ASTM | *OBS*Fastener-BottWa : A307,GR B, WITH HEAVY HEX NUT ASTM A563 GR A, ASSEMBLED, MECHANICALLY DEPOSITED, MECHANICAL BOLTING BULKS | EA | 8 | 12 | 24 | NO | 4107.0693 | 6283200 |  |  | SEE DESCRIPTION | 02 | 1 | 2CAC | 2CAC | [6 empty] | 40915 | 45868 |  | -8 | 3
8306 | 29200000TL | 03483 | EGC045013 | P | 58006314 | 58 | EGTL Spares | Mtce | 56 | 56Z | BOLT:MACHINE,3/4IN DIA,55MM LG | 10 UNC,HEAVY HEX HD,CS,ASTM | *OBS*Fastener-BottWa : A307,GR B, WITH TWO WASHERS, WITH HEAVY HEX NUT ASTM A563 GR A, ASSEMBLED | EA | 21 | 0 | 0 | NO | 3.5342 | 548.69 |  |  | SEE DESCRIPTION | 02 | 1 | 2CAC | 2CAC | [6 empty] | 40915 | 43731
8307 | 29200000TL | 03483 | EGC045013 | P | 58006322 | 58 | EGTL Spares | Mtce | 56 | 56Z | BOLT:MACHINE,7/8IN DIA,115MMLG | 9UNC,HEAVY HEX HD,CS,ASTM A307 | *OBS*Fastener-BottWa : GR B, WITH TWO WASHERS, WITH HEAVY HEX NUT ASTM A563 GR A, ASSEMBLED | EA | 14 | 0 | 0 | NO | 4.3728 | 678.88 |  |  | SEE DESCRIPTION | 02 | 1 | 2CAC | [7 empty] | 40915 | 42604
8308 | 29300000TL | 03483 | EGC045024 | P | 58006334 | 58 | EGTL Spares | Mtce | 56 | 56Z | STUD BOLT:1/2IN DIA,105MM LG | 13 UNC,ALLOY STL,ASTM A193,GR | Fasteners / Hardware : B7, WITH TWO HEAVY HEX NUTS ASTM A194 GR 2H, ASSEMBLED | EA | 10 | 7 | 10 | YES | 2.938 | 4533.8496 |  |  | SEE DESCRIPTION | 02,21,22 | 1 | 2CAC | [6 empty] | FOEZC083 | 43770 | 45848 | 45853 | -4 | 1 | -17 | 2 | -8 | 1
8309 | 29200000TL | 03483 | EGC045004 | P | 58006336 | 58 | EGTL Spares | Mtce | 56 | 56Z | STUD BOLT:0.625IN DIA, 80MM LG | 8 UN,ALLOY STL,ASTM A193,GR B7 | *OBS*Fastener-Stud B : WITH TWO HEAVY HEX NUTS ASTM A194 GR 2H, ASSEMBLED, FOR OXYGEN SERVICE | EA | 183 | 0 | 0 | NO | 4 | 621.1122 |  |  | SEE DESCRIPTION | 02,21,22 | 1 | 2CAC | 2CAC | [6 empty] | 40915 | 46023 |  | -20 | 1 |  |  | -48 | 3
8310 | 29300000TL | 03483 | EGC045025 | P | 58006337 | 58 | EGTL Spares | Mtce | 56 | 56Z | STUD BOLT:5/8IN DIA, 140MM LG | 11 UNC,ALLOY STL,ASTM A193,GR | *OBS*Fastener-Stud B : B7, WITH TWO HEAVY HEX NUTS ASTM A194 GR 2H, ASSEMBLED | EA | 12 | 18 | 26 | YES | 4.6582 | 7137.3734 | DAN-LOC |  | SEE DESCRIPTION | 02,21,22 | 1 | [8 empty] | 43782 | 45850 | 45855 | -34 | 4 | -22 | 4 | -12 | 2
8311 | 29200000TL | 03483 | EGC045024 | P | 58006338 | 58 | EGTL Spares | Mtce | 56 | 56Z | STUD BOLT:5/8IN DIA, 170MM LG | 11 UNC,ALLOY STL,ASTM A193,GR | *OBS*Fastener-Stud B : B7, WITH TWO HEAVY HEX NUTS ASTM A194 GR 2H, ASSEMBLED | EA | 1 | 0 | 0 | NO | 21.85 | 6695.4955 |  |  | SEE DESCRIPTION | 02,21,22 | 1 | 2CAC | [7 empty] | 40915 | 44720 | 43689
8312 | 29300000TL | 03483 | EGC045002 | P | 58006344 | 58 | EGTL Spares | Mtce | 56 | 56Z | STUD BOLT:3/4IN DIA, 160MM LG | 10 UNC,ALLOY STL,ASTM A193,GR | Fasteners / Hardware : B7, WITH TWO HEAVY HEX NUTS ASTM A194 GR 2H, ASSEMBLED | EA | 56 | 79 | 114 | YES | 5.45 | 8132.5439 |  |  | SEE DESCRIPTION | 02,21,22 | 1 | 2CAC | [6 empty] | FG160 | 43770 | 45961 | 45965 | -94 | 5 | -49 | 3 | -116 | 6
8313 | 29200000TL | 03483 | EGC045005 | P | 58006345 | 58 | EGTL Spares | Mtce | 56 | 56Z | STUD BOLT:3/4IN DIA, 195MM LG | 10 UNC,ALLOY STL,ASTM A193,GR | *OBS*Fastener-Stud B : B7, WITH TWO HEAVY HEX NUTS ASTM A194 GR 2H, ASSEMBLED | EA | 1 | 0 | 0 | NO | 7.84 | 2394.336 |  |  | SEE DESCRIPTION | 02,21,22 | 1 | 2CAC | 2BAB | [6 empty] | 40915 | 44283 | 42754
8314 | 29300000TL | 03483 | EGC045033 | P | 58006347 | 58 | EGTL Spares | Mtce | 56 | 56Z | STUD BOLT:3/4IN DIA, 305MM LG | 10 UNC,ALLOY STL,ASTM A193,GR | Fasteners / Hardware : B7, WITH TWO HEAVY HEX NUTS ASTM A194 GR 2H, ASSEMBLED | EA | 3 | 2 | 3 | YES | 8.8471 | 10314.4293 |  |  | SEE DESCRIPTION | 02,21,22 | 1 | 2CAC | [7 empty] | 43782 | 45450 | 45468 |  |  | -24 | 1
8315 | 29200000TL | 03483 | EGC045018 | P | 58006348 | 58 | EGTL Spares | Mtce | 56 | 56Z | STUD BOLT:7/8IN DIA,75MM LG | 9 UNC,ALLOY STL,ASTM A193,GR | Fasteners / Hardware : B7, WITH TWO HEAVY HEX NUTS ASTM A194 GR 2H, ASSEMBLED | EA | 25 | 0 | 0 | NO | 5.4662 | 913.206 |  |  | SEE DESCRIPTION | 02,21,22 | 1 | 2CAC | [7 empty] | 40915 | 41516 | 41844
8316 | 29200000TL | 03483 | EGC045018 | P | 58006349 | 58 | EGTL Spares | Mtce | 56 | 56Z | STUD BOLT:7/8IN DIA, 95MM LG | 9 UNC,ALLOY STL,ASTM A193,GR | Fasteners / Hardware : B7, WITH TWO HEAVY HEX NUTS ASTM A194 GR 2H, ASSEMBLED | EA | 2 | 0 | 0 | NO | 4.6342 | 773.556 |  |  | SEE DESCRIPTION | 02,21,22 | 1 | 2CAC | [7 empty] | 40915 | 44217 | 41844
8317 | 29200000TL | 03483 | EGC045026 | P | 58006380 | 58 | EGTL Spares | Mtce | 56 | 56Z | STUD BOLT:1-1/2IN DIA,145MM LG | 8 UN,ALLOY STL,ASTM A193,GR | *OBS*Fastener-Stud B : B7, WITH TWO HEAVY HEX NUTS ASTM A194 GR 2H, ASSEMBLED | EA | 23 | 0 | 0 | NO | 5.8105 | 902.08 |  |  | SEE DESCRIPTION | 02,21,22 | 1 | 2CAC | [7 empty] | 40915 | 42596
8318 | 29200000TL | 03483 | EGC045004 | P | 58006411 | 58 | EGTL Spares | Mtce | 52 | 52B | STUD BOLT:3/4 IN DIA,60MM LG | 10 UNC,SS,ASTM A193,GR B8T | *OBS*Fastener-Stud B : CLASS 2, WITH TWO HEAVY HEX NUTS ASTM A194 GR 8MA, ASSEMBLED | EA | 10 | 0 | 0 | NO | 4.3985 | 682.8473 |  |  | SEE DESCRIPTION | 02,21,22 | 1 | 2CAC | [7 empty] | 40915 | 43715
8319 | 29200000TL | 03483 | EGC046068 | P | 58006416 | 58 | EGTL Spares | Mtce | 56 | 56Z | STUD BOLT:3/4 IN DIA,175MM LG | 10 UNC,SS,ASTM A193,GR B8T | Fasteners / Hardware : CLASS 2, WITH TWO HEAVY HEX NUTS ASTM A194 GR 8MA, ASSEMBLED | EA | 21 | 0 | 0 | NO | 9.4576 | 1857.5007 |  |  | LONESTAR USA FASTENERS | 02,21,22 | 1 | 2CAC | [7 empty] | 40915 | 45631 | 42121 |  |  | -80 | 2
8320 | 29200000TL | 03483 | EGC045011 | P | 58006420 | 58 | EGTL Spares | Mtce | 52 | 52B | STUD BOLT:1 IN DIA,180MM LG | 8 UNC,SS,ASTM A193,GR B8T | *OBS*Fastener-Stud B : CLASS 2, WITH TWO HEAVY HEX NUTS ASTM A194 GR 8MA, ASSEMBLED | EA | 24 | 0 | 0 | NO | 25.3227 | 6628.6944 |  |  | SEE DESCRIPTION | 02,21,22 | 1 | 2CAC | [7 empty] | 40915 | 43944 | 42724
8321 | 29200000TL | 03483 | EGC045018 | P | 58006421 | 58 | EGTL Spares | Mtce | 52 | 52B | STUD BOLT:1 IN DIA,195MM LG | 8 UNC,SS,ASTM A193,GR B8T | *OBS*Fastener-Stud B : CLASS 2, WITH TWO HEAVY HEX NUTS ASTM A194 GR 8MA, ASSEMBLED | EA | 77 | 0 | 0 | NO | 15.1192 | 2347.26 |  |  | SEE DESCRIPTION | 02,21,22 | 1 | 2CAC | [7 empty] | 40915 | 45492 |  |  |  | -12 | 1
8322 | 29200000TL | 03483 | EGC045019 | P | 58006424 | 58 | EGTL Spares | Mtce | 56 | 56Z | STUD BOLT:1-1/8IN DIA,225MM LG | 8 UN,SS,ASTM A193,GR B8T | *OBS*Fastener-Stud B : CLASS 2, WITH TWO HEAVY HEX NUTS ASTM A194 GR 8MA, ASSEMBLED | EA | 1 | 0 | 0 | NO | 21.2651 | 3301.41 |  |  | SEE DESCRIPTION | 02,21,22 | 1 | 2CAC | 2BBB | [6 empty] | 40915 | 45334 |  |  |  | -8 | 1
8323 | 29300000TL | 03483 | EGC045011 | P | 58006445 | 58 | EGTL Spares | Mtce | 56 | 56Z | STUD BOLT:5/8 IN DIA,110MM LG | 11 UNC,ALLOY STL,ASTM A320,GR | Fasteners / Hardware : L7, WITH TWO HEAVY HEX NUTS ASTM A194 GR 7, ASSEMBLED | EA | 40 | 28 | 40 | YES | 6.1111 | 4650 |  |  | SEE DESCRIPTION | 02,21,22 | 1 | 2CAC | [7 empty] | 43770 |  | 45112
8324 | 29200000TL | 03483 | EGC045033 | P | 58006450 | 58 | EGTL Spares | Mtce | 56 | 56Z | STUD BOLT:7/8 IN DIA,145MM LG | 9 UNC,ALLOY STL,ASTM A320,GR | Fasteners / Hardware : L7, WITH TWO HEAVY HEX NUTS ASTM A194 GR 7, ASSEMBLED | EA | 1 | 0 | 0 | NO | 6.1386 | 1177.392 |  |  | SEE DESCRIPTION | 02,21,22 | 1 | 2CAC | [7 empty] | 40915 | 44214 | 42207
8325 | 29200000TL | 03483 | EGC045003 | P | 58006457 | 58 | EGTL Spares | Mtce | 56 | 56Z | STUD BOLT:7/8 IN DIA,150MM LG | 9 UNC,HIGH TEMP ALLOY,ASME | *OBS*Fastener-Stud B : SB572,ASME SA193/SA194, WITH TWO HEAVY HEX NUTS, ASSEMBLED, UNS N06002 & ASME SA193/SA194 AS APPLICABLE | EA | 11 | 0 | 0 | NO | 159.0871 | 24698.27 |  |  | SEE DESCRIPTION | 02,21,22 | 1 | 2CAC | 2CAC | [6 empty] | 40915 | 42844 | 42992
8326 | 29200000TL | 03483 | EGC046048 | P | 58006459 | 58 | EGTL Spares | Mtce | 53 | 53A | ADAPTER:TUBE TO PIPE,1 IN TUBE | COMP,1 IN PIPE,FNPT,BRASS | Fittings - Pipe - Carbon Steel :CONNECTOR WITH ONE FERRULE & ONE NUT, EGTL1-CNL-PTO-BM-000006A | EA | 2 | 0 | 0 | NO | 18.83 | 2923.3683 | SWAGELOK | B-1610-7-16 |  | 01 | 1 | 3CAC | [7 empty] | 40915 | 44027
8327 | 29200000TL | 03483 | EGC046051 | P | 58006464 | 58 | EGTL Spares | Mtce | 66 | 66Z | VALVE: NEEDLE,1/2 IN,FEMALE | BSP X COMP,.375 IN ORIFICE | Valve-Other : BRASS BODY,400°F @ 390 PSIG /204°C @ 26.8 BAR, WITH ONE FERRULE & ONE NUT, EGTL1-CNL-PTO-BM-000006A | EA | 2 | 0 | 0 | NO | 95.85 | 14880.7676 | SWAGELOK | B-18RF8RT |  | 02 | 1 | 3CAC | [7 empty] | 40915 | 45267 | [5 empty] | -6 | 1
8328 | 29200000TL | 03483 | EGC046061 | P | 58006490 | 58 | EGTL Spares | Mtce | 53 | 53A | FERRULE:TUBE BACK,1/4 IN,BRASS | EGTL1-CNL-PTO-BM-000006A | Fittings - Pipe - Carbon Steel : | EA | 95 | 0 | 0 | NO | 0.33 | 51.2327 | SWAGELOK | B-404-1 |  | 01 | 1 | 3CAC | [7 empty] | 40915 | 42646
8329 | 29300000TL | 03483 | EGC046053 | P | 58006495 | 58 | EGTL Spares | Mtce | 53 | 53Z | NUT: TUBE FITTING,1/8 IN,SS | EGTL1-CNL-PTO-BM-000006A | Fittings - Tube : | EA | 20 | 14 | 20 | YES | 4.97 | 7699.9713 | SWAGELOK | SS-202-1 |  | 01,21,22 | 1 | 3CAC | 1BBB | [6 empty] | 43770 |  | 45766
8330 | 29300000TL | 03483 | EGC046054 | P | 58006504 | 58 | EGTL Spares | Mtce | 53 | 53Z | ADAPTER:TUBE TO PIPE,1/4INTUBE | 1/4 IN PIPE, MNPT, SS | Fittings - Tube :CONNECTOR | EA | 2 | 1 | 2 | YES | 27.04 | 39452.4416 | SWAGELOK | SS-400-1-4 |  | 01 | 1 | 3CAC | 3CAC | [5 empty] | MKL038 | 43770 | 45928 | 45943 | -10 | 3 | -1 | 1
8331 | 29200000TL | 03483 | EGC046054 | P | 58006507 | 58 | EGTL Spares | Mtce | 53 | 53A | TEE: TUBE,1/16 IN,SWAGELOK | TUBE FITTING,SS, UNION | Fittings - Pipe - Carbon Steel :EGTL1-CNL-PTO-BM-000006A | EA | 10 | 14 | 20 | NO | 24.15 | 3749.3014 | SWAGELOK | SS-100-3 |  | 02,22 | 1 | 3CAC | [7 empty] | 40915
8332 | 29200000TL | 03483 | EGC034011 | P | 58006508 | 58 | EGTL Spares | Mtce | 53 | 53A | UNION: REDUCING 1/16 TO 1/4 IN | STAINLESS STEEL | Fittings - Pipe - Carbon Steel :EGTL1-CNL-PTO-BM-000006A | EA | 20 | 0 | 0 | NO | 19.04 | 2955.7696 | SWAGELOK | SS-400-6-1 |  | 00 | 1 | 3CAC | [7 empty] | 40915 |  | 41893
8333 | 29200000TL | 03483 | EGC046054 | P | 58006510 | 58 | EGTL Spares | Mtce | 57 | 57A | HOSE:FLEXIBLE METAL,6 MM,48 IN | (1.2M) LG,ADAPTER,3000 PSIG | *OBS*Hoses&Parts-Stl : ( 206 BAR ),BRAIDED PTFE LINED SS, ASSY, WITH 6 MM TUBE ADAPTERS EACH END, EGTL1-CNL-PTO-BM-000006A | EA | 2 | 0 | 0 | NO | 49.21 | 7639.8808 | SWAGELOK | SS-TH4TM6TM6-48 |  | 01 | 1 | 3CAC | 3CAC | [6 empty] | 40915 | 42965
8334 | 29200000TL | 03483 | EGC046045 | P | 58006511 | 58 | EGTL Spares | Mtce | 53 | 53A | COUPLER: TUBE, 1/4 IN | FEMALE HALF QUICK CONNECT | Fittings - Pipe - Carbon Steel :SS, WITH 0.2 CV, FITTING, EGTL1-CNL-PTO-BM-000006A | EA | 14 | 0 | 0 | NO | 26.405 | 4098.1 | SWAGELOK | SS-QC4-B-400 |  | 01,22 | 1 | 3CAC | [7 empty] | 41250 | 45304 |  |  |  | 0 | 2
8335 | 29200000TL | 03483 | EGC046054 | P | 58006512 | 58 | EGTL Spares | Mtce | 53 | 53A | COUPLER: TUBE,1/4 IN,SWAGELOK | TUBE,SS, STEM WITH 0.2 CV | Fittings - Pipe - Carbon Steel :MALE HALF QUICK CONNECT, FITTING | EA | 22 | 10 | 30 | NO | 25.6991 | 4929.1 | SWAGELOK | SS-QC4-S-400 |  | 01 | 1 | 3CAC | [7 empty] | 40915 | 45304 | 42141 |  |  | 0 | 2
8336 | 29300000TL | 03483 | EGC046054 | P | 58006513 | 58 | EGTL Spares | Mtce | 56 | 56Z | WHEEL:CUTTER,TUBE, REPLACEMENT | EGTL1-CNL-PTO-BM-000006A | Fasteners / Hardware : | EA | 3 | 6 | 9 | YES | 38.75 | 56989.3092 | SWAGELOK | MS-TCW-308 |  | 01 | 1 | 3CAC | [7 empty] | 43770 | 45903 | 45366 | -6 | 3
8337 | 29200000TL | 03483 | EGC046054 | P | 58006515 | 58 | EGTL Spares | Mtce | 53 | 53A | PLUG | TUBE, 1/4 IN, SS | Fittings - Pipe - Carbon Steel :EGTL1-CNL-PTO-BM-000006A | EA | 30 | 30 | 50 | NO | 7.882 | 2408.1342 | SWAGELOK | SS-400-C |  | 01 | 1 | 3CAC | 2CBC | [6 empty] | 40915 | 45928 | 43350 | -10 | 1
8338 | 29200000TL | 03483 | EGC029006 | P | 58006516 | 58 | EGTL Spares | Mtce | 53 | 53A | CAP | STRAIGHT FITTING,3/8 IN,SS | Fittings - Pipe - Carbon Steel :EGTL1-CNL-PTO-BM-000006A | EA | 355 | 200 | 400 | NO | 10.8654 | 2659.7549 | SWAGELOK | SS-600-C |  | 01 | 1 | 3CAC | 2CBC |  |  |  |  | SS-600-C |  | 40915 | 45645 | 42069 |  |  | -35 | 2
8339 | 29300000TL | 03483 | EGC046054 | P | 58006517 | 58 | EGTL Spares | Mtce | 53 | 53A | PLUG | 1/2 IN,SS | Fittings - Pipe - Carbon Steel :FOR EGTL1-CNL-PTO-BM-000006A. | EA | 25 | 26 | 38 | YES | 13.0558 | 17990.2665 | SWAGELOK | SS-810-P |  | 01 | 1 | 3CAC | 2CBC |  |  |  |  | SS-810-P | SWAGE189 | 43770 | 45958 | 45965 | -12 | 2 | -59 | 4 | -45 | 3
8340 | 29200000TL | 03483 | EGC046055 | P | 58006518 | 58 | EGTL Spares | Mtce | 53 | 53A | PLUG | TUBE 1/4 IN, SS | Fittings - Pipe - Carbon Steel :FOR INSTRUMENTATION TUBE FITTINGSEGTL1-CNL-PTO-BM-000006A | EA | 30 | 7 | 12 | NO | 7.7212 | 2322.4913 | SWAGELOK | SS-400-C |  | 01 | 1 | 3CAC | 2CBC | [6 empty] | 40915 | 45928 | 43721 | -10 | 1
8341 | 29200000TL | 03483 | EGC046055 | P | 58006521 | 58 | EGTL Spares | Mtce | 53 | 53A | ELBOW: TUBE ADAPTER, 1/4 IN | SS, 90DEG | Fittings - Pipe - Carbon Steel :FITTING, MNPT Male | EA | 52 | 350 | 500 | NO | 19.5856 | 3468.3805 | SWAGELOK | SS-400-2-4 |  | 02,22 | 1 | 3CAC | [5 empty] | SS-400-2-4 |  | 40915 | 46012 | 42252 | -250 | 1 |  |  | -15 | 1
8342 | 29200000TL | 03483 | EGC046055 | P | 58006523 | 58 | EGTL Spares | Mtce | 53 | 53A | UNION: TUBE 1/2 IN BULKHEAD | FITTING,SS | Fittings - Pipe - Carbon Steel :1/2 IN OD X 1/2 IN | EA | 8 | 0 | 0 | NO | 52.752 | 11512.6165 | SWAGELOK | SS-810-61-8AN |  | 00 | 1 | 3CAC | [5 empty] | SS-810-61-8AN | SWAGE638 | 40915 | 45275 | 42900 |  |  |  |  | -2 | 2
8343 | 29200000TL | 03483 | EGC046055 | P | 58006525 | 58 | EGTL Spares | Mtce | 53 | 53A | UNION: TUBE BULKHEAD,3/8 IN | SWAGELOK TUBE FITTING,SS | Fittings - Pipe - Carbon Steel : | EA | 19 | 10 | 19 | NO | 31.7775 | 4932.9028 | SWAGELOK | SS-600-61-6AN |  | 00 | 1 | 3CAC | 1BBB | [6 empty] | 40915 | 42662 | 41832
8344 | 29300000TL | 03483 | EGC046035 | P | 58006527 | 58 | EGTL Spares | Mtce | 53 | 53Z | CONNECTOR: 1/2 IN TUBE X 1/4IN | PIPE MNPT 316SS ASTM A276 | Fittings - Pipe - Metal - Non CS :TUBE FITTING, INSTRUMENTATION BULK MATL | EA | 39 | 31 | 45 | YES | 32.94 | 50330.8926 | SWAGELOK | SS-810-1-4 |  | 01 | 1 | 3CBC | [5 empty] | SS-810-1-4 | SWAGE574 | 43770 | 45912 | 45867 | -80 | 4 | -12 | 2 | -58 | 4
8345 | 29200000TL | 03483 | EGC034025 | P | 58006533 | 58 | EGTL Spares | Mtce | 53 | 53A | TEE: TUBE ADAPTER,1/2 IN | MNPT BRANCH,SS,BRANCH | Fittings - Pipe - Carbon Steel :TUBE FITTING RUN | EA | 14 | 35 | 50 | NO | 67.0558 | 16680.4255 | SWAGELOK | SS-810-3-8TTM |  | 02,22 | 1 | 3CAC | [7 empty] | 40915 | 46023 | 42599 | -20 | 1 | -5 | 1 | -5 | 2
8346 | 29200000TL | 03483 | EGC046056 | P | 58006534 | 58 | EGTL Spares | Mtce | 53 | 53A | TEE: TUBE ADAPTER, 1/4 IN | :MNPT BRANCH, SS, | Fittings - Pipe - Carbon Steel :1/4" Tube x 1/4" male Branch Tee | EA | 52 | 40 | 60 | NO | 37.4481 | 6123.9572 | SWAGELOK | SS-400-3-4TTM |  | 02,22 | 1 | 3CAC | [7 empty] | 40915 | 43873 | 41941
8347 | 29200000TL | 03483 | EGC034011 | P | 58006535 | 58 | EGTL Spares | Mtce | 53 | 53A | TEE: TUBE ADAPTER,3/8 IN | MNPT BRANCH,SS, BRANCH | Fittings - Pipe - Carbon Steel :SWAGELOK® TUBE FITTING RUN | EA | 20 | 5 | 20 | NO | 44.9995 | 13015.7459 | SWAGELOK | SS-600-3-6TTM |  | 02,22 | 1 | 3CAC | [7 empty] | 40915 | 42723 | 42745
8348 | 29200000TL | 03483 | EGC034025 | P | 58006536 | 58 | EGTL Spares | Mtce | 53 | 53A | TEE: TUBE ADAPTER,1/2 IN | TUBE X MNPT RUN | Fittings - Pipe - Carbon Steel :FITTINGS | EA | 15 | 0 | 0 | NO | 67.6584 | 14435.705 | SWAGELOK | SS-810-3-8TMT |  | 02,22 | 1 | 3CAC | [7 empty] | 40915 | 45550 | 42599 |  |  | -10 | 2
8349 | 29200000TL | 03483 | EGC046056 | P | 58006537 | 58 | EGTL Spares | Mtce | 53 | 53A | TEE: TUBE ADAPTER,1/4 IN | TUBE X MNPT RUN | Fittings - Pipe - Carbon Steel :TUBE BRANCH, SS male Run Tee | EA | 551 | 0 | 0 | NO | 40.2174 | 6637.1735 | SWAGELOK | SS-400-3-4TMT |  | 02,22 | 1 | 3CAC | [7 empty] | 40915 | 45275 | 41955 |  |  |  |  | -5 | 1
8350 | 29200000TL | 03483 | EGC046056 | P | 58006538 | 58 | EGTL Spares | Mtce | 53 | 53A | TEE: TUBE ADAPTER, 3/8 IN | TUBE X MNPT RUN | Fittings - Pipe - Carbon Steel :TUBE BRANCH, SS | EA | 50 | 1 | 2 | NO | 44.9937 | 11047.4099 | SWAGELOK | SS-600-3-6TMT |  | 02,22 | 1 | 3CAC | 1CCC | [6 empty] | 40915 | 43255 | 43591
8351 | 29300000TL | 03483 | EGC034012 | P | 58006545 | 58 | EGTL Spares | Mtce | 60 | 60E | TUBING:CLEAR,1/4 IN,100 FT LG | PFT, EGTL1-CNL-PTO-BM-000006A | Tubing : | EA | 2 | 0 | 1 | YES | 407.145 | 170989.1056 | SWAGELOK | PFA-T4-062-100 |  | 00 | 1 | 3CAC | 1BBB | [5 empty] | SWAGE649 | 43770 |  | 44780
8352 | 29200000TL | 03483 | EGC046048 | P | 58006551 | 58 | EGTL Spares | Mtce | 53 | 53A | ADAPTER:TUBE TO HOSE,1/4INTUBE | 1/4 IN HOSE,PUSH-ON,BRASS | Fittings - Pipe - Carbon Steel :SWAGELOK TUBE FITTING,MULTI-PURPOSE, FITTING | EA | 3 | 0 | 0 | NO | 4.43 | 687.76 | SWAGELOK | B-PB4-SL4 |  | 01 | 1 | 3CAC | [7 empty] | 40915
8353 | 29300000TL | 03483 | EGC024020 | P | 58006570 | 58 | EGTL Spares | Mtce | 56 | 56Z | COMPOUND:SEALING, 85 GRAM TUBE | HYLOMAR GASKET SEALER | Fasteners / Hardware : NOT AVAILABE IN US, D0W 732W-3T | EA | 2 | 1 | 2 | YES | 142.5 | 218317.125 | DOW CORNING | 732 |  | 01 |  | 2CAC | [7 empty] | 43770 | 45897 | 45902 | -5 | 4 | -4 | 3 | -2 | 1
8354 | 29200000TL | 03483 | EGC023006 | P | 58006586 | 58 | EGTL Spares | Mtce | 76 | 76Z | PUMP: OIL GEARBOX | FLENDER GEARBOX | Gearbox oil pump. Tuthill 2RFD 121. IDENT/FFA:000001310830. FLENDER GEAR BOX H2NV109. 110-EA-130/230, part 0700. Parts List number - EL 4234757-040 DE/EN, Drawing number - 6116700. Equipment tags:- 110-EA-130-F01,110-EA-130-F02,110-EA-130-F03,110-EA-130-F | EA | 5 | 4 | 6 | NO | 2719.7335 | 833018.8546 | SIEMENS | 000001310830 | 6116700-0700 | 22 | 1 | 1AXX | 1BBB |  | 110-EA-130-F01 |  |  | H2NV109 |  | 40975 | 44944 | 43439 |  |  |  |  | -1 | 1
8355 | 29200000TL | 03483 | EGC024025 | P | 58006598 | 58 | EGTL Spares | Mtce | 64 | 64B | BELT:TOOTHED, RUBBER | HP CLEANING SYSTEM | Power Transmission Equipment & Replacement Parts : | EA | 5 | 0 | 0 | NO | 1489.1578 | 231191.75 | JW | 00025 | 00025 | 01,22 | 1 | 2CAC |  |  | 2687 A01 7900 |  |  |  |  | 40975
8356 | 29200000TL | 03483 | EGC043020 | P | 58006609 | 58 | EGTL Spares | Mtce | 65 | 65A | WHEEL:PUMP,COMPOSITE | 110-PC-133/233 A/B | Tools - Hand / Power : | EA | 1 | 0 | 0 | NO | 865 | 264093.15 | KSB |  | 230 | 01,22 | 1 | 2CAC |  |  | 2687 A01 7520 |  |  |  |  | 40914 | 43190 | 42940
8357 | 29200000TL | 03483 | EGC043020 | P | 58006612 | 58 | EGTL Spares | Mtce | 54 | 54A | GASKET:AIR COOLED COND PUMP | 110-PC-133/233 A/B | Gaskets : | EA | 2 | 0 | 0 | NO | 483 | 147484.5633 | KSB |  | 421 | 01,22 | 1 | 2CAC |  |  | 2687 A01 7520 |  |  |  |  | 40914 | 45057 | 43248 |  |  |  |  | -1 | 1
8358 | 29300000TL | 03483 | EGC046056 | P | 58006626 | 58 | EGTL Spares | Mtce | 53 | 53Z | ADAPTER:TUBE TO PIPE,1/2INTUBE | 1/2 IN PIPE,FNPT,SS | Fittings - Tube :1/2 IN Tube X 1/2 IN FNPT Female Connector. | EA | 18 | 9 | 14 | YES | 35.4074 | 44662.5155 |  |  | SS-810-7-8 | 01 | 1 | 3CAC | 1BBB |  |  |  |  | SS-810-7-8 | INL227 | 43770 | 45550 | 45288 |  |  | -11 | 3 | -12 | 2
8359 | 29200000TL | 03483 | EGC046058 | P | 58006627 | 58 | EGTL Spares | Mtce | 53 | 53Z | ADAPTER:TUBE TO PIPE,1/2INTUBE | 1/4 IN PIPE, FNPT, SS | Fittings - Tube :INSTR-GENERAL PURPOSE, TYPE: FEMALE, SIZE: 1/2 IN TO 1/4 IN, CONNECTORS - BM-00006"SS-810-7-4 | EA | 14 | 0 | 0 | NO | 24.3144 | 6457.7186 |  |  | SS-810-7-4 | 01 | 1 | 3CAC | 3CAC |  |  |  |  | SS-810-7-4 | PELL002 | 40915 | 45997 | 43017 | -4 | 1 | -5 | 1
8360 | 29200000TL | 03483 | EGC046058 | P | 58006630 | 58 | EGTL Spares | Mtce | 53 | 53Z | ADAPTER:TUBE TO PIPE,1/4INTUBE | COMP,1/4 IN PIPE,FNPT,SS1 | Fittings - Pipe - Metal - Non CS :CONNECTOR | EA | 18 | 20 | 40 | NO | 14.5899 | 2264.967 |  |  | SS-400-7-4 | 01 | 1 | 3CAC | [7 empty] | 40915 | 45084 | 41948 |  |  |  |  | -5 | 1
8361 | 29200000TL | 03483 | EGC046058 | P | 58006631 | 58 | EGTL Spares | Mtce | 53 | 53Z | ADAPTER: TUBE TO PIPE, 3/8IN | TUBE, 1/2 IN PIPE, FNPT, SS | Fittings - Tube :Connector FemaleTUBE, 1/2 IN PIPE, FNPT, SS 3/8IN, Fittings - Tube :Connector FemaleADAPTER: TUBE TO PIPE, 3/8IN,, TUBE, 1/2 IN PIPE, FNPT, SS | EA | 25 | 0 | 0 | NO | 28.86 | 4689.4355 |  |  | SS-600-7-8 | 01 | 1 | 3CAC | 1BBB | [6 empty] | 40915 | 45992 | 41946 | -14 | 2 |  |  | -6 | 1
8362 | 29200000TL | 03483 | EGC046058 | P | 58006633 | 58 | EGTL Spares | Mtce | 53 | 53Z | ADAPTER: TUBE TO PIPE, 3/8IN | TUBE, 3/8 IN PIPE, FNPT, SS | Fittings - Tube :CONNECTORS FNPT Female | EA | 50 | 35 | 50 | NO | 20.2089 | 5865.8592 | SWAGELOK |  | SS-600-7-6 | 01 | 1 | 3CAC | 1BBB |  |  |  |  | SS-600-7-6 |  | 40915 | 42958 | 42984
8363 | 29200000TL | 03483 | EGC046059 | P | 58006639 | 58 | EGTL Spares | Mtce | 53 | 53Z | ADAPTER:TUBE TO PIPE,1/4INTUBE | 1/8 IN PIPE, MNPT, SS | Fittings - Pipe - Metal - Non CS :&quot;INSTR-GENERAL PURPOSE , TYPE: MALE , SIZE: 1/4 IN TO 1/8 IN&quot; | EA | 121 | 0 | 0 | NO | 9.0108 | 1398.9264 |  |  | SS-400-1-2 | 01 | 1 | 3CAC | [7 empty] | 40915 | 44011 | 41948
8364 | 29200000TL | 03483 | EGC046059 | P | 58006640 | 58 | EGTL Spares | Mtce | 53 | 53Z | ADAPTER:TUBE TO PIPE,1/4INTUBE | 3/8 IN PIPE, MNPT, SS | Fittings - Tube :CONNECTOR | EA | 441 | 0 | 0 | NO | 13.4134 | 2240.4614 |  |  | SS-400-1-6 | 01 | 1 | 3CAC | 1BBB | [6 empty] | 40915 | 45645 | 41946 |  |  | -10 | 1
8365 | 29300000TL | 03483 | EGC020021 | P | 58006660 | 58 | EGTL Spares | Mtce | 66 | 66Z | DIAPHRAGM: ACTUATOR,106MM | SIZE 40MM DIA,150 LB,PTFE 701N | Valve - Actuator & Positioner: | EA | 1 | 0 | 1 | YES | 1540.82 | 584753.1689 | MILTON ROY |  | SEE ADDITIONAL INFO | 22 | 1 | 2CAC | 1BBB |  | 1065725016 |  |  |  |  | 43770 |  | 44216
8366 | 29300000TL | 03483 | EGC020001 | P | 58006661 | 58 | EGTL Spares | Mtce | 54 | 54D | SEAL:CHECK VALVE,20MM DIA | PTFE | *OBS*GS&P-Other : | EA | 2 | 1 | 2 | YES | 863.05 | 1117079.371 | MILTON ROY |  | SEE ADDITIONAL INFO | 01,22 | 1 | 2CAC | 2CAC |  | 1065725016 |  |  |  |  | 43770 | 45398 | 45634 |  |  | -1 | 1
8367 | 29200000TL | 03483 | EGC020018 | P | 58006666 | 58 | EGTL Spares | Mtce | 54 | 54A | KIT:MECHANICAL,DOSING PUMP | CONTAINS O-RING,LIP SEAL,KIT | Seals : | EA | 1 | 0 | 0 | NO | 129.3878 | 20087.46 | MILTON ROY |  | SEE ADDITIONAL INFO | 01 | 1 | 2CAC | 1BBB |  | 1066146020 |  |  |  |  | 40914
8368 | 29300000TL | 03483 | EGC025011 | P | 58006681 | 58 | EGTL Spares | Mtce | 54 | 54A | GASKET: SPIRAL WOUND,8 IN PIPE | 300 LB,316 SS INNER RING | Gaskets : 316 SS OUTER RING,GRAPHITE FILLER,316 SS WINDING,SPIROMETALLIC,8 IN-300#RF, 183-XF-001B, 183-XF-001B, POTABLE WATER BARRIER FILTERS | PC | 4 | 9 | 13 | YES | 62.01 | 96317.0325 | FACET | 57013084 |  | 01,22 | 1 | 2BCC | 2BBB |  | EGTL1-FAC-MEC-DD-830005 |  |  | 1M2 |  | 43770 | 45794 | 46006 | -2 | 1
8369 | 29200000TL | 03483 | EGC019016 | P | 58006690 | 58 | EGTL Spares | Mtce | 51 | 51Z | SWITCH:TIMER BOX,3P | 115 V,1PH,60HZ,SURFACE MOUNT | Electric-Other : STD, MA BAG HANDLING EQUIPMENT | EA | 1 | 0 | 0 | NO | 553 | 85842.19 | CCC | M-11326-515 |  | 01,10,22 | 1 |  |  |  | M-721-019 |  |  |  |  | 41505
8370 | 29200000TL | 03483 | EGC019010 | P | 58006691 | 58 | EGTL Spares | Mtce | 51 | 51Z | TIMER:ELECTRONIC, 1-60 SECONDS | 16-600 MILLISECONDS ON | Electric-Other : OFF RANGE,115VAC 1PH 60HZ, MA BAG HANDLING EQUIPMENT | EA | 1 | 0 | 0 | NO | 267 | 41446.41 | CCC | M-11326-516 |  | 01,22 | 1 |  |  |  | M-721-019 |  |  |  |  | 41505
8371 | 29200000TL | 03483 | EGC019016 | P | 58006695 | 58 | EGTL Spares | Mtce | 66 | 66S | VALVE: SOLENOID,1/8 IN PIPE | 1/8 IN ORIFICE,120VAC 1PH, | Valve - On/Off, solenoid, actuated :SERIES 8262/3, STAINLESS STEEL, 1/8 IN ORIFICE,120VAC 1PH,304 SS ASTM A182 GR F BODY,1-WAY,155 PSI (11 BAR),1/8 IN NPT,NC,CONTINUOUS DUTY MOLDED CLASS F,NEMA 2,3,3S,4 & 4X ENCLOSURE STD. | EA | 2 | 0 | 0 | NO | 383.5 | 61599.205 | ASCO SOLENOID VALVE | EF8262H006-120/60 | M-11326-520 | 02,22 | 1 |  |  |  | M-721-019 |  |  |  |  | 41505 |  | 41898
8372 | 29200000TL | 03483 | EGC037027 | P | 58006701 | 58 | EGTL Spares | Mtce | 72 | 72Z | BAG: FILTER | 50 SQ FT, 38 IN LONG | *OBS*Filtration-Elem : REFERENCE DRAWING M-435-906-8-36, GROUND WIRE STD | EA | 12 | 7 | 12 | NO | 67.0043 | 10401.75 | CCC | 435.1902-38-1 |  | 01,22 | 1 | 2CAC | 2CAC | [6 empty] | 40975
8373 | 29200000TL | 03483 | EGC021006 | P | 58006786 | 58 | EGTL Spares | Mtce | 66 | 66V | VALVE: SOLENOID,1/4 IN PIPE | 5.7 MM ORIFICE,24VDC -10+15% | Process Control System :316 SS BODY,3/2-WAY,0-10 BAR,NPT,DIRECT OPERATED,CLASS H INSULATION MATERIALS,PIC-2-50-GB ENCLOSURE | EA | 1 | 0 | 0 | NO | 961.2459 | 149355.925 | ASCO JOUCOMATIC | NF8327B202NFD2 | NF8327B202NFD2 | 02,22 | 1 | 2CAB |  |  | PIC-2-50-GB |  |  |  |  | 40914 | 45863 |  | -1 | 1
8374 | 29200000TL | 03483 | EGC020021 | P | 58006788 | 58 | EGTL Spares | Mtce | 66 | 66S | KIT:SPARE PARTS,SOLENOID VALVE | POS 14.1 SEAL,POS 14.2 HOUSING | Valve - On/Off, solenoid, actuated :CONTAINS POS 14.3 SPRING STEM,POS 14.4 STEM,POS 14.5 PINS ROLL,POS 14.6 SPRING HOLDER,POS 14.7 HOLDER,POS 14.8 KNOB,POS 14.9 RETAINING RING,REF TO ATTACHED MAN DWG IM574-4 | EA | 2 | 1 | 2 | NO | 362.8106 | 56326.335 | ASCO JOUCOMATIC | C132251--NF | C132251--NF | 01 | 1 | 2CAB |  |  | IM574-4 |  |  |  |  | 40914 |  | 41587
8375 | 29200000TL | 03483 | EGC020024 | P | 58006805 | 58 | EGTL Spares | Mtce | 54 | 54D | SEAL: OIL,150MM ID,200MM OD | 25MM WD,PSP,STL CAGE | *OBS*GS&P-Other : PSP, 171-XA-031 | EA | 1 | 0 | 0 | NO | 563.0766 | 87417.64 | LIGHTNIN | 219705PSP |  | 01,22 | 1 | 2CAC | 2CAC |  | L-18164D |  |  |  |  | 40914
8376 | 29200000TL | 03483 | EGC020005 | P | 58006806 | 58 | EGTL Spares | Mtce | 54 | 54D | SEAL: OIL,250MM ID,300MM OD | 25MM WD,PSP,STL CAGE | *OBS*GS&P-Other : PSP, 171-XA-031 | EA | 1 | 0 | 0 | NO | 419.3123 | 65098.24 | LIGHTNIN | 219704PSP |  | 01,22 | 1 | 2CAC | 2CAC |  | L-18164D |  |  |  |  | 40914
8377 | 29200000TL | 03483 | EG1015016 | P | 58006807 | 58 | EGTL Spares | Mtce | 50 | 50Z | BEARING: ROLLER,150MM ID | 270MM OD,77MM WD,4.0MMSTL CAGE | Bearings & Accessories - All :TAPERED,SGL ROW, PSP 171-XA-031 | EA | 3 | 1 | 2 | NO | 682.3674 | 105944.52 | LIGHTNIN | 117124PSP |  | 01,21,22 | 1 | 2CAC |  |  | L-18164D |  |  |  |  | 40914
8378 | 29200000TL | 03483 | EGC020023 | P | 58006811 | 58 | EGTL Spares | Mtce | 54 | 54D | O-RING:VALVE,142MM ID,150MM OD | 4MM WD,VITON,AS 568 - 256 | *OBS*GS&P-O-Rings : 171-XA-031, EQUIPMENT: SOLENOID VALVES AND SILECER | EA | 1 | 0 | 0 | NO | 83.8625 | 13019.65 | LIGHTNIN | 115793VIT |  | 01,22 | 1 | 2CAC | 2CAC |  | L-18164D |  |  |  |  | 40914
8379 | 29200000TL | 03483 | EGC020014 | P | 58006812 | 58 | EGTL Spares | Mtce | 54 | 54D | O-RING:VALVE,62MM ID,70MM OD | 4MM WD,VITON,AS 568 - 230 | *OBS*GS&P-O-Rings : 171-XA-031,EQUIPMENT: SOLENOID VALVES AND SILECER | EA | 1 | 0 | 0 | NO | 59.9018 | 9299.75 | LIGHTNIN | 224661VIT |  | 01,22 | 1 | 2CAC | 2CAC |  | L-18164D |  |  |  |  | 40914
8380 | 29200000TL | 03483 | EGC020022 | P | 58006818 | 58 | EGTL Spares | Mtce | 66 | 66F | SEAT:VALVE,BUTTERFLY,2 IN,EPDM | PARA SEAL/112 ACTUATOR VALVE | Valve - Parts & Accessories :&quot;(FAIL CLOSED), CROSS REF DWG: RANGE MATERIAL SPEC. AND PART LIST SHT.9, MAN PART NO: 2 IN PARASEAL 112 (SEAT) - ACTUATOR&quot; | EA | 1 | 0 | 0 | NO | 143.7643 | 22319.4 | TYCO VALVES |  | SEE ADDITIONAL INFO | 01,22 | 1 | 1BAB |  |  | SEE ITEM NOTE |  |  |  |  | 40914
8381 | 29200000TL | 03483 | EGC020015 | P | 58006824 | 58 | EGTL Spares | Mtce | 66 | 66Z | KIT:REPAIR,ACTUATOR P.A.014SA | CONTAINS PISTON BACKING PAD | Valve - Actuator & Positioner: PISTON SUPPORT RING,TOP & BOTTOM BEARINGS,TOP & BOTTOM SPACERS,SEALING WASHERS,PISTON O-RING,END CAP O-RING,SHAFT TOP & BOTTOM O-RINGS,BASE PLATE O-RING & AIR CONNECTION PLATE O-RING,RUBBER-NBR | EA | 1 | 0 | 0 | NO | 215.6463 | 33479.09 | TYCO VALVES | P.A.014SA - ACTUATOR | P.A.014SA - ACTUATOR | 01 | 1 | 1BAB | 1BBB |  | SEE ITEM NOTE |  |  |  |  | 40914
8382 | 29200000TL | 03483 | EGC020004 | P | 58006825 | 58 | EGTL Spares | Mtce | 66 | 66Z | KIT:REPAIR,ACTUATOR P.A.070SA | CONTAINS PISTON BACKING PAD | Valve - Actuator & Positioner: PISTON SUPPORT RING,TOP & BOTTOM BEARINGS,TOP & BOTTOM SPACERS,SEALING WASHERS,PISTON O-RING,END CAP O-RING,SHAFT TOP & BOTTOM O-RINGS,BASE PLATE O-RING & AIR CONNECTION PLATE O-RING,RUBBER-NBR | EA | 1 | 0 | 0 | NO | 455.2534 | 70678.09 | TYCO VALVES | P.A.070SA - ACTUATOR | P.A.070SA - ACTUATOR | 01 | 1 | 1BAB | 1BBB |  | SEE ITEM NOTE |  |  |  |  | 40914
8383 | 29200000TL | 03483 | EGC020004 | P | 58006826 | 58 | EGTL Spares | Mtce | 66 | 66F | KIT:REPAIR,ACTUATOR P.A.088SA | CONTAINS PISTON BACKING PAD | Valve - Parts & Accessories :PISTON SUPPORT RING,TOP & BOTTOM BEARINGS,TOP & BOTTOM SPACERS,SEALING WASHERS,PISTON O-RING,END CAP O-RING,SHAFT TOP & BOTTOM O-RINGS,BASE PLATE O-RING & AIR CONNECTION PLATE O-RING.,RUBBER-NB | KI | 2 | 1 | 2 | NO | 665.8324 | 103361.7345 | TYCO VALVES | P.A.088SA - ACTUATOR | P.A.088SA - ACTUATOR | 01 | 1 | 1BAB |  |  | SEE ITEM NOTE |  |  |  |  | 40914 |  | 41632
8384 | 29200000TL | 03483 | EG1015016 | P | 58006828 | 58 | EGTL Spares | Mtce | 51 | 51Z | SWITCH: LIMIT, 120VAC 6A,SPDT | MAGNETIC ARMATURE, 1NO OR 1NC | Electric-Other : &quot;SS ENCLOSURE, 171-ZSH-0530 ÷ 0533, 171-ZSL-0530 ÷ 0533 , 171-WS-0517, CROSS REF DWG: DATA SHEET EGTL1-UNI-INS-DS-710851&quot; | EA | 2 | 0 | 0 | NO | 774.9995 | 120376.875 | C.E.S.R.L | 11-12123-A2 + GUAT50 | 11-12123-A2 + GUAT50 | 01,10,22 | 1 | 1BAB | [7 empty] | 40975
8385 | 29200000TL | 03483 | EG1015016 | P | 58006847 | 58 | EGTL Spares | Mtce | 14 | 14C | SENSOR:CHLORINE,0 TO 10PPM | (CL2) RANGE,65PSIG (50 DEG C) | Flow Measuring Instruments : M/N 499ACL-01-54, CROSS REF DWG: MODEL 499ACL FREE CHLORINE SH.6 | EA | 1 | 1 | 2 | NO | 952.9565 | 361647.0048 | EMERSON | 499ACL-01-54 | 499ACL-01-54 | 01,22 | 1 | 2CAA |  |  | SEE ITEM NOTE |  |  |  |  | 40914 | 44123 | 43663
8386 | 29200000TL | 03483 | EG1015016 | P | 58006848 | 58 | EGTL Spares | Mtce | 14 | 14C | SENSOR:TURBIDITY,2.2 - 5GAL/HR | FLOW RANGE,1000PSIG (50 DEG C) | Flow Measuring Instruments : M/N 8-0108-0003-ISO, CROSS REF DWG: MODEL 8-0108-0003-ISO TURBIDITY SH.5 | EA | 2 | 1 | 2 | NO | 2719.5 | 833365.65 | EMERSON | 8-0108-0003-ISO | 8-0108-0003-ISO | 01,22 | 1 | 2CAA |  |  | SEE ITEM NOTE |  |  |  |  | 40914 | 43308 | 43342
8387 | 29200000TL | 03483 | EGC020005 | P | 58006853 | 58 | EGTL Spares | Mtce | 54 | 54A | GASKET:BODY/BONNET,184MM DIA | GRAPH 17F28,CIRCULAR | Gaskets : | EA | 1 | 0 | 0 | NO | 35.9411 | 5579.85 | EMERSON | GE00052X012 | GE00052X012 | 01,22 | 1 | 2BAB |  |  | 5770 |  |  |  |  | 40914
8388 | 29200000TL | 03483 | EGC020008 | P | 58006856 | 58 | EGTL Spares | Mtce | 65 | 65A | STEM: VALVE,V-BALL,DN100 VALVE | 90MM D PLUG - 40MM D STEM DIA | Tools - Hand / Power :&quot;120MM LG,316L SS (STEM), PLUG/STEM,EQ PCT 316L-A/S31603 EQUIPMENT: SOLENOID VALVES AND SILECER&quot; | EA | 1 | 0 | 0 | NO | 964.4184 | 149725.95 | EMERSON | GE00091X012 | GE00091X012 | 01,02,22 | 1 | 2BAB |  |  | 5770 |  |  |  |  | 40914
8389 | 29200000TL | 03483 | EGC020001 | P | 58006857 | 58 | EGTL Spares | Mtce | 65 | 65A | STEM: VALVE,V-BALL,DN75 VALVE | 40MM DIA,100MM LG,316L SS | Tools - Hand / Power :&quot;PLUG/STEM,EQ PCT 316L-A/S31603 EQUIPMENT: SOLENOID VALVES AND SILECER VALVE STEM AND PLUG&quot; | EA | 1 | 0 | 0 | NO | 904.5166 | 140426.2 | EMERSON | GE00095X012 | GE00095X012 | 01,02,22 | 1 | 2BAB |  |  | 5770 |  |  |  |  | 40914
8390 | 29200000TL | 03483 | EGC020008 | P | 58006858 | 58 | EGTL Spares | Mtce | 66 | 66F | SEAT: VALVE,V-BALL,DN80 VALVE | 46MM DIA,316L-A FMS20B64, RING | Valve - Parts & Accessories : | EA | 1 | 0 | 0 | NO | 407.332 | 63238.29 | EMERSON | GE12611X012 | GE12611X012 | 01,22 | 1 | 2BAB |  |  | 5770 |  |  |  |  | 40914
8391 | 29200000TL | 03483 | EGC020009 | P | 58006859 | 58 | EGTL Spares | Mtce | 66 | 66F | SEAT: VALVE,V-BALL,DN100 VALVE | 90MM DIA,316L-A FMS20B64, RING | Valve - Parts & Accessories : | EA | 1 | 0 | 0 | NO | 646.939 | 100437.28 | EMERSON | GE12613X012 | GE12613X012 | 01,22 | 1 | 2BAB |  |  | 5770 |  |  |  |  | 40914
8392 | 29200000TL | 03483 | EG1015016 | P | 58006870 | 58 | EGTL Spares | Mtce | 14 | 14Z | GAUGE: PRESSURE,-6 TO 10 MBAR | 160MM DIAL,1/2 IN MNPT,316L SS | *OBS*Gage&Parts-Pres : TUBE,316L SS,BOTTOM,1/2IN NPT MOUNT,304 SS/EPOXY CASE,GLYCERINE FILLED, M/N 632.50.160, DEGREE OF PROTECTION IP 65, NO CASE FILLING WITH GLYCERINE, WETTED PARTS MAT A | EA | 1 | 0 | 1 | NO | 555.0035 | 86166.88 | WIKA INSTRUMENTS | 632.50.160 -6÷+10 MBARG | 632.50.160 -6÷+10 MBARG | 05,22 | 1 | 3CAC | 3CAC |  | PM 06.03 |  |  |  |  | 40914 | 42417
8393 | 29200000TL | 03483 | EGC020016 | P | 58006881 | 58 | EGTL Spares | Mtce | 54 | 54D | O-RING:VALVE,25MM ID,31MM OD | 3MM WD,NBR,2-214 | *OBS*GS&P-O-Rings : EQUIPMENT: SOLENOID VALVES | EA | 2 | 0 | 0 | NO | 17.9569 | 2789.92 | MILTON ROY |  | SEE ADDITIONAL INFO | 01 | 1 | 2CAC | 2CAC |  | 1066149110 |  |  |  |  | 40914
8394 | 29200000TL | 03483 | EGC024005 | P | 58006919 | 58 | EGTL Spares | Mtce | 76 | 76Z | STATOR: PUMP, 200.1 ATLS T1 | FOR SLUDGE SCREW PUMP,PERBUNAN | Pumps-Other : | EA | 2 | 0 | 0 | NO | 1000 | 196490 | COLFAX POMPE | 150628 | 150628 | 22 | 1 | 2CAC |  |  | 652-350 |  |  |  |  | 40914 | 42306 | 42322
8395 | 29200000TL | 03483 | EG1015021 | P | 58006922 | 58 | EGTL Spares | Mtce | 64 | 64B | KIT:SPARE PARTS | FOR REDUCER, MODEL 305 L2 24 | Power Transmission Equipment & Replacement Parts : 5 FZ P132 T LL,CONTAINS DWG 1.35031050 POS 2 COD 710300777A SEAL RING,POS 4&6 COD 712750055 BEARING,DWG 1.383.0.604.0 POS 5 COD 710316051A SEAL RING,POS 2 COD 712753055A BEARING,DWG 1.356.3.103.0 POS 2 CO | KI | 1 | 0 | 0 | NO | 335.4499 | 52078.59 | TECHNOBI | 999999-1 | 999999-1 | 01 | 1 | 2CAC |  |  | SEE ITEM NOTE |  |  |  |  | 40914
8396 | 29200000TL | 03483 | EG1015021 | P | 58006923 | 58 | EGTL Spares | Mtce | 64 | 64B | KIT:SPARE PARTS | MODEL W110 U 1/64 N143 TC B3 | Power Transmission Equipment & Replacement Parts : FOR REDUCER WITH,CONTAINS SPARE PARTS LIST W 55X80X8L COD 6365 SEAL RING,60X90X8DL COD 6107 SEAL RING,60X110X22 6212 COD 6103 BEARING CLB,30X72X20.75 31306 COD 6101 BEARING CLA,60X110X23.75 30212 COD 6100 | KI | 3 | 0 | 0 | NO | 281.5383 | 43708.82 | TECHNOBI | 999999-2 | 999999-2 | 01 | 1 | 2CAC |  |  | &QUOT;SPARE PARTS LIST W |  |  |  |  | 40914
8397 | 29200000TL | 03483 | EG1015002 | P | 58006924 | 58 | EGTL Spares | Mtce | 64 | 64B | KIT:SPARE PARTS W86 | REDUCER WITH MODEL W86/150A300 | Power Transmission Equipment & Replacement Parts : CONTAINS SPARE PARTS LIST W 55X100X21 BEARING CLA,50X90X20 6210 COD 6103 BEARING CLA,25X62X17 6305-2RS COD 6101 BEARING CLA,158.3X3.53 4625 COD 6112 O-RING,50X80X10DL COD 6107 SEAL RING,50X80X8L FKM | KI | 2 | 0 | 0 | NO | 489.9925 | 76076.225 | TECHNOBI | 999999-3 | 999999-3 | 01 | 1 | 2CAC |  |  | &QUOT;SPARE PARTS LIST W |  |  |  |  | 40914 | 41493 | 41474
8398 | 29300000TL | 03483 | EGC020024 | P | 58006935 | 58 | EGTL Spares | Mtce | 56 | 56Z | O-RING:DECANTER,210MM ID | 240MM OD,15MM WD,RUBBER | *OBS*GS&P-O-Rings : NON-STANDARD SIZE, FOR DECANTER MOD.B/DF 400, EQUIPMENT: SOLENOID VALVES AND SILECER | EA | 2 | 0 | 1 | YES | 168.4324 | 69000 | BARIGELLI | BB50202605 | BB50202605 | 01 | 1 | 2CAC |  |  | 05 02 01 02 03 |  |  |  |  | 43770 | 44266 | 44306
8399 | 29200000TL | 03483 | EGC020021 | P | 58006959 | 58 | EGTL Spares | Mtce | 54 | 54D | SEAL: OIL,LIP,40MM ID,48MM OD | 4MM WD,PTFE,STL CAGE, RING | *OBS*GS&P-Other : | EA | 1 | 0 | 0 | NO | 23.9607 | 3719.9 | MAPRO INTERNATIONAL | 14/21 L.R. 124 - 4 | 14/21 L.R. 124 - 4 | 01,22 | 1 | 2CAC | 2CAC |  | DRG. 124 |  |  |  |  | 40914
8400 | 29200000TL | 03483 | EGC024006 | P | 58006960 | 58 | EGTL Spares | Mtce | 72 | 72Z | CARTRIDGE:FILTER,162MM | 250MM DIAMETER,STEEL | *OBS*Fastener-Stud B : (MINIMUM ORDER Q.TY 2 PCS.) | EA | 1 | 0 | 0 | NO | 50.0451 | 7769.5 | MAPRO INTERNATIONAL | 14/21 F8-C8 | 14/21 F8-C8 | 01,22 | 1 | 2CAC |  |  | AT/01/055 |  |  |  |  | 40914 | 44566
8401 | 29200000TL | 03483 | EGC046043 | P | 58007026 | 58 | EGTL Spares | Mtce | 53 | 53Z | CONNECTOR:PNEUMATIC NUT | DIAMETER 3, 4, 6, 9, 13 MM | Fittings - Tube :FREE OF COPPER AND PTFE, FESTO MCK-PK-4,TITLE OF BOM 000006A | EA | 10 | 0 | 0 | NO | 0.9699 | 150.5828 | FESTO | 2965 |  | 01 | 1 | 3CAC | 1BBB | [6 empty] | 40915
8402 | 29200000TL | 03483 | EGC046043 | P | 58007027 | 58 | EGTL Spares | Mtce | 65 | 65D | CONNECTOR:PNEUMATIC NUT | DIAMETER 3, 4, 6, 9, 13 MM | Tools & Equipment - Pneumatic : FREE OF COPPER AND PTFE, FESTO MCK-PK-6 | EA | 10 | 0 | 0 | NO | 1.4554 | 225.9566 | FESTO | 2966 |  | 01 | 1 | 3CAC | [7 empty] | 40915 | 41898 | 41939
8403 | 29200000TL | 03483 | EGC046043 | P | 58007029 | 58 | EGTL Spares | Mtce | 65 | 65D | CONNECTOR:PNEUMATIC RING | DIAMETER 3, 4, 6, 9, 13 MM | Tools & Equipment - Pneumatic : FREE OF COPPER AND PTFE, FESTO TK-M5-PK-3, PIECE | EA | 10 | 0 | 0 | NO | 9.8482 | 1609.0344 | FESTO |  |  | 01 | 1 | 3CAC | [7 empty] | 40915 | 41898 | 41941
8404 | 29200000TL | 03483 | EGC046043 | P | 58007031 | 58 | EGTL Spares | Mtce | 65 | 65D | CONNECTOR:PNEUMATIC RING | DIAMETER 3, 4, 6, 9, 13 MM | Tools & Equipment - Pneumatic : FREE OF COPPER AND PTFE, FESTO TK-1/8-PK-3, PIECE | EA | 10 | 0 | 0 | NO | 10.1094 | 1569.48 | FESTO | 4598 |  | 01 | 1 | 3CAC | [7 empty] | 40915 | 41898 | 41939
8405 | 29200000TL | 03483 | EGC046043 | P | 58007032 | 58 | EGTL Spares | Mtce | 65 | 65D | CONNECTOR:PNEUMATC HOLLOW BOLT | DIAMETER 3, 4, 6, 9, 13 MM | Tools & Equipment - Pneumatic : FREE OF COPPER AND PTFE, FESTO VT-1/8-3 | EA | 10 | 4 | 10 | NO | 62.3248 | 12130.4392 | FESTO | 4596 |  | 01 | 1 | 3CAC | [7 empty] | 40915 | 41898 | 42069
8406 | 29200000TL | 03483 | EGC046043 | P | 58007033 | 58 | EGTL Spares | Mtce | 65 | 65D | CONNECTOR:PNEUMATIC RING | DIAMETER 3, 4, 6, 9, 13 MM | Tools & Equipment - Pneumatic : FREE OF COPPER AND PTFE, FESTO TK-1/8-PK-6-KU, PIECE | EA | 10 | 0 | 0 | NO | 4.3846 | 680.711 | FESTO | 6285 |  | 01 | 1 | 3CAC | [7 empty] | 40915 | 41900 | 41939
8407 | 29200000TL | 03483 | EGC046044 | P | 58007036 | 58 | EGTL Spares | Mtce | 53 | 53Z | FITTING:PNEUMATIC, FESTO | L-FITTING, TYPE QSLV-1/8-4 | Fittings - Tube :TITLE OF BOM 000006A | EA | 10 | 0 | 0 | NO | 38.3735 | 11564 | FESTO | 153086 |  | 01,22 | 1 | 3CAC | 1BBB | [6 empty] | 40915 | 43574 | 42519
8408 | 29200000TL | 03483 | EGC046044 | P | 58007037 | 58 | EGTL Spares | Mtce | 53 | 53Z | FITTING:PNEUMATIC, FESTO | L-FITTING, TYPE QSLV-1/8-6 | Fittings - Tube :TITLE OF BOM 000006A | EA | 10 | 0 | 0 | NO | 4.9897 | 774.6476 | FESTO | 153087 |  | 01,22 | 1 | 3CAC | 1BBB | [6 empty] | 40915 | 41898
8409 | 29200000TL | 03483 | EGC046044 | P | 58007038 | 58 | EGTL Spares | Mtce | 53 | 53Z | FITTING:PNEUMATIC, FESTO | L-FITTING, TYPE QSLV-1/8-8 | Fittings - Tube :TITLE OF BOM 000006A | EA | 8 | 5 | 20 | NO | 5.6096 | 870.8964 | FESTO | 153089 |  | 01,22 | 1 | 3CAC | 1BBB | [6 empty] | 40915 | 42157
8410 | 29200000TL | 03483 | EGC046044 | P | 58007039 | 58 | EGTL Spares | Mtce | 53 | 53Z | FITTING:PNEUMATIC, FESTO | L-FITTING, TYPE QSLV-1/4-6 | Fittings - Tube : | EA | 8 | 0 | 0 | NO | 5.6096 | 870.8964 | FESTO | 153088 |  | 01,22 | 1 | 3CAC | 1BBB | [5 empty] | PPNL551 | 40915 | 45561 |  |  |  | -2 | 1
8411 | 29200000TL | 03483 | EGC046044 | P | 58007040 | 58 | EGTL Spares | Mtce | 53 | 53Z | FITTING:PNEUMATIC, FESTO | L-FITTING, TYPE QSLV-1/4-8 | Fittings - Tube : | EA | 10 | 0 | 0 | NO | 6.5196 | 1012.1648 | FESTO | 153090 |  | 01,22 | 1 | 3CAC | 1BBB | [6 empty] | 40915 | 41898
8412 | 29200000TL | 03483 | EGC046044 | P | 58007041 | 58 | EGTL Spares | Mtce | 53 | 53Z | FITTING:PNEUMATIC, FESTO | L-FITTING, TYPE QSLV-1/4-10 | Fittings - Tube : | EA | 10 | 0 | 0 | NO | 8.9994 | 1397.16 | FESTO | 153092 |  | 01,22 | 1 | 3CAC | 1BBB | [6 empty] | 40915 | 41898
8413 | 29200000TL | 03483 | EGC046044 | P | 58007043 | 58 | EGTL Spares | Mtce | 53 | 53Z | COUPLER:MALE QUICK PNEUMATIC | FESTO, CK-1/8-PK-4 | Fittings - Tube : | EA | 10 | 5 | 20 | NO | 2.0599 | 319.7944 | FESTO | 2027 |  | 01 | 1 | 3CAC | 1BBB | [6 empty] | 40915 | 41898
8414 | 29200000TL | 03483 | EGC046044 | P | 58007044 | 58 | EGTL Spares | Mtce | 53 | 53Z | COUPLER:MALE QUICK PNEUMATIC | FESTO, CK-1/8-PK-6 | Fittings - Tube : | EA | 2 | 0 | 0 | NO | 2.0599 | 319.7944 | FESTO | 2028 |  | 01 | 1 | 3CAC | 3CAC | [6 empty] | 40915 | 44937 | [5 empty] | -2 | 1
8415 | 29200000TL | 03483 | EGC046044 | P | 58007045 | 58 | EGTL Spares | Mtce | 53 | 53Z | COUPLER:MALE QUICK PNEUMATIC | FESTO, CK-1/4-PK-4 | Fittings - Tube : | EA | 10 | 0 | 0 | NO | 2.0599 | 319.7944 | FESTO | 2029 |  | 01 | 1 | 3CAC | 1BBB | [6 empty] | 40915 | 41898
8416 | 29200000TL | 03483 | EGC046044 | P | 58007046 | 58 | EGTL Spares | Mtce | 53 | 53Z | COUPLER:MALE QUICK PNEUMATIC | FESTO, CK-1/4-PK-6 | Fittings - Tube : | EA | 10 | 0 | 0 | NO | 2.0599 | 319.7944 | FESTO | 2030 |  | 01 | 1 | 3CAC | 1BBB | [6 empty] | 40915 | 41898
8417 | 29200000TL | 03483 | EGC046044 | P | 58007047 | 58 | EGTL Spares | Mtce | 53 | 53Z | CONNECTOR:PUSH IN, 2.6MM | PBT - HOUSING /NBR TUBING SEAL | Fittings - Tube :FESTO, QS-4 | EA | 10 | 0 | 0 | NO | 3.9697 | 616.3028 | FESTO | 153031 |  | 01 | 1 | 3CAC | 1BBB | [6 empty] | 40915 | 41898
8418 | 29200000TL | 03483 | EGC046044 | P | 58007048 | 58 | EGTL Spares | Mtce | 53 | 53Z | CONNECTOR:PUSH IN, 4MM | PBT-HOUSING / NBR-TUBING SEAL | Fittings - Tube :FESTO, QS-6 | EA | 10 | 0 | 0 | NO | 4.1697 | 647.3508 | FESTO | 153032 |  | 01 | 1 | 3CAC | 1BBB | [6 empty] | 40915 | 41898
8419 | 29200000TL | 03483 | EGC046044 | P | 58007049 | 58 | EGTL Spares | Mtce | 53 | 53Z | CONNECTOR:PUSH IN, 5MM | PBT-HOUSING / NBR-TUBING SEAL | Fittings - Tube :FESTO, QS-8 | EA | 10 | 0 | 0 | NO | 4.5597 | 707.8944 | FESTO | 153033 |  | 01 | 1 | 3CAC | 1BBB | [6 empty] | 40915 | 41898
8420 | 29200000TL | 03483 | EGC046044 | P | 58007050 | 58 | EGTL Spares | Mtce | 53 | 53Z | CONNECTOR:PUSH IN, 6.7MM | PBT-HOUSING / NBR-TUBING SEAL | Fittings - Tube :FESTO, QS-10 | EA | 10 | 0 | 0 | NO | 5.9996 | 931.44 | FESTO | 153034 |  | 01 | 1 | 3CAC | 1BBB | [6 empty] | 40915 | 41898
8421 | 29200000TL | 03483 | EGC046044 | P | 58007051 | 58 | EGTL Spares | Mtce | 53 | 53Z | CAP: TUBE,10, PUSH-IN, PBT | PNUEMATIC FITTING, FESTO | Fittings - Tube :TYPE QSC-4 | EA | 10 | 0 | 0 | NO | 1.9999 | 310.48 | FESTO | 153262 |  | 01 | 1 | 3CAC | 1BBB | [6 empty] | 40915 | 41898
8422 | 29200000TL | 03483 | EGC046044 | P | 58007052 | 58 | EGTL Spares | Mtce | 53 | 53Z | CAP: TUBE,10, PUSH-IN, PBT | PNUEMATIC FITTING, FESTO | Fittings - Tube :TYPE QSC-6 | EA | 8 | 5 | 20 | NO | 2.0899 | 324.4516 | FESTO | 153263 |  | 01 | 1 | 3CAC | 1BBB | [6 empty] | 40915 | 42048
8423 | 29200000TL | 03483 | EGC046044 | P | 58007053 | 58 | EGTL Spares | Mtce | 53 | 53Z | CAP: TUBE,10, PUSH-IN, PBT | PNUEMATIC FITTING, FESTO | Fittings - Tube :TYPE QSC-8 | EA | 10 | 0 | 0 | NO | 2.26 | 350.8663 | FESTO | 153264 |  | 01 | 1 | 3CAC | 1BBB | [6 empty] | 40915 | 41898
8424 | 29200000TL | 03483 | EGC046044 | P | 58007054 | 58 | EGTL Spares | Mtce | 53 | 53Z | CAP: TUBE,10, PUSH-IN, PBT | PNUEMATIC FITTING, FESTO | Fittings - Tube :TYPE QSC-10 | EA | 10 | 5 | 20 | NO | 2.57 | 398.994 | FESTO | 153265 |  | 01 | 1 | 3CAC | 1BBB | [6 empty] | 40915 | 41898
8425 | 29200000TL | 03483 | EGC046045 | P | 58007055 | 58 | EGTL Spares | Mtce | 53 | 53Z | TEE:PNEUMATIC,4MM,PUSH-IN,PBT | FITTING,FESTO,CONNECTOR,QST-4 | Fittings - Tube : | EA | 10 | 4 | 7 | NO | 16.0375 | 4708.9139 | FESTO | 153128 |  | 02,22 | 1 | 3CAC | 1BBB | [6 empty] | 40915 | 45687 | 43539 | -10 | 1
8426 | 29200000TL | 03483 | EGC046045 | P | 58007059 | 58 | EGTL Spares | Mtce | 53 | 53Z | TEE:PNEUMATIC,12MM,PUSH-IN,PBT | FITTING,FESTO,CONNECTOR,QST-12 | Fittings - Tube : | EA | 10 | 0 | 0 | NO | 10.69 | 1659.6286 | FESTO | 153132 |  | 02,22 | 1 | 3CAC | 1BBB | [6 empty] | 40915 | 41898
8427 | 29300000TL | 03483 | EGC046045 | P | 58007062 | 58 | EGTL Spares | Mtce | 53 | 53Z | FITTING:PUSH-IN THREADED | PNUEMATIC,FESTO, TYPE QS-1/4-6 | Fittings - Tube : | EA | 10 | 2 | 4 | YES | 3.22 | 4913.3014 | FESTO | 153003 |  | 01,22 | 1 | 3CAC | 1BBB | [6 empty] | 43770 |  | 45642
8428 | 29200000TL | 03483 | EGC018019 | S | 58007064 | 58 | EGTL Spares | Mtce | 65 | 65D | FITTING:PUSH-IN FEMALE THREAD | PNUEMATIC,FESTO,TYP QSF-1/8-4B | Tools & Equipment - Pneumatic : | EA | 4 | 0 | 0 | NO | 20.7567 | 3222.492 | FESTO | 153002 |  | 01,22 | 1 | 3CAC | [7 empty] | 40915 | 45687 | 41939 | -2 | 1
8429 | 29200000TL | 03483 | EGC018019 | P | 58007065 | 58 | EGTL Spares | Mtce | 65 | 65D | FITTING:PUSH-IN FEMALE THREAD | PNUEMATIC,FESTO,TYP QSF-1/8-6B | Tools & Equipment - Pneumatic : | EA | 64 | 0 | 0 | NO | 6.198 | 962.2464 | FESTO | 153023 |  | 01,22 | 1 | 3CAC | [7 empty] | 40915 | 41898 | 41939
8430 | 29200000TL | 03483 | EGC018019 | P | 58007066 | 58 | EGTL Spares | Mtce | 65 | 65D | FITTING:PUSH-IN FEMALE THREAD | PNUEMATIC,FESTO,TYP QSF-1/4-6B | Tools & Equipment - Pneumatic : | EA | 62 | 4 | 10 | NO | 12.2582 | 2805.0471 | FESTO | 153024 |  | 01,22 | 1 | 3CAC | [7 empty] | 40915 | 45422 | 41939 |  |  | -2 | 1
8431 | 29200000TL | 03483 | EGC018019 | P | 58007067 | 58 | EGTL Spares | Mtce | 65 | 65D | FITTING:PUSH-IN FEMALE THREAD | PNUEMATIC,FESTO,TYP QSF1/4-10B | Tools & Equipment - Pneumatic : | EA | 64 | 0 | 0 | NO | 8.3098 | 1290.094 | FESTO | 153028 |  | 01,22 | 1 | 3CAC | [7 empty] | 40915 | 41898 | 41939
8432 | 29200000TL | 03483 | EGC018019 | P | 58007068 | 58 | EGTL Spares | Mtce | 65 | 65D | FITTING:PUSH-IN FEMALE THREAD | PNUEMATIC,FESTO,TYP QSF-1/4-8B | Tools & Equipment - Pneumatic : | EA | 44 | 0 | 0 | NO | 7.4794 | 1161.1803 | FESTO | 153026 |  | 01,22 | 1 | 3CAC | [7 empty] | 40915 | 41937 | 41955
8433 | 29200000TL | 03483 | EGC023005 | P | 58007072 | 58 | EGTL Spares | Mtce | 53 | 53Z | ELBOW: FITTING PNEUMATIC | SWIVEL | Fittings - Tube :TYPE LCK-1/8-PK-6 | EA | 10 | 0 | 0 | NO | 6.5405 | 1015.34 | FESTO | 4470 |  | 02 | 1 | 3CAC | 1BBB | [6 empty] | 40915 | 41898
8434 | 29200000TL | 03483 | EGC023005 | P | 58007073 | 58 | EGTL Spares | Mtce | 53 | 53Z | ELBOW: FITTING PNEUMATIC | SWIVEL | Fittings - Tube :TYP LCK-1/4-PK-4 | EA | 6 | 0 | 0 | NO | 7.3205 | 1136.43 | FESTO | 4471 |  | 02 | 1 | 3CAC | 1BBB | [6 empty] | 40915 | 42503
8435 | 29200000TL | 03483 | EGC023005 | P | 58007074 | 58 | EGTL Spares | Mtce | 53 | 53Z | ELBOW: FITTING PNEUMATIC | SWIVEL | Fittings - Tube : | EA | 10 | 2 | 4 | NO | 7.8805 | 1223.37 | FESTO | 4472 |  | 02 | 1 | 3CAC | 1BBB | [6 empty] | 40915 | 41898
8436 | 29200000TL | 03483 | EGC023005 | P | 58007075 | 58 | EGTL Spares | Mtce | 53 | 53Z | TEE: FITTING PNEUMATIC M5 | SWIVEL DIE CAST ZINC | Fittings - Tube :TCK-M5-PK-3 | EA | 10 | 0 | 0 | NO | 7.8805 | 1223.37 | FESTO | 4484 |  | 02,22 | 1 | 3CAC | 1BBB | [6 empty] | 40915 | 41898
8437 | 29200000TL | 03483 | EGC024024 | P | 58007076 | 58 | EGTL Spares | Mtce | 53 | 53Z | TEE:PNEUMATIC, 1/8 IN, SWIVEL | DIE CAST ZINC, FITTING, FESTO | Fittings - Tube :TCK-1/8-PK-3 | EA | 9 | 5 | 20 | NO | 0 | 0 | FESTO | 4137 |  | 02,22 | 1 | 3CAC | 1BBB | [6 empty] | 40915
8438 | 29200000TL | 03483 | EGC046046 | P | 58007077 | 58 | EGTL Spares | Mtce | 53 | 53Z | TEE:PNEUMATIC, 1/8 IN, SWIVEL | DIE CAST ZINC, FITTING, FESTO | Fittings - Tube :TCK-1/8-PK-4 | EA | 10 | 5 | 20 | NO | 7.88 | 1223.3745 | FESTO |  |  | 02,22 | 1 | 3CAC | 1BBB | [6 empty] | 40915 | 41898
8439 | 29200000TL | 03483 | EGC046046 | P | 58007078 | 58 | EGTL Spares | Mtce | 53 | 53Z | TEE:PNEUMATIC, 1/4 IN, SWIVEL | DIE CAST ZINC, FITTING, FESTO | Fittings - Tube :TYPE TCK-1/4-PK-4 | EA | 10 | 0 | 0 | NO | 8.7994 | 1366.112 | FESTO | 4487 |  | 02,22 | 1 | 3CAC | 1BBB | [6 empty] | 40915 | 41898
8440 | 29200000TL | 03483 | EGC024024 | P | 58007079 | 58 | EGTL Spares | Mtce | 53 | 53Z | TEE:PNEUMATIC, 1/8 IN, SWIVEL | DIE CAST ZINC, FITTING, FESTO | Fittings - Tube :TCK-1/8-PK-6 | EA | 20 | 0 | 0 | NO | 9.62 | 1493.51 | FESTO |  |  | 02,22 | 1 | 3CAC | 1BBB | [6 empty] | 40915 | 41899
8441 | 29200000TL | 03483 | EGC030032 | P | 58007082 | 58 | EGTL Spares | Mtce | 54 | 54B | KIT:SEAL,PNEUMATIC CYLINDER | FOR PNEUMATIC ACTUATOR,ROTORK | CONTAINS (2) VAPORFLEX/SA FLG GASKET,PTFE/GRAPHITE SLIDING RING,NBR O-RING,(2) NBR O-RING,NBR/PTFE/ GRAPHITE SEAL WASHER,(2) NBR O-RING,535A, 105-XXV-0004 | KI | 1 | 0 | 0 | NO | 1522.7061 | 236339.204 | ROTORK | WGCP535 | WGCP535 | 01,22 | 1 | 1CAB | 1CCC |  | SEE ITEM NOTE |  |  |  |  | 41259 | 45692 |  | -2 | 2
8442 | 29300000TL | 03483 | EGC042027 | P | 58007136 | 58 | EGTL Spares | Mtce | 76 | 76Z | GLAND:SPLIT,DIN 0.7040 ASTM | A536 GR 60-40-18 | Pumps-Other : &quot;174-PC-010 A/B/C EGTL1-SLZ-MEC-DD-741404 PART 452.01&quot; | PC | 2 | 0 | 1 | YES | 5608.7 | 2332293.746 | SULZER | 104618423202 | 104618423202 | 01 | 1 | 2BAB |  |  | E0-104.619.805 |  |  |  |  | 43770 |  | 44477
8443 | 29200000TL | 03483 | EGC042012 | P | 58007165 | 58 | EGTL Spares | Mtce | 87 | 87B | LUBRICATOR:CONSTANT LEVEL | BRASS/GLASS, 183-PC-014 A/B/C | *OBS*Machinery-Misc- : &quot; 150-PC-009 A/B EGTL1-SLZ-MEC-DD-831065 PART 638.0&quot; | PC | 5 | 0 | 0 | NO | 691.2663 | 107319.1 | SULZER | 204500908001 | 204500908001 | 00 | 1 | 2BAB | 2BAB |  | 1-104.421.816 |  |  |  |  | 40914 | 45444 |  |  |  | -1 | 1
8444 | 29200000TL | 03483 | EGC042012 | P | 58007166 | 58 | EGTL Spares | Mtce | 02 | 02A | FAN: NON DRIVE END | MATERIAL ALUM 356.0 | *OBS*HVAC-Other : &quot;183-PC-014 A/B/C 150-PC-009 A/B EGTL1-SLZ-MEC-DD-831065 PART 831.0&quot; | PC | 3 | 1 | 4 | NO | 518.7492 | 80535.82 | SULZER | 204502484001 | 204502484001 | 01,22 | 1 | 2BAB | 2BAB |  | 1-104.421.816 |  |  |  |  | 40914 | 45444 |  |  |  | -1 | 1
8445 | 29200000TL | 03483 | EGC040005 | P | 58007169 | 58 | EGTL Spares | Mtce | 76 | 76Z | SEAL:LABYRINTH,114.3MM SHAFTOD | 22.86 MM WD,175 MM,BRONZE | Pumps-Other : &quot;INPRO VBXXD 183-PC-014 A/B/C TYPE: SHAFT MATERIAL: BRZ EGTL1-SLZ-MEC-DD-831065 PART 430.01&quot; | PC | 5 | 0 | 0 | NO | 853.0011 | 132428.42 | SULZER | 204502559091 | 204502559091 | 01,22 | 1 | 2BAB |  |  | 1-104.421.816 |  |  |  |  | 40914 | 45432 |  |  |  | 0 | 2
8446 | 29200000TL | 03483 | EGC041018 | P | 58007176 | 58 | EGTL Spares | Mtce | 76 | 76Z | SLEEVE:OIL THROWER,116MM DIA | CARBON STEEL BS970 080 M40 | Pumps-Other : &quot;183-PC-014 A/B/C EGTLA-SLZ-MEC-DD-831065 PART 508.01&quot; | PC | 3 | 0 | 0 | NO | 656.5233 | 101925.24 | SULZER | 204502637001 | 204502637001 | 01 | 1 | 2BAB |  |  | 1-104.421.816 |  |  |  |  | 40914 | 44891
8447 | 29200000TL | 03483 | EGC042021 | P | 58007183 | 58 | EGTL Spares | Mtce | 54 | 54D | SEAL:LABYRINTH,89.15 MM(88.90) | SHAFT OD,22.86 MM WD,175 MM | *OBS*GS&P-Other : &quot;BRONZE, INPRO VBXXD 150-PC-009 TYPE: SHAFT MATERIAL: BRZ 150-PC-009A/B EGTL1-SLZ-MEC-DD-501765 PART 430.01&quot; | PC | 2 | 2 | 3 | NO | 3180.7835 | 493816.64 | SULZER | 204502660021 | 204502660021 | 01,22 | 1 | 2BAB | 2BAB |  | 1-104.421.816 |  |  |  |  | 40914 | 45432 |  |  |  | 0 | 2 | -1 | 1
8448 | 29200000TL | 03483 | EGC022018 | P | 58007204 | 58 | EGTL Spares | Mtce | 54 | 54A | SEAL: MECHANICAL,40 MM,90 MM | INCONEL X750 SPRING,O-RING | Seals : &quot;CARTRIDGE,BALANCED,SINGLE ARRANGEMENT,CARBON,SILICON CARBIDE ROT FACE,316 STAINLESS STEEL HARDWARE,FLUOROELASTOMER GASKET,BSTFN 183-PX-019 A/B G/C5840 JOHN CRANE TYPE SBOP S&quot; | EA | 2 | 0 | 0 | NO | 11374.1464 | 1765836.23 | SULZER | GRD102729700 | GRD102729700 | 01,22 | 1 | 2BAB | 1BBB |  | D000665 |  |  |  |  | 40914
8449 | 29200000TL | 03483 | EGC042024 | P | 58007236 | 58 | EGTL Spares | Mtce | 54 | 54D | O-RING:VITON | API CENTRIFUGAL PUMPS | *OBS*GS&P-O-Rings : &quot;183-PC-017 , 150-PC-008 A/B , 150-PC-010 A/B , 150-PC-031 , 183-PC-003 , 183-PC-004 , 183-PC-015 , EGTL1-SLZ-MEC-DD-831776 PART 412.05&quot; | PC | 14 | 0 | 0 | NO | 66.2021 | 10278.5593 | SULZER | 21702010505 |  | 01 | 1 | 2BAB | 2BAB |  | CS0569196 |  |  |  |  | 41291 | 42953
8450 | 29200000TL | 03483 | EGC039004 | P | 58007238 | 58 | EGTL Spares | Mtce | 54 | 54D | O-RING:FPM 70 | API CENTRIFUGAL PUMPS | *OBS*GS&P-O-Rings : &quot;E0-S.4650.013-X , 150-PC-011 A/B , EGTL1-SLZ-MEC-DD-501767 PART 41205&quot; | PC | 11 | 0 | 0 | NO | 239.607 | 37198.99 | SULZER | 21702021805 | 53292.0233 | 01 | 1 | 2BAB | 2BAB |  | CS0569196-10 |  |  |  |  | 41248 | 44095
8451 | 29200000TL | 03483 | EGC039004 | P | 58007244 | 58 | EGTL Spares | Mtce | 54 | 54A | GASKET:GRAPHITE/316 SS | API CENTRIFUGAL PUMPS | Gaskets : &quot;150-PC-010 A/B , 183-PC-015 , EGTL1-SLZ,EC-DD-501766 PART 400.02 OR 400.03&quot; | PC | 3 | 0 | 0 | NO | 65.2165 | 10123.8057 | SULZER | 104943264049 | FLT71-LAM2BB 370 MML5E8CN | 01 | 1 | 2BAB |  |  | CS0569196-02 |  |  |  |  | 41248 | 45643 | 41864 |  |  | -2 | 2 | -1 | 1
8452 | 29300000TL | 03483 | EGC039004 | P | 58007245 | 58 | EGTL Spares | Mtce | 54 | 54A | GASKET:GRAPHITE/316 SS | API CENTRIFUGAL PUMPS | Gaskets : &quot;177-PC-001 A/B , 183-PC-002, 183-PC-001 A/B , EGTL1-SLZ-MEC-DD-771769 PART 400.02 OR 400.03&quot; | PC | 6 | 1 | 2 | YES | 154.3363 | 62668.9029 | SULZER | 104943264649 | SEE ADDITIONAL INFO | 01 | 1 | 2BAB |  |  | CS0569196 - 04 |  |  |  | SULZERL645 | 43770 | 45543 | 44716 |  |  | -1 | 1 | -2 | 2
8453 | 29200000TL | 03483 | EGC041020 | P | 58007246 | 58 | EGTL Spares | Mtce | 54 | 54A | GASKET:GRAPHITE/316 SS | API CENTRIFUGAL PUMPS | Gaskets : &quot;150-PC-031 , 183-PC-004 , EGTL1-SLOZ-MEC-DD-501768 PART 400.02 OR 400.03&quot; | PC | 1 | 0 | 0 | NO | 2622.0583 | 407082.9831 | SULZER | 104943265272 | WO064892-A .19A | 01 | 1 | 2BAB |  |  | CS0569196 - 03 |  |  |  |  | 41291 | 44042 | 41612
8454 | 29200000TL | 03483 | EGC041019 | P | 58007248 | 58 | EGTL Spares | Mtce | 54 | 54A | GASKET:GRAPHITE/316 SS | API CENTRIFUGAL PUMPS | Gaskets : &quot;183-PC-003 , EGTL1-SLZ-MEC-DD-831772 PART 400.02 OR 400.03&quot; | PC | 10 | 0 | 0 | NO | 551.1675 | 85563.84 | SULZER | 104943265472 | WO064892-A. 16 | 01 | 1 | 2BAB |  |  | CS0569196 - 07 |  |  |  |  | 41250 | 44938 | 41883 |  |  |  |  | -1 | 1
8455 | 29200000TL | 03483 | EGC041024 | P | 58007249 | 58 | EGTL Spares | Mtce | 54 | 54A | GASKET:GRAPHITE/316 SS | API CENTRIFUGAL PUMPS | Gaskets : &quot;150-PC-010 A/B , 183-PC-015 , EGTL1-SLZ-MEC-DD-501766 PART 400.02 OR 400.03&quot; | PC | 2 | 0 | 0 | NO | 607.4041 | 93104.1389 | SULZER | 104943267172 | WO064892 -12. 12 | 01 | 1 | 2BAB |  |  | CS0569196-02 |  |  |  |  | 41250 | 45643 | 41864 |  |  | -2 | 2 | -1 | 1
8456 | 29200000TL | 03483 | EGC042010 | P | 58007258 | 58 | EGTL Spares | Mtce | 87 | 87B | RING: WEAR,245 MM,410 SS ASTM | A276 11-13% CR, IMPELLER | Engines - Parts : &quot;177-PC-001 A/B EGTL1-SLZ-MEC-DD-771769 PART 503.01 OR 503.02&quot; | PC | 1 | 0 | 0 | NO | 1407.6914 | 218544.09 | SULZER | 75925M3804Z0 | 75925M3804Z0 | 01 | 1 | 2BAB |  |  | CS0569196 - 04 |  |  |  |  | 40914 | 45118 | [5 empty] | -2 | 2
8457 | 29200000TL | 03483 | EGC042034 | P | 58007269 | 58 | EGTL Spares | Mtce | 87 | 87B | RING: WEAR,245 MM,ASTM A743 GR | CA15(H) 11-13% CR, STATIONARY | Engines - Parts : &quot;EQUIPMENT: API CENTRIFUGAL PUMPS 177-PC-001 A/B EGTL1-SLZ-MEC-DD-771769 PART 502.01 OR 502.02&quot; | PC | 1 | 0 | 0 | NO | 2138.4929 | 332001.02 | SULZER | 7592MR4376Z0 | 7592MR4376Z0 | 01 | 1 | 2BAB |  |  | CS0569196 - 04 |  |  |  |  | 40914 | 45116 | [5 empty] | -1 | 1
8458 | 29200000TL | 03483 | EGC042035 | P | 58007272 | 58 | EGTL Spares | Mtce | 56 | 56Z | NUT:IMPELLER,304L SS | ASTM A276,GR, 183-PC-004 | *OBS*Fastener-Other : EGTL1-SLZ-MEC-DD-831773 PART 922.01 | PC | 1 | 0 | 1 | NO | 4126.57 | 1259594.2268 | SULZER | 6447751251C100Z0 | 6447751251C100Z0 | 01,21,22 | 1 | 2BAB | 2BAB |  | CS0569196 - 08 |  |  |  |  | 40914 | 42952 | 43108
8459 | 29200000TL | 03483 | EGC042031 | P | 58007276 | 58 | EGTL Spares | Mtce | 50 | 50Z | BUSHING:INTERSTAGE | ASTM A890 GR 3A,150-PC-011 A/B | Bearings & Accessories - All :EGTL1-SLZ-MEC-DD-501767 PART 54101 | PC | 6 | 0 | 0 | NO | 656.5233 | 101925.24 | SULZER | 6441F20464724400 | 6441F20464724400 | 01 | 1 | 2BAB |  |  | CS0569196-10 |  |  |  |  | 40914
8460 | 29200000TL | 03483 | EGC042031 | P | 58007279 | 58 | EGTL Spares | Mtce | 87 | 87B | RING: WEAR, 279MM ID,ASTM A890 | GR,3A HF, IMPELLER | Engines - Parts : &quot;EGTL1-SLZ-MEC-DD-501767 PART 50301 OR 50302 OR 50303 150-PC-011 A/B&quot; | PC | 2 | 1 | 2 | NO | 4677.1295 | 726124.36 | SULZER | 6441F20464904900 | 6441F20464904900 | 01 | 1 | 2BAB |  |  | CS0569196-10 |  |  |  |  | 40914
8461 | 29200000TL | 03483 | EGC040005 | P | 58007282 | 58 | EGTL Spares | Mtce | 76 | 76Z | SEAL: LABYRINTH,38MM SHAFT OD | 32MM WD,75MM,BRZ ROT ELEMENT | Pumps-Other : &quot;VITON ELASTOMER, RING, INPRO SEAL OM32 150-PC-008 A/B EGTL1-SLZ-MEC-DD-501764 PART 423.01 OR 423.02&quot; | PC | 6 | 0 | 0 | NO | 1704.7676 | 264670.84 | SULZER | 104932053601 | 104932053601 | 01,22 | 1 | 2BAB |  |  | CS0569196 |  |  |  |  | 40914 | 44580
8462 | 29200000TL | 03483 | EGC042024 | P | 58007283 | 58 | EGTL Spares | Mtce | 76 | 76Z | SEAL: LABYRINTH,38MM SHAFT OD | 32MM WD,55MM,BRZ ROT ELEMENT | Pumps-Other : &quot;VITON ELASTOMER, RING, INPRO SEAL OM32 150-PC-008 A/B EGTL1-SLZ-MEC-DD-501764 PART 423.01 OR 423.02&quot; | PC | 2 | 1 | 2 | NO | 1613.4156 | 250482.77 | SULZER | 104932053621 | 104932053621 | 01,22 | 1 | 2BAB |  |  | CS0569196 |  |  |  |  | 40914 | 44581
8463 | 29200000TL | 03483 | EGC042033 | P | 58007295 | 58 | EGTL Spares | Mtce | 76 | 76Z | SEAL: LABYRINTH,58 MM SHAFT OD | 32 MM WD,120MM,BRZ ROT ELEMENT | Pumps-Other : &quot;VITON ELASTOMER,RING INPRO SEAL OM32 177-PC-001 A/B EGTL1-SLZ-MEC-DD-771769 PART NO 423.01 OR 423.02&quot; | PC | 2 | 0 | 0 | NO | 3312.5674 | 514276.09 | SULZER | 6443ISL43OM3255Z | 6443ISL43OM3255Z | 01,22 | 1 | 2BAB |  |  | CS0569196 - 04 |  |  |  |  | 40914
8464 | 29200000TL | 03483 | EGC042033 | P | 58007298 | 58 | EGTL Spares | Mtce | 76 | 76Z | SEAL: LABYRINTH,38 MM SHAFT OD | 32 MM WD,88 MM,BRZ ROT ELEMENT | Pumps-Other : &quot;VITON ELASTOMER, RING INPRO SEAL OM32 183-PC-003 EGTL1-SLZ-MEC-DD-831772 PART 423.01 OR 423.02&quot; | PC | 1 | 0 | 0 | NO | 1932.4308 | 300009.88 | SULZER | 6446ISL43OM3240Z | 6446ISL43OM3240Z | 01,22 | 1 | 2BAB |  |  | CS0569196 - 07 |  |  |  |  | 40914
8465 | 29300000TL | 03483 | EGC041014 | P | 58007331 | 58 | EGTL Spares | Mtce | 76 | 76Z | SEAL: LABYRINTH,66MM SHAFT OD | 32MM WD,130MM,BRZ ROT ELEMENT | Pumps-Other : &quot;VITON ELASTOMER, RING, INPRO SEAL OM32 183-PC-013 EGTL1-SLZ-MEC-DD-831064 PART NO NOT SHOWN ON DRAWING&quot; | PC | 1 | 0 | 1 | YES | 2199.88 | 943198.55 | SULZER | 104932051101 | 104932051101 | 01,22 | 1 | 2BAB |  |  | E0-S.4650.013-X |  |  |  |  | 43770 |  | 44663
8466 | 29300000TL | 03483 | EGC040033 | P | 58007332 | 58 | EGTL Spares | Mtce | 76 | 76Z | SEAL: LABYRINTH,66MM SHAFT OD | 32MM WD,130MM,BRZ ROT ELEMENT | Pumps-Other : &quot;VITON ELASTOMER, RING, INPRO SEAL OM32 183-PC-013 EGTL1-SLZ-MEC-DD-831064 PART NO NOT SHOWN ON DRAWING&quot; | PC | 2 | 1 | 2 | YES | 5608.57 | 2364535.8356 | SULZER | 104932051131 | 104932051131 | 01,22 | 1 | 2BAB |  |  | E0-S.4650.013-X |  |  |  |  | 43770 |  | 44631
8467 | 29300000TL | 03483 | EGC040033 | P | 58007355 | 58 | EGTL Spares | Mtce | 76 | 76Z | SPACER:SLEEVE,79MM DIA | A276T420/U4021QT700 | Pumps-Other : &quot;183-PC-013 EGTL1-SLZ-MEC-DD-831064 PART 52501&quot; | PC | 1 | 0 | 1 | YES | 2644.68 | 1097619.8388 | SULZER | 204646640001 | 204646640001 | 00 | 1 | 2BAB |  |  | E 9-S.4620.019-X |  |  |  |  | 43770 |  | 44631
8468 | 29300000TL | 03483 | EGC041034 | P | 58007363 | 58 | EGTL Spares | Mtce | 76 | 76Z | SLEEVE:THROTTLING,66MM DIA | A743 GR CA40+HV, 183-PC-013 | Pumps-Other : EGTL1-SLZ-MEC-DD-831064 PART 52203 | PC | 2 | 0 | 1 | YES | 18207.85 | 7556804.2345 | SULZER | 204647414001 | 204647414001 | 01 | 1 | 2BAB |  |  | E0-S.4650.013-X |  |  |  |  | 43770 |  | 44631
8469 | 29200000TL | 03483 | EGC041029 | P | 58007374 | 58 | EGTL Spares | Mtce | 76 | 76Z | SEAL:PROFILE,130MM ID | 3 MM WIDE,REINGRAFIT | Pumps-Other : &quot;183-PC-013 , EGTL1-SLZ-MEC-DD-831064 PART 41020, API CENTRIFUGAL PUMPS&quot; | PC | 2 | 0 | 0 | NO | 2795.2691 | 525935.9067 | SULZER | 204649069001 | AG0442M-J-S04D | 01,22 | 1 | 2BAB |  |  | E0-S.4650.013-X |  |  |  |  | 41250 | 44604 | 41969
8470 | 29200000TL | 03483 | EGC020006 | P | 58007477 | 58 | EGTL Spares | Mtce | 56 | 56Z | NUT: HEX 5/8 IN DIA,11 UNC | 39/64 IN HT,MOLYBDENUM | *OBS*Fastener-BottWa : &quot;DISULFIDE-BASED THD LUBRICANT COATED,SA194,GR 2H, @ 2 IN-150 LB & 300 LB RF 172-ES-007A/B, , (SHELL & TUBE HEAT EXCHAGE )&quot;. ( “Note: This item requires PMI testing and logging, if passed, markings and documenta | EA | 18 | 0 | 0 | NO | 2.0024 | 310.78 | EEC | X-7215A-BMLN-48 | X-7215A-BMLN-48 | 01,21,22 |  | 2CBB | 2CBB |  | X-7215A |  |  |  |  | 40914
8471 | 29200000TL | 03483 | EGC020006 | P | 58007484 | 58 | EGTL Spares | Mtce | 56 | 56Z | NUT: HEX 5/8 IN DIA,11 UNC | 39/64 IN HT,MOLYBDENUM | *OBS*Fastener-BottWa : &quot;DISULFIDE-BASED THD LUBRICANT COATED,SA194,GR 2H, @ 2 IN-150 LB & 300 LB RF 172-ES-007C/D, , (SHELL & TUBE HEAT EXCHAGE )&quot;. ( “Note: This item requires PMI testing and logging, if passed, markings and documenta | EA | 15 | 0 | 0 | NO | 2.0024 | 310.78 | EEC | X-7215B-BMLN-48 | X-7215B-BMLN-48 | 01,21,22 |  | 2CBB | 2CBB |  | X-7215B |  |  |  |  | 40914
8472 | 29300000TL | 03483 | EGC045001 | P | 58007530 | 58 | EGTL Spares | Mtce | 76 | 76F | ASSEMBLY:CAGE & BAFFLE,4 IN | 316 SS ENC, CONTROL VALVES | Pump - Centrifugal - Parts : WHIS III | EA | 1 | 1 | 2 | YES | 18572.76 | 29859426.252 | FISHER CONTROLS | 23A2697X042 |  | 01,22 | 1 |  |  |  | FORM 2376 |  |  |  |  | 43770 |  | 45525
8473 | 29300000TL | 03483 | EGC044024 | P | 58007533 | 58 | EGTL Spares | Mtce | 76 | 76F | CAGE: VALVE GLOBE 4 IN, | 2-7/8 IN X 4 IN, S17400 H1075 | Pump - Centrifugal - Parts : ASSY, CAVIII (CONTROL VALVES) | EA | 1 | 0 | 1 | YES | 2909.98 | 2407135.456 | FISHER CONTROLS | 23A5817X032 |  | 02,21,22 | 1 |  |  |  | FORM 5081 |  |  |  |  | 43770 | 45068 | 45237 |  |  |  |  | -1 | 1
8474 | 29200000TL | 03483 | EGC045016 | P | 58007551 | 58 | EGTL Spares | Mtce | 66 | 66F | SEAT: 2IN CONTROL VALVE | 3/4IN, R30006 FMS 31A1,LINER | Valve - Parts & Accessories : | EA | 1 | 0 | 0 | NO | 3468.348 | 538426.35 | FISHER | 23B6646X022 |  | 01,22 | 1 | 1BAA |  |  | FORM 5299 |  |  |  |  | 40975
8475 | 29200000TL | 03483 | EGC045015 | P | 58007612 | 58 | EGTL Spares | Mtce | 54 | 54B | PLUG:ANTI-EXTRUSION, | S41600 FGS 2B8 | (FISHER, 31B2155X012) | EA | 1 | 0 | 0 | NO | 2280.1469 | 353992.8 |  |  |  | 01 |  |  | 1CCC | [6 empty] | 41623
8476 | 29200000TL | 03483 | EGC024026 | P | 58007693 | 58 | EGTL Spares | Mtce | 54 | 54A | KIT: ACTUATOR DIAPHRAGM | WITH GASKET | Gaskets : FOR FISHER ACE95 AND ACE95SR PRESSURE REGULATORS | EA | 3 | 1 | 2 | NO | 26.2518 | 4075.3276 | FISHER CONTROLS | 10C1273X012 |  | 01,22 | 1 |  |  |  | TANK BLANKETING |  |  | 10C1273X012 |  | 40914 | 44465
8477 | 29200000TL | 03483 | EGC024026 | P | 58007696 | 58 | EGTL Spares | Mtce | 66 | 66F | KIT | O-RINGS ACE95 FISHER | Valve - Parts & Accessories :ROLLING | EA | 2 | 2 | 4 | NO | 130.5089 | 20260.2 | FISHER CONTROLS | 19B9099X022 |  | 01,22 | 1 |  | 2CBC |  | TANK BLANKETING |  |  |  |  | 40914 | 44228
8478 | 29200000TL | 03483 | EGC024026 | P | 58007697 | 58 | EGTL Spares | Mtce | 66 | 66P | DIAPHRAGM: VALVE SIZE 70, | EPDM-FDA/TPES, CONTROL VALVES | Valve - Control : FOR CONTROL VALVES, ROLLING | EA | 3 | 0 | 0 | NO | 445.8493 | 85646.4835 | FISHER CONTROLS | GC071101X22 |  | 22 | 1 | 1BAA |  |  | TANK BLANKETING |  |  |  |  | 40914 | 44465 | 42026
8479 | 29300000TL | 03483 | EGC043005 | P | 58007708 | 58 | EGTL Spares | Mtce | 66 | 66G | ASSEMBLY:PLUG,STEM,RING& MFLAT | 2 INCH,316 SS/COCR-A | Valve-Plug : CONTROL VALVES | EA | 1 | 0 | 1 | YES | 18299 | 30330409.51 | FISHER CONTROLS | GE08665X022 |  | 01,22 | 1 |  |  |  | D100397X012 |  |  |  | KGISL170 | 43770 |  | 45428
8480 | 29200000TL | 03483 | EGC019025 | P | 58007822 | 58 | EGTL Spares | Mtce | 66 | 66Z | PACKING: BULK RING,N04400 | 1.74 IN X 1.96 IN X 0.38 IN | Valve - Actuator & Positioner: BOX (CONTROL VALVES) | EA | 1 | 0 | 0 | NO | 1226.329 | 190375.3125 | FISHER CONTROLS | 12B5778X032 |  | 01,22 | 1 | 1AXX | 1BBB |  | FORM 2376 |  |  |  |  | 40914 | 44088
8481 | 29200000TL | 03483 | EGC020026 | P | 58007947 | 58 | EGTL Spares | Mtce | 54 | 54A | GASKET:CONTROL VALVE,7.69 IN X | 9.17 IN X 0.03 IN, FMS 17F49 | Gaskets : RING, OXY | EA | 1 | 0 | 0 | NO | 303.475 | 59633.2305 | FISHER CONTROLS | 1U5081X0032 |  | 01,22 | 1 | 1AXX |  |  | D100397X012 |  |  |  |  | 40914 | 44088 | 42224
8482 | 29200000TL | 03483 | EGC043006 | P | 58008073 | 58 | EGTL Spares | Mtce | 66 | 66P | VALVE:ASCO SOLENOID VALVE | 0.25 IN, NPT, BRASS BODY | Valve - Control : TO CHANGE THE POSITION OF THE VALVE (FULLY OPEN OR CLOSED) OPERATED (CONTROL VALVES) | EA | 21 | 0 | 0 | NO | 299.5199 | 46500.46 | FISHER CONTROLS |  |  | 01, 01A | 1 | 1BAA |  |  | 5081- 8003G30 |  |  |  |  | 41343 | 45428 |  |  |  | -1 | 1 | -1 | 1
8483 | 29200000TL | 03483 | EGC036003 | P | 58008113 | 58 | EGTL Spares | Mtce | 66 | 66G | STEM: VALVE CONTROL, 1 IN | 1-1/8 IN DIA,2-17/32 IN LG | Valve-Plug : 316 SS COCR-A/316 SS, PLUG, EQ% | EA | 1 | 0 | 0 | NO | 679.6632 | 133553.8125 | FISHER CONTROLS | 15A6635X072 |  | 01,02,22 | 1 |  |  |  | D100401X012 |  |  |  |  | 40914 | 42463
8484 | 29200000TL | 03483 | EGC036003 | P | 58008121 | 58 | EGTL Spares | Mtce | 76 | 76Z | RING: BACK-UP 4 IN,S41600 FGS | 2B8, CONTROL VALVES | Pumps-Other : | EA | 6 | 0 | 0 | NO | 275.5071 | 70780.8963 | FISHER CONTROLS | 16A5483X012 |  | 01,22 | 1 |  |  |  | FORM 5299 |  |  |  |  | 40914 | 45982 |  | -3 | 2 | -1 | 1
8485 | 29300000TL | 03483 | EGC027020 | P | 58008128 | 58 | EGTL Spares | Mtce | 66 | 66P | RING: PISTON CONTROL VALVE | 6 IN, GRAPHITE 17F27 | Valve - Control : | EA | 7 | 4 | 6 | YES | 736.6614 | 1130958.5032 | FISHER CONTROLS | 17A3990X012 |  | 01,22 | 1 | 1AXX |  |  | D100390X012 |  |  |  | KGISL018 | 43770 | 45638 | 45833 |  |  | -3 | 1
8486 | 29200000TL | 03483 | EGC026014 | P | 58008152 | 58 | EGTL Spares | Mtce | 54 | 54A | GASKET: SPIRAL WOUND CL 600 | N06600 INNER RING,GRAPHITE | Gaskets : OUTER RING,GRAPHITE FILLER,N06600/17N3 WINDING,SPIRAL WOUND,7.75 IN X 8.50 IN X 0.175 IN (CONTROL VALVES) | EA | 4 | 0 | 0 | NO | 18.7513 | 2910.9483 | FISHER CONTROLS | 1R309999442 |  | 01,22 | 1 |  |  |  | D100397X012 |  |  |  |  | 40914 | 45038 | [5 empty] | -1 | 1
8487 | 29300000TL | 03483 | EGC035025 | P | 58008198 | 58 | EGTL Spares | Mtce | 66 | 66P | SEAT: VALVE CONTROL, 4 IN | 4-3/8 IN, CF8M CRCT/CF8M | Valve - Actuator & Positioner: RING | EA | 1 | 0 | 1 | YES | 3314.53 | 1361650.645 | FISHER CONTROLS | 24A1135X022 |  | 01,22 | 1 |  | 3CCA |  | FORM 5081 |  |  |  |  | 43782 | 44385 | 44397
8488 | 29200000TL | 03483 | EGC036003 | P | 58008260 | 58 | EGTL Spares | Mtce | 66 | 66P | O-RING:CONTROL VALVE | 1-1/16 INCH ID, 1-1/4 INCH OD | Valve - Control : 3/32 INCH WD, EPDM 17F51 | EA | 1 | 0 | 0 | NO | 29.41 | 5172.1897 | FISHER CONTROLS | 10A0042X072 |  | 01,22 | 1 |  |  |  | TANK BLANKETING |  |  |  |  | 40914 | 44465 | 41809
8489 | 29200000TL | 03483 | EGC043020 | P | 58008326 | 58 | EGTL Spares | Mtce | 76 | 76Z | RING: BACK-UP | 12 IN, S41600 FGS 2B8 | Pumps-Other : | EA | 1 | 0 | 0 | NO | 4737.0728 | 735383.175 | FISHER CONTROLS | 15A3944X012 |  | 01,22 | 1 | 1AXX | 2BBC |  | FORM 5109 |  |  |  |  | 40914
8490 | 29200000TL | 03483 | EGC036009 | P | 58008372 | 58 | EGTL Spares | Mtce | 66 | 66P | O-RING:CONTROL VALVE | 2-3/8IN ID,2-5/8IN OD,1/8IN WD | Valve - Control : EPDM 17F51 | EA | 2 | 2 | 4 | NO | 219 | 43033.5 | FISHER CONTROLS | 1F3581X0102 | 19B6042X042 | 01,22 | 1 |  |  |  | TANK BLANKETING |  |  |  |  | 40914 | 44465 | 41822
8491 | 29200000TL | 03483 | EGC036009 | P | 58008373 | 58 | EGTL Spares | Mtce | 66 | 66P | O-RING:CONTROL VALVE | 3/4IN ID, 7/8IN OD, 1/16IN WD | Valve - Control : EPDM 17F51 | EA | 2 | 2 | 4 | NO | 73.52 | 14446.68 | FISHER CONTROLS | 1F4636X0082 |  | 01,22 | 1 |  |  |  | TANK BLANKETING |  |  |  |  | 40914 | 44465 | 41809
8492 | 29300000TL | 03483 | EG1015020 | P | 58008394 | 58 | EGTL Spares | Mtce | 66 | 66P | SEAT: CONTROL VALVE | 4 IN VALVE,4-3/8 IN | Valve - Actuator & Positioner: S44004/HT 2A6, RING | EA | 1 | 0 | 1 | YES | 606.61 | 230208.495 | FISHER CONTROLS | 1U2229X0012 |  | 01,22 | 1 |  | 2BBB |  | FORM 5081 |  |  |  |  | 43986 |  | 43988
8493 | 29200000TL | 03483 | EGC027005 | P | 58008423 | 58 | EGTL Spares | Mtce | 53 | 53A | COUPLING:CONDUIT,SLIP-ON,1IN D | PNEUMATIC,MALLEABLE IRON | Fittings - Pipe - Carbon Steel : | EA | 20 | 10 | 20 | NO | 13.1209 | 2037.0813 |  |  | 3LX90 | 01 | 1 | 2CAC | [7 empty] | 40915 | 41353 | 41547
8494 | 29200000TL | 03483 | EGC027005 | P | 58008424 | 58 | EGTL Spares | Mtce | 65 | 65A | PIN:LOCKING,1/4 IN TO 1 IN | PLATED STEEL | *OBS*Tools - Other : | EA | 500 | 0 | 0 | NO | 3.2021 | 497.25 |  |  | 3LX83 | 01 | 1 | 2CAC | 2CAC | [6 empty] | 40915
8495 | 29200000TL | 03483 | EGC036026 | P | 58008467 | 58 | EGTL Spares | Mtce | 65 | 65A | SPATULA:CONTACT CLEANING,1/4IN | WD,7/8 IN BLADE LG,5-5/8 IN LG | *OBS*Tools - Other : NYLON / DIAMOND PARTICLE | EA | 20 | 10 | 20 | NO | 41.6427 | 6464.61 |  |  | 6304T11 | 00 | 1 | 2CAC | 2CAC | [6 empty] | 40915
8496 | 29200000TL | 03483 | EGC038027 | P | 58008470 | 58 | EGTL Spares | Mtce | 51 | 51C | CONNECTOR:CABLE/CONDUT,4.063IN | X 2IN,1IN HUB,TERMINATOR,GLAND | Electric Components - Motor / Generator :METAL CLAD,STRAIGHT,ALUMINUM | EA | 5 | 0 | 0 | NO | 46.832 | 9768.9962 | CROUSE-HINDS | TMCX3112 |  | 01 | 1 | 2CAC | [7 empty] | 40915 | 45685 | 42686 | -7 | 1
8497 | 29200000TL | 03483 | EGC019006 | P | 58008493 | 58 | EGTL Spares | Mtce | 51 | 51Z | CLAMP: GROUNDING,2-1/0 AWG | I BEAM,STEEL | Electric-Other : | PK | 5 | 0 | 0 | NO | 1361.995 | 211450.5 | THOMAS & BETTS | IBG2-10 |  | 01 | 1 | 2CAC | [7 empty] | 40915
8498 | 29200000TL | 03483 | EGC018006 | P | 58008607 | 58 | EGTL Spares | Mtce | 51 | 51Z | BASE: MOUNTING ,1/4 IN | CABLE TIE | Electric-Other : FOR MASONRY. A PACK CONTAINS 100EACH. (COMES IN A PACK OF 100 EACH) | PK | 8 | 0 | 0 | NO | 173.22 | 34037.73 | THOMAS & BETTS | TC5358 |  | 01 | 1 | 2CAC | [7 empty] | 40915 | 42678 | 42122
8499 | 29200000TL | 03483 | EGC031031 | P | 58008645 | 58 | EGTL Spares | Mtce | 54 | 54A | KIT:REPAIR | 4IN 300lb METAL TRUNNION | Gaskets : CONTAINING GRAPHITE BODY GASKET GRAPHITE STEM GASKET GRAPHITE GLAND PLATE GASKET GRAPHITE TRUNNION GASKET GRAPHITE (PERAR SOFT | KI | 6 | 1 | 2 | NO | 878 | 136309.5 | PERAR |  |  | 01 |  | 1AXX | [7 empty] | 41395 | 43858
8500 | 29200000TL | 03483 | EGC031026 | P | 58008646 | 58 | EGTL Spares | Mtce | 54 | 54A | KIT:REPAIR | 12IN 300lb METAL TRUNNION | Gaskets : CONTAINING GRAPHITE BODY GASKET GRAPHITE STEM GASKET GRAPHITE GLAND | KI | 1 | 1 | 2 | NO | 2924 | 453951 | PERAR |  |  | 01 | [9 empty] | 41395 | 44539
8501 | 29200000TL | 03483 | EGC031024 | P | 58008649 | 58 | EGTL Spares | Mtce | 54 | 54A | KIT:REPAIR | 8IN 300lb SOFT TRUNNION | Gaskets : CONTAINING GRAPHITE BODY GASKET VITON CLOSURE RING VITON STEM RING GRAPHITE STEM GASKET GRAPHITE GLAND | KI | 3 | 1 | 2 | NO | 2930.3775 | 454941.1 | PERAR |  |  | 01 |  | 1AXX | [7 empty] | 41395
8502 | 29300000TL | 03483 | EGC031027 | P | 58008655 | 58 | EGTL Spares | Mtce | 54 | 54A | KIT:REPAIR | 10IN 600lb METAL TRUNNION | Gaskets : CONTAINING GRAPHITE BODY GASKET GRAPHITE STEM GASKET GRAPHITE GLAND | KI | 2 | 1 | 2 | YES | 6315.9 | 2587940.025 | PERAR |  |  | 01 |  | 1AXX | 1BBB | [6 empty] | 43770 |  | 44013
8503 | 29200000TL | 03483 | EGC024009 | P | 58008679 | 58 | EGTL Spares | Mtce | 54 | 54B | KIT | BODY SEAL,FIBER | Seals : FOR CP/D-065-250A | EA | 2 | 0 | 0 | NO | 413.3286 | 72140.654 | ROTORK ACTUATOR | WCB65 |  | 01 |  |  | 2CBC |  |  |  |  | WCB65 |  | 41395 |  | 42049
8504 | 29200000TL | 03483 | EGC024009 | P | 58008681 | 58 | EGTL Spares | Mtce | 54 | 54A | KIT:BODY SEAL | FOR CP/S-035-80A/A | Seals : (ROTORK WCB35) | EA | 2 | 1 | 2 | NO | 320.7076 | 49789.85 | PERAR |  |  | 01 |  | 1AXX | 1BBB | [6 empty] | 41395 |  | 41877
8505 | 29200000TL | 03483 | EGC024007 | P | 58008682 | 58 | EGTL Spares | Mtce | 54 | 54A | KIT:CYLINDER SEAL, NBR | FOR CP/S-035-80A/A | Seals : (ROTORK WCCP080) | EA | 2 | 1 | 2 | NO | 562.0049 | 87251.2575 | PERAR |  |  | 01 |  | 1AXX | 1BBB | [6 empty] | 41395 |  | 41877
8506 | 29200000TL | 03483 | EGC024008 | P | 58008683 | 58 | EGTL Spares | Mtce | 54 | 54A | KIT:BODY SEAL, FIBER | FOR CP/S-035-100A/B | Seals : (ROTORK WCB35) | EA | 2 | 1 | 2 | NO | 320.7076 | 49789.85 | PERAR |  |  | 01 |  | 1AXX | 1BBB | [6 empty] | 41395 |  | 41877
8507 | 29200000TL | 03483 | EGC024008 | P | 58008687 | 58 | EGTL Spares | Mtce | 54 | 54A | KIT: BODY SEAL, FIBER | FOR CP/S-045-180A/C | Seals : (ROTORK WCB45) | EA | 2 | 1 | 2 | NO | 198.28 | 60515.056 | PERAR |  |  | 01 |  | 1AXX | 1BBB | [6 empty] | 41395 | 42826 | 42845
8508 | 29200000TL | 03483 | EGC024009 | P | 58008688 | 58 | EGTL Spares | Mtce | 54 | 54A | KIT:CYLINDER SEAL, NBR | FOR CP/S-045-180A/C | Seals : (ROTORK WCCP180) | EA | 2 | 1 | 2 | NO | 488.63 | 149129.876 | PERAR |  |  | 01 |  | 1AXX | 1BBB | [6 empty] | 41395 | 42826 | 42845
8509 | 29200000TL | 03483 | EGC024008 | P | 58008703 | 58 | EGTL Spares | Mtce | 54 | 54A | KIT: BODY SEAL, FIBER | FOR CP/S-065-280A/B | Seals : (ROTORK WCB65) | EA | 1 | 1 | 2 | NO | 367.8485 | 79310.25 | PERAR |  |  | 01 |  | 1AXX | 1CCC | [6 empty] | 41395 | 43858 | 43580
8510 | 29200000TL | 03483 | EGC024009 | P | 58008704 | 58 | EGTL Spares | Mtce | 54 | 54A | KIT:CYLINDER SEAL,NBR | FOR CP/S-065-280A/B | Seals : (ROTORK WCCP280) | EA | 1 | 1 | 2 | NO | 647.8273 | 140538.375 | PERAR |  |  | 01 |  | 1AXX | 1CCC | [6 empty] | 41395 | 43858 | 43580
8511 | 29200000TL | 03483 | EGC024007 | P | 58008706 | 58 | EGTL Spares | Mtce | 54 | 54A | KIT:CYLINDER SEAL | FOR CP/S-065-335A/C | Seals : (ROTORK WCCP335) | EA | 3 | 3 | 5 | NO | 655.458 | 166622.548 | ROTORK | WCCP335 |  | 01 |  | 1AXX | 1BBB | [6 empty] | 41395 | 45626 | 42760 |  |  | -1 | 1 | -1 | 1
8512 | 29200000TL | 03483 | EGC029006 | P | 58008723 | 58 | EGTL Spares | Mtce | 51 | 51Z | ASCO EF8314G301 | 24VDC ELECTRO | Electric-Other : | EA | 1 | 1 | 2 | NO | 1111.9959 | 172638 |  |  |  | 00 |  | 1AXX | 2CBC | [6 empty] | 41759 | 44991 | [5 empty] | -1 | 1
8513 | 29200000TL | 03483 | EGC027028 | P | 58008772 | 58 | EGTL Spares | Mtce | 66 | 66P | RING: PISTON | 12 IN, GRAPHITE 17F39 | Valve - Control : FOR CONTROL VALVE | EA | 1 | 0 | 0 | NO | 625.5582 | 129911.7701 | FISHER CONTROLS | 12B4918X022 | 12B4918X022 | 01,22 | 1 | 1BBA |  |  | FORM 5329 |  |  |  |  | 40914 | 45829 | 43015 | -1 | 1 | -1 | 1
8514 | 29300000TL | 03483 | EGC029017 | P | 58008808 | 58 | EGTL Spares | Mtce | 66 | 66P | REGULATOR:CONTROL VALVE | 250 PSI, 1/2 IN NPT | Valve - Control : ASTM B85 A03800 | EA | 1 | 0 | 1 | YES | 918.7621 | 760000 | FISHER CONTROLS | 67DFR |  | 01,10,22 | 1 | 1BBA |  |  | FORM 5251 |  |  |  |  | 43770 | 45824 | 45132 | -2 | 2 |  |  | -2 | 1
8515 | 29200000TL | 03483 | EGC023002 | P | 58008810 | 58 | EGTL Spares | Mtce | 51 | 51Z | SWITCH: SELECTOR | SPRING RETURN TO CENTER,40A | Electric-Other : 1 N/O,3 POSITION,MANUAL OPERATED,METAL/PLASTIC ENCLOSURE, 5-SCP-1, 5-SCP-1 | EA | 2 | 1 | 2 | NO | 127.0075 | 19717.92 | CRAIG & DERRICOTT | RS3224/SR/NC/SALHC | RS3224/SR/NC/SALHC | 01,10,22 | 1 | 2BAC |  |  | A03-2408, PAGE P02 |  |  |  |  | 40975
8516 | 29200000TL | 03483 | EGC023002 | P | 58008811 | 58 | EGTL Spares | Mtce | 51 | 51Z | SWITCH: SELECTOR,HANDLE,40A | 1 N/O, 3 POSITION,MANUAL | Electric-Other : &quot;OPERATED,METAL/PLASTIC ENCLOSURE,STAY PUT 5-SCP-1&quot; | EA | 2 | 0 | 0 | NO | 153.9293 | 23897.52 | CRAIG & DERRICOTT | RD3234/3/NC/SMLHC | RD3234/3/NC/SMLHC | 01,10,22 | 1 | 2BAC |  |  | A03-2408, PAGE P02 |  |  |  |  | 40975
8517 | 29200000TL | 03483 | EGC023002 | P | 58008812 | 58 | EGTL Spares | Mtce | 51 | 51B | LIGHT: INDICATING,LED,110V DC | GREEN,22.5 MOUNT SCREW | Electric Components - Lighting : METAL/PLASTIC 5-SCP-1 | EA | 10 | 0 | 0 | NO | 31.8462 | 4944.13 | TRANILAMP | FHB/IRDT/LED7/110/4/GREEN | FHB/IRDT/LED7/110/4/GREEN | 01,10,22 | 1 | 2BAC |  |  | A03-2408, PAGE P02 |  |  |  |  | 40975
8518 | 29200000TL | 03483 | EGC023002 | P | 58008813 | 58 | EGTL Spares | Mtce | 51 | 51B | LIGHT: INDICATING,LED,110V DC | RED,22.5 MOUNT,SCREW | Electric Components - Lighting : METAL/PLASTIC 5-SCP-1 | EA | 10 | 0 | 0 | NO | 31.8462 | 4944.13 | TRANILAMP | FHB/IRDT/LED7/110/4/RED | FHB/IRDT/LED7/110/4/RED | 01,10,22 | 1 | 2BAC |  |  | A03-2408, PAGE P02 |  |  |  |  | 40975
8519 | 29200000TL | 03483 | EGC023002 | P | 58008814 | 58 | EGTL Spares | Mtce | 51 | 51B | LIGHT: INDICATING,LED,110V DC | AMBER,22.5 MOUNT,SCREW | Electric Components - Lighting : METAL/PLASTIC 5-SCP-1 | EA | 10 | 0 | 0 | NO | 31.8462 | 4944.13 | TRANILAMP | FHB/IRDT/LED7/110/4/AMBER | FHB/IRDT/LED7/110/4/AMBER | 01,10,22 | 1 | 2BAC |  |  | A03-2408, PAGE P02 |  |  |  |  | 40975
8520 | 29200000TL | 03483 | EGC023002 | P | 58008815 | 58 | EGTL Spares | Mtce | 51 | 51B | LIGHT: INDICATING,LED,110V DC | WHITE,22.5 MOUNT,SCREW | Electric Components - Lighting : &quot;LAMPS, METAL/PLASTIC 5-SCP-1&quot; | EA | 10 | 0 | 0 | NO | 38.5209 | 5980.37 | TRANILAMP | FHB/IRDT/LED7/110/4/WHITE | FHB/IRDT/LED7/110/4/WHITE | 01,10,22 | 1 | 2BAC |  |  | A03-2408, PAGE P02 |  |  |  |  | 40975
8521 | 29200000TL | 03483 | EGC023002 | P | 58008816 | 58 | EGTL Spares | Mtce | 51 | 51Z | SWITCH: PUSHBUTTON | 22.5,10A,MOMENTARY,PUSH 1 N/O | Electric-Other : BLACK,NONE ENCLOSURE,SCREW MOUNT, 22.5 | EA | 2 | 0 | 0 | NO | 20.9677 | 3255.24 | CRAIG & DERRICOTT | M22/PB20/KB/0 | M22/PB20/KB/0 | 01,10,22 | 1 | 2BAC |  |  | A03-2408, PAGE P02 |  |  |  |  | 40975
8522 | 29300000TL | 03483 | EGC035023 | P | 58008830 | 58 | EGTL Spares | Mtce | 08 | 08Z | PAINT:ENAMEL,SAFETY BLUE | 12 OZ CAN, 6 CANS/CASE | *OBS*Corsn Mitigtn-P : TITLE OF BOM 000006A. All chemicals and other hazardous materials must be accompained by the following; a) Safety data Sheet, SDS, (not more than 5 years old); b) Certificate of Analysis /Quality , COA/Q, c) All containers must be | EA | 2 | 1 | 2 | YES | 144.59 | 140909.4006 | RUST-OLEUM | 7524838 |  | 12 | 1 | 2CAC | [7 empty] | 43770 | 45722 | 45802 | -1 | 1
8523 | 29200000TL | 03483 | EGC035016 | P | 58008832 | 58 | EGTL Spares | Mtce | 08 | 08Z | PAINT:ENAMEL,HUNTER GREEN | 12 OZ CAN, 6 CANS/CASE | *OBS*Corsn Mitigtn-P : TITLE OF BOM 000006A. All chemicals and other hazardous materials must be accompained by the following; a) Safety data Sheet, SDS, (not more than 5 years old); b) Certificate of Analysis /Quality , COA/Q, c) All containers must be l | EA | 1 | 2 | 5 | NO | 35.7671 | 5551.74 | RUST-OLEUM | 7538838 |  | 12 | 1 | 2CAC | 2CAC | [5 empty] | PPNL600 | 40915 | 45516 |  |  |  | -4 | 1 | -14 | 3
8524 | 29300000TL | 03483 | EGC035009 | P | 58008838 | 58 | EGTL Spares | Mtce | 08 | 08Z | PAINT:ENAMEL,SAFETY YELLOW | 12 OZ CAN, 6 CANS/CASE | *OBS*Corsn Mitigtn-P : TITLE OF BOM 000006A. All chemicals and other hazardous materials must be accompained by the following; a) Safety data Sheet, SDS, (not more than 5 years old); b) Certificate of Analysis /Quality , COA/Q, c) All containers must be | CN | 2 | 0 | 1 | YES | 245.23 | 230825.1898 | RUST-OLEUM | 7543838 |  | 12 | 1 | 2CAC | 1CCC | [6 empty] | 43770 |  | 44992
8525 | 29200000TL | 03483 | EG1015017 | P | 58009066 | 58 | EGTL Spares | Mtce | 14 | 14I | INDICATOR:TEMPERATURE | NUOVO PIGNONE, RTO729072200 |  | EA | 1 | 0 | 0 | NO | 248.5153 | 38582 |  |  |  | 00 |  |  | 1CCC | [6 empty] | 41623
8526 | 29200000TL | 03483 | EGC036032 | P | 58009142 | 58 | EGTL Spares | Mtce | 54 | 54A | GASKET:REDUCING GEAR | 117.5 MM ID,NITRILE,CIRCULAR | Gaskets : | EA | 1 | 0 | 0 | NO | 17.5611 | 2726.19 | LUFKIN | 8430611801 | IRR371003120 | 01 | 1 | 3CAC |  |  | SOL06676 |  |  |  |  | 40914 | 44274
8527 | 29200000TL | 03483 | EGC036033 | P | 58009156 | 58 | EGTL Spares | Mtce | 87 | 87B | O-RING: COUPLING GUARD | 787 MM ID, 887 MM OD, 50 MM WD | Engines - Parts : BUNA, NON-STANDARD SIZE | EA | 2 | 0 | 0 | NO | 162.8005 | 25273.15 | NUOVO PIGNONE | KHA756006900 | KHA756006900 | 01,22 | 1 | 3CAC |  |  | SLO1883311, 5 |  |  |  |  | 40914 | 45226 | [5 empty] | -2 | 1
8528 | 29200000TL | 03483 | EGC022014 | P | 58009173 | 58 | EGTL Spares | Mtce | 56 | 56Z | LATCH:BACK OF PANEL | HYBRID HIGH RESIST GRND UNITS | Fasteners / Hardware : &quot;22.5MM,PLASTIC, 800F, SUB 1 MV TO INCLUDE LINE UPS: 1-SW2-1, 1-SW2-2, 1-SW2-E1, SUB 2 MV TO INCLUDE LINE UPS: 2-SW2-1, 2-SW2-2, 2-SW2-E1 CROSS REF DWG: EGTL1-POW-ARC-LO-008105 &quot; | EA | 4 | 1 | 2 | NO | 12.006 | 1864.26 | ALLEN BRADLEY | 800F-ALP | 800F-ALP | 01,22 | 1 | 3CAC |  |  | SEE ITEM NOTE |  |  |  |  | 40914
8529 | 29300000TL | 03483 | EGC028011 | P | 58009334 | 58 | EGTL Spares | Mtce | 14 | 14B | TRANSMITTER:TEMPERATURE,4-20MA | 12.0 TO 42.4 VDC SUPPLY | Programmable Logic Controllers : FOR FLOWMETER, HART, FM INTRINSIC & EXPLOSION PROOF, BRACKET644HAK5J6Q4 | EA | 2 | 2 | 3 | YES | 1036.8833 | 1474162.0295 | ROSEMOUNT MEASUREMENT | 644HAK5J6Q4 | 5390009991 | 05,22 | 1 | 1AXX |  |  | EGTL1-RMT-INS-MM-009999 |  |  |  | KGISL022 | 43770 | 45773 | 45827 | -1 | 1 | -1 | 1
8530 | 29200000TL | 03483 | EGC024028 | P | 58009359 | 58 | EGTL Spares | Mtce | 54 | 54A | GASKET:HOUSING,8-1/4 IN | FIBER KORK,CIRCULAR | Gaskets : 150-PC-005-W, SQUARE PROFILE GASKET | EA | 5 | 0 | 0 | NO | 286 | 44401.5 | SUNDYNE | GK01AA01 | GK01AA01 | 01,22 | 1 | 1BAB |  |  | LMV-311 |  |  |  |  | 40914 | 45421 |  |  |  | -1 | 1
8531 | 29200000TL | 03483 | EGC027022 | P | 58009423 | 58 | EGTL Spares | Mtce | 54 | 54A | GASKET:10IN,GRAPHITE,CIRCULAR | FOR GATE, GLOBE AND CHECK | Gaskets : VALVES | EA | 1 | 0 | 0 | NO | 300.0193 | 46575 | TY | W0051000S | W0051000S | 01,22 | 1 | 1BBA |  |  | DDP MATRIX |  |  |  |  | 40975
8532 | 29200000TL | 03483 | EGC039016 | P | 58009450 | 58 | EGTL Spares | Mtce | 54 | 54A | GASKET:8 IN,GRAPHITE,CIRCULAR | FOR GATE, GLOBE AND CHECK | Gaskets : VALVES | EA | 2 | 0 | 0 | NO | 5250.5661 | 815062.8733 | TY | W0120024SG | W0120024SG | 01,22 | 1 | 1BBA |  |  | DDP MATRIX |  |  |  |  | 40975 | 45344 |  |  |  | -1 | 1
8533 | 29200000TL | 03483 | EGC039016 | P | 58009451 | 58 | EGTL Spares | Mtce | 54 | 54A | GASKET:10 IN,GRAPHITE,CIRCULAR | FOR GATE, GLOBE AND CHECK | Gaskets : VALVES | EA | 2 | 0 | 0 | NO | 120.0077 | 18630 | TY | W0120028SG | W0120028SG | 01,22 | 1 | 1BBA |  |  | DDP MATRIX |  |  |  |  | 40975 | 45300 |  |  |  | -2 | 1
8534 | 29200000TL | 03483 | EGC039016 | P | 58009452 | 58 | EGTL Spares | Mtce | 54 | 54A | GASKET:14 IN,GRAPHITE,CIRCULAR | FOR GATE, GLOBE AND CHECK | Gaskets : VALVES | EA | 1 | 0 | 0 | NO | 210.9611 | 41451.75 | TY | W0120035SG | W0120035SG | 01,22 | 1 | 1BBA |  |  | DDP MATRIX |  |  |  |  | 40975 | 42317
8535 | 29200000TL | 03483 | EGC039016 | P | 58009456 | 58 | EGTL Spares | Mtce | 54 | 54A | GASKET:4 IN,GRAPHITE,CIRCULAR | FOR GATE, GLOBE AND CHECK | Gaskets : VALVES | EA | 5 | 0 | 0 | NO | 210.0267 | 32602.868 | TY | W0120017SG | W0120017SG | 01,22 | 1 | 1BBA |  |  | DDP MATRIX |  |  |  |  | 40975
8536 | 29200000TL | 03483 | EGC041016 | P | 58009462 | 58 | EGTL Spares | Mtce | 54 | 54A | GASKET:2 IN,GRAPHITE,CIRCULAR | FOR GATE, GLOBE AND CHECK | Gaskets : VALVES | EA | 12 | 0 | 0 | NO | 260.0327 | 40365.6943 | TY | W0120007SG | W0120007SG | 01,22 | 1 | 1BBA |  |  | DDP MATRIX |  |  |  |  | 40975 | 45367 |  |  |  | -3 | 1 | -4 | 2
8537 | 29200000TL | 03483 | EGC030030 | P | 58009496 | 58 | EGTL Spares | Mtce | 66 | 66Z | MANIFOLD:2-VALVE,COPLANER | 2 IN PIPE BRACKET,1/2-14 NPT | Valve-Other : 6092 PSI (420 BAR) / 4000 PSI (276 BAR),200 DEG F (93 DEG C) / 400 DEG F (204 DEG C),316 SS BODY, FOR DP PRESSURE TRANSMITTERS0305RC22B11L4B4. Cross Ref Equip Tag :105-PT-0001/2/3/4/6A/6B/6C 105-PT-0101/0104 105-PXT-0005/0105 120-PT-0013/15 | EA | 1 | 5 | 10 | NO | 276.9187 | 42982.3119 | ROSEMOUNT MEASUREMENT | 0305RC22B11L4B4 | 5390009042 | 22 | 1 | [8 empty] | 41259 | 45352 |  |  |  | -6 | 1
8538 | 29300000TL | 03483 | EGC032008 | P | 58009543 | 58 | EGTL Spares | Mtce | 66 | 66Z | MANIFOLD:VALVE TYPE:TEST/VENT | STYLE:5-VALVE SIZE:10000LB | OEM MODEL#-0304RT62B11 ROSEMOUNT 0304 CONVENTIONAL MANIFOLD SELECTED OPTIONS: BASE VALVE: 5-VALVE MANIFOLD STYLE: TRADITIONAL (FLANGE X FLANGE OR FLANGE X NPT) MANIFOLD TYPE: 5-VALVE NATURAL GAS METERING PATTERN MATERIAL OF CONSTRUCTION: 316 SST BODY, BON | EA | 1 | 2 | 3 | YES | 492.6424 | 769779.975 | ROSEMOUNT MEASUREMENT |  | 3650101 | 22 | 1 |  | 2BBB | [6 empty] | 44156 | 45897 | 46001 | -1 | 1 | -1 | 3
8539 | 29300000TL | 03483 | EG1015003 | P | 58009611 | 58 | EGTL Spares | Mtce | 54 | 54A | GASKET:THICK, SOFT IRON, ROUND | 42 MM OD X 36 MM ID X 1.5MM | *OBS*Fastener-Stud B : " FOR PLUG IN AIR COOLER HEADER, :172-EA-003-1/2/3/4 JEIL E&S | EA | 101 | 70 | 101 | YES | 90 | 36868.5 | JEIL E&S | T1.5 * OD 42 * ID 36 | 23733-050-000-9 | 00 | 1 | 2BBC | 2BBB | [6 empty] | 43782 |  | 44353
8540 | 29300000TL | 03483 | EGC043002 | P | 58009645 | 58 | EGTL Spares | Mtce | 66 | 66Q | VALVE:GATE 1.0 IN,150 PSIG | 1.0 IN NPTF ALUMINUM BODY | Valve - Gate : EXHAUST VALVES (IMPERIAL) BUNA "N" NITRILE RUBBER,DIFFERENTIAL PRESSURE OPERATED,-40+160F,BUNA "N" NITRILE RUBBER,THREADED CONNECTIONS,INLINE BODY, QUICK EXHAUST RELEASE VALVE, PART KNIFE GATE VALVES | EA | 6 | 4 | 6 | YES | 347.85 | 538920.5265 | REXROTH | R431003042 | 2687 - 7102 - 07 | 02,22 | 1 | 2BAB | [7 empty] | 43770 |  | 45802
8541 | 29300000TL | 03483 | EGC043030 | P | 58009793 | 58 | EGTL Spares | Mtce | 76 | 76Z | COUPLING:DRIVE,METAL | MOV GATE VALVES | Pumps-Other : 135-XXV-0022B | EA | 2 | 1 | 2 | YES | 1119.8735 | 1330868.9 | ROTORK | MODEL 2C (IQ35A) | MODEL 2C (IQ35A) | 01,22 | 1 | 2BAC |  |  | EGTL1-LWI-INS-DS-101028 |  |  |  |  | 43770 |  | 45218
8542 | 29200000TL | 03483 | EGC039008 | P | 58009860 | 58 | EGTL Spares | Mtce | 66 | 66P | KIT:SOFT GOODS | FOR CONTROL VALVES | Valve - Control : &quot;CONTAINS PE FILTER PN GE32761X012, PAN HD MACH SCREW PN T13526T0012, O-RING PN T14057T0042, FILTER GASKET PN T14081T0012, DIAPHRAGM ASSY PN T14119T0012, PUSHER POST PN T14050T0012, T14065T0012 RETAINING RING T14111T0022 S&quot; | EA | 59 | 15 | 16 | NO | 30.6886 | 4764.4137 | FISHER CONTROLS | R67CFRX0012 | R67CFRX0012 | 01,22 | 1 | 1AXX |  |  | 5469 |  |  |  |  | 40914 | 45992 |  | -8 | 7
8543 | 29200000TL | 03483 | EGC038016 | P | 58009898 | 58 | EGTL Spares | Mtce | 66 | 66P | O-RING:CONTROL VALVE,5/8 IN ID | 13/16 IN OD,3/32 IN WD,NITRILE | *OBS*GS&P-O-Rings : DS52-1, | EA | 64 | 1 | 2 | NO | 1.8562 | 425.744 | FISHER CONTROLS | 1E591406992 | ZR-20-0117/B | 01,22 | 1 |  | 1BBB | [6 empty] | 41335 | 44537
8544 | 29200000TL | 03483 | EGC039030 | P | 58009998 | 58 | EGTL Spares | Mtce | 66 | 66F | DIAPHRAGM: VALVE | TYPE 6352 & 3 & 4, 40 PSI | Valve - Parts & Accessories :STL/VITON, ASSEMBLY | EA | 2 | 0 | 0 | NO | 85.5 | 13273.875 | FISHER CONTROLS | 15A6216X092 | 15A6216X092 | 22 | 1 | 1AXX |  |  | 5084 |  |  |  | KGISL175 | 40914 | 45383 |  |  |  | -2 | 1
8545 | 29200000TL | 03483 | EGC039002 | P | 58010056 | 58 | EGTL Spares | Mtce | 14 | 14C | RING: SEAL | 12 IN, PTFE/15% GLASS | Flow Measuring Instruments : | EA | 3 | 2 | 4 | NO | 550.5 | 85465.125 | FISHER CONTROLS | 75B0313X032 | 75B0313X032 | 01,22 | 1 | 1AXX |  |  | 5344 |  |  |  |  | 40914 | 45778 |  | -3 | 2 |  |  | 0 | 2
8546 | 29200000TL | 03483 | EGC027008 | P | 58010167 | 58 | EGTL Spares | Mtce | 66 | 66F | RING:PORT SEAT | 3-5/8 IN, 416 SS | Valve - Parts & Accessories :4, 4.00 HPT-NS, 172-FV-0201A, 172-FV-0301A, 172-FV-0401A, | EA | 2 | 0 | 0 | NO | 940.5451 | 145972.6 | FISHER CONTROLS | 22B9338X052 |  | 01,22 | 1 | 1AXX |  |  | EGTL1-TBW-INS-DS-720503 |  |  |  |  | 40914 | 45810 |  | -1 | 1
8547 | 29300000TL | 03483 | EGC018013 | P | 58010189 | 58 | EGTL Spares | Mtce | 14 | 14H | GAUGE: PRESSURE | 115MM DIAL, 1/2 IN NPT | Pressure measuring and control Instruments : PHENOLIC CASE,316 SS TUBE,316 SS,BOTTOM,DIRECT MOUNT,NON FILLED, NA, 172-XP-001B/C, WITH SCREW RING Model:232.34.41/2'', Mfr: Wika, Pressure Range: 0 - 1.0BarTag: 172-PI-0277 | EA | 4 | 2 | 4 | YES | 308 | 116886 | WIKA INSTRUMENTS | 232.34.41/2'' |  | 05,22 | 1 | 1BAB | 1BAB |  | EGTL1-TBW-INS-DS-720502 |  |  | 232.34.41/2'' |  | 43770 | 45424 | 44010 |  |  | 0 | 2
8548 | 29200000TL | 03483 | EGC023015 | P | 58010208 | 58 | EGTL Spares | Mtce | 54 | 54A | GASKET:2 IN,GRAPHITE,CIRCULAR | FOR GATE, GLOBE & CHECK VALVE | Gaskets : | EA | 2 | 1 | 2 | NO | 123 | 19095.75 | TY | 1901020012RFYGASKET |  | 01,22 | 1 | 2BBC |  |  | COMMAN DRAWING MATRIX |  |  |  |  | 40975
8549 | 29200000TL | 03483 | EG1016002 | P | 58010225 | 58 | EGTL Spares | Mtce | 14 | 14Z | GAUGE: PRESSURE | 0:10 BAR RANGE,40MM DIAL | *OBS*Gage&Parts-Pres : 1/4 IN,316 SS CASE,316L SS TUBE, SS/PLASTIC, BOTTOM, WALL MOUNT, LIQUID FILLED, DWG. DD21332.300 | PC | 2 | 0 | 0 | NO | 455.2534 | 70678.09 | STI | 46061 | 1254F01/1 | 05,22 | 1 | 1BBC | 1BBC |  | DD21332-300 |  |  |  |  | 40914
8550 | 29300000TL | 03483 | EGC036035 | P | 58010240 | 58 | EGTL Spares | Mtce | 54 | 54A | GASKET:SEAL,GRAHITE/316L SS | SS,IRREGULAR | Gaskets : DWG. 1-S.1740.051-X | PC | 2 | 1 | 2 | YES | 1486.29 | 535812.3942 | SULZER | 104944167260 | 1311A01/1 | 01,22 | 1 |  |  |  | 1-S.1740.051.X |  |  |  |  | 43770 |  | 43910
8551 | 29300000TL | 03483 | EGC036034 | P | 58010242 | 58 | EGTL Spares | Mtce | 54 | 54A | O-RING: 150 ID,EPDM | FOR CENTRIFUGAL PUMP | Gaskets : DWG. 1-S.1740.051-X, MANUFACTURER STD Material no 000000021703025309 | PC | 2 | 1 | 2 | YES | 215.32 | 81713.94 | SULZER | 41201 | 1311A01/1 | 01 | 1 |  | 1BBB |  | 1-S.1740.051.X |  |  |  |  | 43891 |  | 44083
8552 | 29300000TL | 03483 | EGC036034 | P | 58010243 | 58 | EGTL Spares | Mtce | 54 | 54A | O-RING:SEAL, EPDM 150 ID | REFORMER PACKAGE | Gaskets : DWG. 1-S.1740.051-X, 160-PC-001 A/B, MANUFACTURER STD Material no 00000021703018309 | PC | 3 | 2 | 3 | YES | 158.85 | 58315.175 | SULZER | 41202 | 1311A01/1 | 01 | 1 |  | 1BBB |  | 1-S.1740.051.X |  |  |  |  | 43891 |  | 44063
8553 | 29200000TL | 03483 | EGC036034 | P | 58010246 | 58 | EGTL Spares | Mtce | 76 | 76Z | BUSHING: NECK PUMP | 6 IN X 6 IN PUMP,316L SS A479 | Pumps-Other : DWG. 1-S.1740.051-X, ANSI 900 | EA | 1 | 0 | 0 | NO | 2595.1586 | 935554.69 | SULZER | 104064786008 | 1311A01/1 | 01,22 | 1 |  | 2BBC |  | 1-S.1740.051.X |  |  |  |  | 40914 | 43990
8554 | 29200000TL | 03483 | EGC036031 | P | 58010248 | 58 | EGTL Spares | Mtce | 76 | 76Z | BUSHING:PUMP | 1.4021/QT700 | Pumps-Other : | EA | 1 | 0 | 0 | NO | 2982.1107 | 1075050.92 | SULZER | 104086072002 | 1311A01/1 | 01,22 | 1 |  | 2BBC |  | 1-S.1740.051.X |  |  |  |  | 40914 | 43990
8555 | 29300000TL | 03483 | EGC036034 | P | 58010253 | 58 | EGTL Spares | Mtce | 56 | 56Z | NUT:IMPELLER,316TI SS,SA479 | REFORMER PACKAGE 160-XP-001 | Fasteners / Hardware : &quot;PUMP DWG. 1-C.1740.051-X 160-PC-001A/B&quot; | PC | 2 | 0 | 1 | YES | 5613.05 | 2081142.925 | SULZER | 104065670213 | 1311A01/1 | 01,21,22 | 1 |  | 1BBB |  | 1-S.1740.051.X |  |  |  |  | 43891 |  | 44048
8556 | 29300000TL | 03483 | EGC037024 | P | 58010368 | 58 | EGTL Spares | Mtce | 56 | 56Z | NUT: M10 DIA 1.5 MM THREAD | PITCH ,COMMERICIAL, GR 316 SS | *OBS*Fastener-Other : 130-VR-105/205 - FOR LIFT REACTORS | EA | 482 | 337 | 482 | YES | 7.0283 | 10718.6033 | KOCH-GLITSCH | 891-361F03 | 1061200000 | 01,21,22 | 1 | [8 empty] | 43770 | 45341 | 45839 |  |  | -500 | 1
8557 | 29300000TL | 03483 | EGC037024 | P | 58010369 | 58 | EGTL Spares | Mtce | 56 | 56Z | NUT: M16 DIA 2 MM THREAD PITCH | 316 SS,COMMERCIAL,GR 316 SS | *OBS*Fastener-Other : 130-VR-105/205 - FOR LIFT REACTORS | EA | 15 | 3 | 5 | YES | 78 | 123633.9 | KOCH-GLITSCH | 891-361F14 | 1022300000 | 01,21,22 | 1 |  | 2BAB | [5 empty] | FG111 | 43770 | 45341 | 45359 |  |  | -15 | 1
8558 | 29200000TL | 03483 | EGC033024 | P | 58010389 | 58 | EGTL Spares | Mtce | 66 | 66S | DIAPHRAGM:VALVE ACTUATOR | 25 NB,NEOPRENE | Valve - Actuator & Positioner: 172-TK-011/012 | EA | 2 | 0 | 0 | NO | 331.2863 | 57363.75 | CRANE - SAUNDERS | ESO 68 | ESO 68 | 22 | 1 | 1BAA | 1BBB |  | SEE ITEM NOTE |  |  |  |  | 40914 |  | 42234
8559 | 29200000TL | 03483 | EG1015002 | P | 58010394 | 58 | EGTL Spares | Mtce | 66 | 66S | VALVE: SOLENOID 1/4 IN PIPE | 4MM ORIFICE,24V DC,316 SS BODY | Valve - On/Off, solenoid, actuated :"3 WAY,0-55 BAR DIFFERENTIAL,1/4 IN NPT,NC,24 VDC,WATERPROOF IP67 - METAL ENCLOSURE (EN 60730) ENCLOSURE, 172-VC-007A/B, 172-VC-008A, 172-VC-008B, 172-VC-009A, 172-VC-009B, FOR CONDENSATE POLISHING PACKAGE"SELONOID CAT | EA | 6 | 4 | 8 | NO | 800.1063 | 124219.5 | ASCO | WPXB320A202MS |  | 02,22 | 1 | 1BAA | [7 empty] | 41257 | 45247 | 41906 |  |  |  |  | -2 | 1
8560 | 29200000TL | 03483 | EGC031024 | P | 58010398 | 58 | EGTL Spares | Mtce | 54 | 54A | KIT:REPAIR KIT FOR PERAR VALVE | 6IN 300lb METAL TRUNNION | Gaskets : REPAIR KIT SOFT SEALS AND GASKET BODY GASKET 09a GRAPHITE STEM GASKET 16a GRAPHITE GLAND PLATE 31 GRAPHITES/N:0601060042 | KI | 2 | 2 | 3 | NO | 2916.575 | 521836.2635 | PERAR |  | 0601060042 | 01 |  | 1AXX | [7 empty] | 41395 | 45321 | 42013 |  |  | -2 | 2
8561 | 29200000TL | 03483 | EGC026008 | P | 58010400 | 58 | EGTL Spares | Mtce | 54 | 54A | KIT: SOFTGOOD SEAL & GASKET | SIZE: 2 IN, 300LB 316 SS | SEAL & GASKET, TRUNNION MOUNTED BALL VALVE EC TYPE SERIAL NUMBER 1201470001 | EA | 1 | 0 | 0 | NO | 11108.225 | 3382454.9693 | PERAR VALVE | 1201470001-0008 |  | 01 |  | 1AXX | 1CCC |  |  |  |  | ECF02RF105SSA |  | 41623 | 44164 | 42478
8562 | 29200000TL | 03483 | EGC045030 | P | 58010416 | 58 | EGTL Spares | Mtce | 54 | 54D | PACKING:VALVE,GRAPHITE,3/4 IN | VALVES, RING SET | Packing / Glands / Stuffing Boxes : 0G80-YSOGW | EA | 6 | 0 | 0 | NO | 26.3538 | 4091.42 | SMITH |  | 12 | 01,22 | 1 | 1BBB |  |  | EGTL1-SUN-PIP-DD-001112 |  |  |  |  | 40975
8563 | 29200000TL | 03483 | EGC045030 | P | 58010417 | 58 | EGTL Spares | Mtce | 54 | 54A | GASKET:GRAPHITE/316 SS, SPIRAL | WOUND, FOR 3/4IN VALVES | Gaskets : GASKET, SPIRAL WOUND 150LBS 3/4IN 316 SS, OEM FLEXITALLIC 0G80-YSOGW | EA | 17 | 10 | 20 | NO | 18.9699 | 2944.5091 | FLEXITALLIC |  | 14 | 01,22 | 1 | 1BBB |  |  | EGTL1-SUN-PIP-DD-001112 |  |  |  |  | 40975 | 41851 | 41563
8564 | 29200000TL | 03483 | EGC026008 | P | 58010438 | 58 | EGTL Spares | Mtce | 66 | 66Z | SEATS: AISI410+ENP/F316+ENP | 316 (PERAR, 03)PR |  | EA | 1 | 0 | 0 | NO | 1829.1208 | 283971 |  |  |  | 01 |  |  | 1CCC | [6 empty] | 41623
8565 | 29200000TL | 03483 | EGC026008 | P | 58010458 | 58 | EGTL Spares | Mtce | 66 | 66Z | SEATS: AISI410+TC/F316+TC, | 316 (PERAR, 03)PR |  | EA | 1 | 0 | 0 | NO | 2251.1433 | 349490 |  |  |  | 01 |  | 1AXX | 1CCC | [6 empty] | 41623
8566 | 29200000TL | 03483 | EGC026008 | P | 58010472 | 58 | EGTL Spares | Mtce | 66 | 66Z | BALL: AISI410+TC/F316+TC, | 316 (PERAR, 04)EA |  | EA | 1 | 0 | 0 | NO | 2335.1498 | 362532 |  |  |  | 01,22 |  | 1AXX | 1CCC | [6 empty] | 41623
8567 | 29200000TL | 03483 | EGC029028 | P | 58010491 | 58 | EGTL Spares | Mtce | 51 | 51Z | OPERATOR: SWITCH PUSHBUTTON | BLACK,RED,BODY: POLYESTER | Electric-Other : &quot;CROSS REF DWG BIH DOC 565-434182AA/AD/BA TERMINALS: SS, CROSS REF DWG BIH DOC 565-434182AA/AD/BA TERMINALS: SS FOR PROCESS HEATERS,STM SUP-HEATER&quot; | EA | 1 | 0 | 0 | NO | 198.0383 | 30747.42 | C3CONTROLS | HPBO-HPMCRD-MLRNC |  | 22 | 1 | 2BAB | [5 empty] | ENVIROKINETICS |  | 41248 | 45314 |  |  |  | -1 | 1
8568 | 29200000TL | 03483 | EGC021015 | P | 58010499 | 58 | EGTL Spares | Mtce | 56 | 56Z | KIT:SAFETY LATCH | FOR OVERHEAD CRANE | Fasteners / Hardware : CONTAINS LATCH,SPRING,SCREW, SET, STL, 120-XX-106/206,CROSS REF DWG: / EGTL1-KCL-MEC-OM-200201, PART OF HOIST HOOK?, | ST | 2 | 1 | 2 | NO | 83.4422 | 12961.08 | KONECRANES | 52332940 | 52332940 | 01,22 | 1 | 2BBA |  |  | EGTL1-KCL-MEC-OM-200101 |  |  |  |  | 40914
8569 | 29200000TL | 03483 | EGC021003 | P | 58010503 | 58 | EGTL Spares | Mtce | 02 | 02A | BRAKE:TROLLEY/MOTOR | OVERHEAD CRANE | Heating Ventilation and Air Conditioning Equipnment & Parts : STL, 120-XX-106/206,CROSS REF DWG: / EGTL1-KCL-MEC-OM-200201, STL, 120-XX-106/206,CROSS REF DWG: / EGTL1-KCL-MEC-OM-200201 | EA | 3 | 1 | 2 | NO | 1022.0747 | 158758.86 | KONECRANES | 52318997 |  | 22 | 1 | 2BBA | [7 empty] | 41183
8570 | 29200000TL | 03483 | EGC021020 | P | 58010504 | 58 | EGTL Spares | Mtce | 02 | 02A | DISC: BRAKE TROLLEY MOTOR, | STL/ALUM OVERHEAD CRANE | Heating Ventilation and Air Conditioning Equipnment & Parts : 120-XX-106/206, 173-XX-001,CROSS REF DWG: / EGTL1-KCL-MEC-OM-200201 / EGTL1-KCL-MEC-OM-731401, 120-XX-106/206, 173-XX-001,CROSS REF DWG: / EGTL1-KCL-MEC-OM-200201 / EGTL1-KCL-MEC-OM-731401 | EA | 4 | 2 | 3 | NO | 305.4479 | 47445.23 | KONECRANES | 52297355 | V70250 | 01,22 | 1 | 2BBA | [7 empty] | 41183
8571 | 29200000TL | 03483 | EGC021005 | P | 58010508 | 58 | EGTL Spares | Mtce | 51 | 51C | CONTACTOR:OVERHEAD CRANE | PLASTIC ENCLOSURE | Electric Components - Motor / Generator :120-XX-106,120-XX-206,CROSS REF DWG: / EGTL1-KCL-MEC-OM-200201 | EA | 2 | 0 | 0 | NO | 239.2924 | 37169.29 | KONECRANES | 52296660 | 52296660 | 01,10,22 | 1 | 2BBA |  |  | EGTL1-KCL-MEC-OM-200101 |  |  |  |  | 40914
8572 | 29200000TL | 03483 | EGC021002 | P | 58010509 | 58 | EGTL Spares | Mtce | 51 | 51C | CONTACTOR:OVERHEAD CRANE | PLASTIC ENCLOSURE | Electric Components - Motor / Generator :120-XX-106/206,CROSS REF DWG: / EGTL1-KCL-MEC-OM-200201 | EA | 2 | 0 | 0 | NO | 48.7988 | 7579.92 | KONECRANES | 52296576 | 52296576 | 01,10,22 | 1 | 2BBA |  |  | EGTL1-KCL-MEC-OM-200101 |  |  |  |  | 40914
8573 | 29200000TL | 03483 | EGC022003 | P | 58010510 | 58 | EGTL Spares | Mtce | 51 | 51Z | CONTACTOR:REVERSING | 575 VAC LINE, 110 VAC COIL | Electric-Other : FOR CRANE/HOIST SERIAL NUMBER:1305685-31PM, MF11X-106N179P82015XK1P99, "32A, 4 POLE, EN 60947-1,EN 60947-4-1 ENCLOSURE, 120-XX-106/206,CROSS REF DWG: / EGTL1-KCL-MEC-OM-200201 TELEMECANIQUE LC2-D32F7" | EA | 1 | 0 | 0 | NO | 300 | 91530 | KONECRANES | LC2-D32F7 | LC2-D32F7 | 01,10,22 | 1 | 2BBA |  |  | EGTL1-KCL-MEC-OM-200101 |  |  |  |  | 40914 | 42830 | 42850
8574 | 29200000TL | 03483 | EGC022003 | P | 58010511 | 58 | EGTL Spares | Mtce | 51 | 51C | CONTACTOR | OVERHEAD CRANE | Electric Components - Motor / Generator :120-XX-106/206,CROSS REF DWG: / EGTL1-KCL-MEC-OM-200201 | EA | 1 | 0 | 0 | NO | 217.2639 | 33747.6 | KONECRANES | 60006263 | 60006263 | 01,10,22 | 1 | 2BBA | 2CBC |  | EGTL1-KCL-MEC-OM-200101 |  |  |  |  | 40914
8575 | 29200000TL | 03483 | EGC021005 | P | 58010518 | 58 | EGTL Spares | Mtce | 02 | 02A | BRAKE:TROLLEY/BRIDGE | OVERHEAD CRANE | Heating Ventilation and Air Conditioning Equipnment & Parts : STL, 105-XX-001,120-XX-004, 130-XX-001,CROSS REF DWG: / EGTL1-KCL-MEC-OM-201201 / EGTL1-KCL-MEC-OM-301301, STL, 105-XX-001,120-XX-004, 130-XX-001,CROSS REF DWG: / EGTL1-KCL-MEC-OM-201201 / E | EA | 6 | 1 | 2 | NO | 318.0128 | 49396.93 | KONECRANES | 52318378 |  | 22 | 1 | 2BBA | [7 empty] | 41183
8576 | 29200000TL | 03483 | EGC022004 | P | 58010520 | 58 | EGTL Spares | Mtce | 51 | 51C | CONTACTOR: MOTOR | REVERSING,IEC,600 VAC LINE | Electric Components - Motor / Generator :110 V AC COIL, 25AA, 3 POLE, IEC60647-4 ENCLOSURE, 105-XX-001,120-XX-004, 130-XX-001,CROSS REF DWG: / EGTL1-KCL-MEC-OM-201201 / EGTL1-KCL-MEC-OM-301301, TELEMECANIQUE LC2-D25F7 | EA | 1 | 0 | 0 | NO | 783.0424 | 121629.97 | KONECRANES | LC2-D25F7 | LC2-D25F7 | 01,10,22 | 1 | 2BBA |  |  | EGTL1-KCL-MEC-OM-051101 |  |  |  |  | 40914
8577 | 29200000TL | 03483 | EGC021007 | P | 58010525 | 58 | EGTL Spares | Mtce | 51 | 51C | CONTACTOR:OVERHEAD CRANE | OVERHEAD CRANE | Electric Components - Motor / Generator :120-XX-004, 130-XX-001, 105-XX-001, CROSS REF DWG: / EGTL1-KCL-MEC-OM-201201 / EGTL1-KCL-MEC-OM-301301 | EA | 2 | 1 | 2 | NO | 119.016 | 18486.75 | KONECRANES | 52296553 | 52296553 | 01,10,22 | 1 | 2BBA |  |  | EGTL1-KCL-MEC-OM-051101 |  |  |  |  | 40914
8578 | 29200000TL | 03483 | EGC021007 | P | 58010528 | 58 | EGTL Spares | Mtce | 56 | 56Z | KIT: SAFETY LATCH | OVERHEAD CRANE | Fasteners / Hardware : CONTAINS LATCH, SPRING, SCREW, SET, STL, 173-XX-001, PART OF HOIST HOOK | ST | 2 | 0 | 0 | NO | 177.8987 | 27633 | KONECRANES | 52309181 | 52309181 | 01,22 | 1 | 2BBA |  |  | EGTL1-KCL-MEC-OM-731401 |  |  |  |  | 40914
8579 | 29300000TL | 03483 | EGC021003 | P | 58010529 | 58 | EGTL Spares | Mtce | 02 | 02A | BRAKE:DISC,NM38770NR2V | OVERHEAD CRANE | Heating Ventilation and Air Conditioning Equipnment & Parts : STL | EA | 2 | 1 | 2 | YES | 1385 | 525607.5 | KONECRANES | 52318993 |  | 22 | 1 | 2BBA | 2BBB | [6 empty] | 43770 | 44674 | 44012
8580 | 29200000TL | 03483 | EGC021003 | P | 58010530 | 58 | EGTL Spares | Mtce | 75 | 75F | WHEEL:BRAKE,ALUM | OVERHEAD CRANE | Material Handling - Lifting Equipment and Accessories : 173-XX-001, | EA | 3 | 0 | 0 | NO | 1039.0312 | 161392.72 | KONECRANES | 52314611 |  | 01,22 | 1 | 2BBA | [7 empty] | 41183
8581 | 29200000TL | 03483 | EGC021008 | P | 58010533 | 58 | EGTL Spares | Mtce | 51 | 51C | CONTACTOR: MOTOR | REVERSING,IEC,110V AC COIL | Electric Components - Motor / Generator :80AA,3 POLE,PLASTIC ENCLOSURE, 173-XX-001, TELEMECANIQUE - LC1-D65F7, 173-XX-001 | EA | 2 | 0 | 0 | NO | 214.1027 | 33256.57 | KONECRANES | 52301750 | 52301750 | 01,10,22 | 1 | 2BBA |  |  | EGTL1-KCL-MEC-OM-731408 |  |  |  |  | 40914
8582 | 29200000TL | 03483 | EGC021008 | P | 58010534 | 58 | EGTL Spares | Mtce | 51 | 51C | CONTACTOR: MOTOR | FULL VOLTAGE,NON-REVERSING | Electric Components - Motor / Generator :&quot;IEC, 575 VAC MAX LINE,110 VAC COIL,65A,4 POLE,IP20,IEC,CLASS 8502 ENCLOSURE, 173-XX-001, TELEMECANIQUE - LC1-D65008F7&quot; | EA | 1 | 0 | 0 | NO | 439.1596 | 68214.66 | KONECRANES | 52307626 | 52307626 | 01,10,22 | 1 | 2BBA |  |  | EGTL1-KCL-MEC-OM-731410 |  |  |  |  | 40914
8583 | 29200000TL | 03483 | EGC021014 | P | 58010537 | 58 | EGTL Spares | Mtce | 56 | 56Z | KIT:SAFETY LATCH,OVERHEAD CRAN | CONTAINS LATCH,SPRING,SCREW | Fasteners / Hardware : &quot;SET, STL 190-XX-001 PART OF HOIST HOOK?&quot; | ST | 3 | 1 | 2 | NO | 75.019 | 11652.7 | KONECRANES | 52293919 | 1508001-006 | 01,22 | 1 | 2BBA | [7 empty] | 41183
8584 | 29200000TL | 03483 | EGC021013 | P | 58010538 | 58 | EGTL Spares | Mtce | 75 | 75F | DISC: BRAKE CRANE,ALUM, | OVERHEAD CRANE | Material Handling - Lifting Equipment and Accessories : BRAKE WHEEL & HARDWARE 190-XX-001, | ST | 3 | 0 | 0 | NO | 133.8217 | 20786.52 | KONECRANES | 52296293 | FLF-6483* | 01,22 | 1 | 2BBA | [7 empty] | 41183
8585 | 29200000TL | 03483 | EGC021005 | P | 58010543 | 58 | EGTL Spares | Mtce | 51 | 51C | CONTACTOR: MOTOR | REVERSING,IEC,PLASTIC ENCLOSUR | Electric Components - Motor / Generator :&quot;KCI C07F7, 190-XX-001 &quot; | EA | 2 | 0 | 0 | NO | 95.717 | 14867.72 | KONECRANES | 52296552 | 52296552 | 01,10,22 | 1 | 2BBA |  |  | EGTL1-KCL-MEC-OM-901501 |  |  |  |  | 40975
8586 | 29200000TL | 03483 | EGC021008 | P | 58010544 | 58 | EGTL Spares | Mtce | 51 | 51C | CONTACTOR:115V COIL | 40A, 3 POLE, PLASTIC ENCLOSURE | Electric Components - Motor / Generator :&quot;KCI - C08F7, 190-XX-001 &quot; | EA | 1 | 0 | 0 | NO | 101.6993 | 15796.95 | KONECRANES | 52296578 | 52296578 | 01,10,22 | 1 | 2BBA |  |  | EGTL1-KCL-MEC-OM-901501 |  |  |  |  | 40975 | 45744 |  | -1 | 1
8587 | 29200000TL | 03483 | EGC021008 | P | 58010545 | 58 | EGTL Spares | Mtce | 51 | 51C | CONTACTOR:480 LINE,115 COIL | 10A, 3 POLE, PLASTIC ENCLOSURE | Electric Components - Motor / Generator :KC1 - C01F7, 190-XX-001 | EA | 2 | 0 | 0 | NO | 34.6434 | 5381.16 | KONECRANES | 52296548 | 52296548 | 01,10,22 | 1 | 2BBA |  |  | EGTL1-KCL-MEC-OM-901501 |  |  |  |  | 40975
8588 | 29200000TL | 03483 | EGC045016 | P | 58010546 | 58 | EGTL Spares | Mtce | 54 | 54A | GASKET:GRAPHITE/316 SS,SPIRAL | WOUND, FOR 1/2 IN VALVE | Gaskets : SC80-YSOGW | EA | 3 | 0 | 0 | NO | 22.2967 | 3461.57 | SMITH |  | 6 | 01,22 | 1 | 1BBB |  |  | EGTL1-SUN-PIP-DD-001102 |  |  |  |  | 40975
8589 | 29200000TL | 03483 | EGC045016 | P | 58010547 | 58 | EGTL Spares | Mtce | 54 | 54D | PACKING: GRAPHITE,RING SET | FOR 1 IN VALVE | Packing / Glands / Stuffing Boxes : 0830-00000 | EA | 2 | 0 | 0 | NO | 26.3538 | 4091.42 | SMITH |  | 12 | 01,22 | 1 | 1BBB |  |  | EGTL1-SUN-PIP-DD-001104 |  |  |  |  | 40975
8590 | 29200000TL | 03483 | EGC045016 | P | 58010548 | 58 | EGTL Spares | Mtce | 54 | 54A | GASKET:GRAPHITE/316 SS,SPIRAL | WOUND, FOR 1 IN VALVE | Gaskets : 0830-00000 | EA | 2 | 0 | 0 | NO | 19.3274 | 3000.58 | SMITH |  | 16 | 01,22 | 1 | 1BBB |  |  | EGTL1-SUN-PIP-DD-001104 |  |  |  |  | 40975
8591 | 29300000TL | 03483 | EGC032020 | P | 58010572 | 58 | EGTL Spares | Mtce | 28 | 28E | SCANNER:250VAC 2A,24VDC 0.5A | PROCESS HEATERS,STM SUP-HEATER | Fire and Gas Control Systems : VAR, 172-HF-001, M/N JONH ZINK PSFR-18 SPL NATURAL DRAFTTYPE 85UVF INTEGRATED FLAME SCANNER WITH INTERNAL FLAME RELAY. REQUIRES QUICK CONNECT CABLE.PN - 85UVF1-1QDK3 | EA | 2 | 1 | 2 | YES | 2328.15 | 3396863.976 | FIREYE | 85UVF1A-1QDK3 |  | 22 | 1 | 2BAB | [7 empty] | 43770 | 45717 | 45739 | -3 | 1 | 0 | 2
8592 | 29300000TL | 03483 | EGC030016 | P | 58010585 | 58 | EGTL Spares | Mtce | 14 | 14Z | TRANSMITTER: DIFFERENTIAL | PRESSURE:-1000 TO 1000 MBAR | YOKOGAWA DIFFERENTIAL PRESSURE TRANSMITTER ORDERING CODE / PART NUMBER: EJA110E-FMA5G 927DN/FF1/D3N4T12. STYLE: S1, SUPPLY 9-32, INPUT, FF OUTPUT, 10.5-42VDC SUPPLY,0-2500MMWC, 1/4 IN NPT OR FLANGED CONNECTION. PART NO: EJA110E-FMA5G-927DN/FF1/D3N4T12 E | EA | 2 | 0 | 1 | YES | 2535.36 | 3659411.856 | YOKOGAWA | EJA110E-FMS5G-917DBFF1D3 | EJA110A | 05,22 | 1 | 2BAB | 2BBB |  | BIH DOC: 565-434-162AA/BA |  |  | EJA110E-FMS5G-917DBFF1D3 |  | 44338 |  | 45810
8593 | 29200000TL | 03483 | EGC031014 | P | 58010600 | 58 | EGTL Spares | Mtce | 14 | 14Z | COMPENSATOR:INLET | 200MM WD X900MM LG X 1900MM HT | Instruments - Other & Parts : 120-CB-202, M/N H6-P.R.74-1OP-1.OOD SIZE 137, 565-480-106BA | EA | 1 | 0 | 0 | NO | 4252.8216 | 660293.08 | GRUBER HERMANOS | BK-PVC FABRIC | F | 22 | 1 | 2BAB |  |  | BIH DOC: 565-480-106BA |  |  | SEE ADDITIONAL INFO |  | 40914
8594 | 29200000TL | 03483 | EGC031007 | P | 58010601 | 58 | EGTL Spares | Mtce | 14 | 14Z | COMPENSATOR:OUTLET | 200MM WD X1102MM LG X1522MM HT | Instruments - Other & Parts : 120-CB-202, M/N H6-P.R.74-1OP-1.OOD SIZE 137, 565-480-106BA | EA | 1 | 0 | 0 | NO | 2281.4407 | 354216.49 | GRUBER HERMANOS | BK-PVC FABRIC | E | 22 | 1 | 2BAB |  |  | BIH DOC: 565-480-106BA |  |  | SEE ADDITIONAL INFO |  | 40914
8595 | 29200000TL | 03483 | EGC031014 | P | 58010602 | 58 | EGTL Spares | Mtce | 73 | 73A | JOINT:SHAFT SEAL,DIA 350MM | THICKNESS: 3MM,TESNIT BA50 | *OBS*HEAT TRANS-PART : SET, 120-CB-202, M/N H6-P.R.74-1OP-1.OOD SIZE 137 | EA | 2 | 0 | 0 | NO | 615.1188 | 95503.35 | GRUBER HERMANOS | TESNIT BA-50 | Y | 01,22 | 1 | 2BAB | 2BAB |  | BIH DOC: 565-480-106BE |  |  | SEE ADDITIONAL INFO |  | 40914
8596 | 29200000TL | 03483 | EGC031012 | P | 58010603 | 58 | EGTL Spares | Mtce | 14 | 14Z | PROBE:RTD,6MM TIP DIA,340MM LG | -40 DEG C TO +65 DEG C, | Instruments - Other & Parts : 1 M CABLE LG,PT100, 120-CB-202, MODEL NO: H6-P.R.74-1OP-1.OOD SIZE 137 ROSEMOUNT RTD TEMPERATURE PROBE MODEL 0065D2530000N0240$1XA | EA | 1 | 0 | 0 | NO | 755.3508 | 144101.976 | ROSEMOUNT | 0065D05W0000N0280E1XA | A | 22 | 1 | 2BAB | 1AXX |  | BIH DOC: 565-480-106DA |  |  | SEE ADDITIONAL INFO |  | 40914 | 45436 | 42957 |  |  | -1 | 1
8597 | 29200000TL | 03483 | EGC031016 | P | 58010605 | 58 | EGTL Spares | Mtce | 14 | 14Z | PROXIMITOR: SENSOR 3300 XL 5/8 | PROBES: 3300 AND 3300 XL | BENTLEY PROXIMITOR SENSOR 3300 XL 5/8MM, COMPATIBLE WITH ALL 5 & 8 MM, 3300 AND 3300 XL PROBES. MOD:143416/04, PART NO : 330180-X1-05. APPROX. 3M CABLE LG, 2 PIECES, INTERNAL PARTS, M/N H6-P.R.74-1OP-1.OOD SIZE 137, 2 PIECES, INTERNAL PARTS | EA | 6 | 0 | 0 | NO | 1346.157 | 393105.0005 | BENTLY NEVADA | 330180-X1-05 |  | 01,22 | 1 | 2BAB | 1AXX |  | BIH DOC: 565-480-106CA |  |  | MOD:143416/04 |  | 40914 | 44981 | 43494 |  |  |  |  | -1 | 1
8598 | 29200000TL | 03483 | EGC031016 | P | 58010606 | 58 | EGTL Spares | Mtce | 73 | 73A | JOINT:PNEUMATIC CYLINDER | SIZE 137, NBR | *OBS*HEAT TRANS-PART : SET, 120-CB-202, M/N H6-P.R.74-1OP-1.OOD SIZE 137 | EA | 2 | 0 | 0 | NO | 222.0429 | 34474.38 | GRUBER HERMANOS | K02-40-100 |  | 01,22 | 1 | 2BAB | 2BAB |  | BIH DOC: 565-480-106BC |  |  | SEE ADDITIONAL INFO |  | 40914
8599 | 29200000TL | 03483 | EGC031016 | P | 58010607 | 58 | EGTL Spares | Mtce | 66 | 66Z | REGULATOR: FILTER, STEAM | 0.3-16 BAR INLET, 0.5-10 BAR | Valve-Regulators : &quot;OUTLET, 3/8 IN, ZAMA/NBR/TECHNOPLYMER BODY, FOR PNEUMATIC CYL 120-CB-202, MODEL NO H6-P.R.74-1OP-1.OOD SIZE 137, INCLUDED PRESSURE GAUGE RANGE 0-12 BAR AIR FILTER REGULATOR CAMOZZI,&quot; | EA | 2 | 0 | 0 | NO | 167.6512 | 35745.1284 | CAMOZZI | 3/8&QUOT; MC238-D10 | B | 01,10,22 | 1 | 2BAB | 1BBB |  | BIH DOC: 565-480-106BC |  |  | SEE ADDITIONAL INFO | FG105 | 40914 | 43979 | 42861
8600 | 29200000TL | 03483 | EGC031016 | P | 58010610 | 58 | EGTL Spares | Mtce | 76 | 76Z | KIT:FASTERNERS AND FLEXIBLE | FOR COUPLING | Pumps-Other : CONTAINS COUPLING TYPE = BTLKS-0300-0688-1800, NON SPARK GUARD,METASTREAM-J CRANE, 120-CB-202, MODEL NO: H6-P.R.74-1OP-1.OOD SIZE 137 | ST | 1 | 0 | 0 | NO | 3322.6419 | 515873.38 | GRUBER HERMANOS | 7935-0300-4700 | D | 01,22 | 1 | 2BAB |  |  | BIH DOC: 565-480-106BA |  |  | SEE ADDITIONAL INFO |  | 40914
8601 | 29200000TL | 03483 | EGC021003 | P | 58010631 | 58 | EGTL Spares | Mtce | 14 | 14B | CONTROL:STOPPING,115V | FOR OVERHEAD CRANE | Programmable Logic Controllers : &quot;UNIT, PLASTIC 173-XX-001 E1014 STOPPING CONTROL, KCL - ESD138B/115V&quot; | EA | 2 | 1 | 2 | NO | 498.4225 | 77419.9597 | KONECRANES | 50005871 | 50005871 | 22 | 1 | 2BBA |  |  | EGTL1-KCL-MEC-OM-731406 |  |  |  |  | 40914
8602 | 29200000TL | 03483 | EGC021005 | P | 58010632 | 58 | EGTL Spares | Mtce | 76 | 76Z | COUPLING:STEEL | FOR OVERHEAD CRANE | Pumps-Other : &quot;105-XX-001,120-XX-004, 130-XX-001, 190.XX-001,CROSS REF DWG: / EGTL1-KCL-MEC-OM-201201 / EGTL1-KCL-MEC-OM-301301 / EGTL1-KCL-MEC-OM-901501 PART OF HOIST GEAR&quot; | EA | 4 | 1 | 3 | NO | 200.0072 | 31067.1227 | KONECRANES | 52000798 | 52000798 | 01,22 | 1 | 2BBA |  |  | EGTL1-KCL-MEC-OM-051101 |  |  |  |  | 40914
8603 | 29200000TL | 03483 | EGC021009 | P | 58010633 | 58 | EGTL Spares | Mtce | 14 | 14B | TRANSFORMER: OVERHEAD CONTROL | 180VAKVA,575/460/230V,110-115V | Programmable Logic Controllers : 1PH,50/60HZ, STL 190-XX-001, TRANSFORMATIK - 180VA 230-230-115/115,1 | EA | 1 | 0 | 0 | NO | 245.7549 | 38173.1074 | KONECRANES | 52270525 | 52270525 | 01,10,22 | 1 | 2BBA |  |  | EGTL1-KCL-MEC-OM-901501 |  |  |  |  | 40975
8604 | 29200000TL | 03483 | EGC021002 | P | 58010635 | 58 | EGTL Spares | Mtce | 51 | 51Z | SWITCH: LIMIT, 250V | GEAR WHEEL, ROTATING PLASTIC | Electric-Other : USED IN HOIST LIMIT SWITCH | EA | 1 | 0 | 0 | NO | 552.5734 | 85831.2204 | KONECRANES | 52290438 | 52290438 | 01,10,22 | 1 | 2BBA |  |  | EGTL1-KCL-MEC-OM-901501 |  |  |  |  | 40975 | 45339 |  |  |  | -1 | 1
8605 | 29200000TL | 03483 | EGC022001 | P | 58010638 | 58 | EGTL Spares | Mtce | 87 | 87B | FAN:PLASTIC | PART OF HOIST MOTOR | *OBS*Engines - Other : &quot;120-XX-004, 130-XX-001, 190-XX-001,CROSS REF DWG: / EGTL1-KCL-MEC-OM-201201 / EGTL1-KCL-MEC-OM-301301 / EGTL1-KCL-MEC-OM-901501 &quot; | EA | 2 | 1 | 2 | NO | 89.1044 | 13840.59 | KONECRANES | 52292743 | 52292743 | 01,22 | 1 | 2BBA | 2BBA |  | EGTL1-KCL-MEC-OM-051101 |  |  |  |  | 40914
8606 | 29200000TL | 03483 | EGC021021 | P | 58010644 | 58 | EGTL Spares | Mtce | 56 | 56Z | SET: ROPE CLAMP | 3-CLAMPS AND SCREWS, CAST | *OBS*Fastener-Other : &quot;105-XX-001,120-XX-004, 130-XX-001, 190.XX-001,CROSS REF DWG: / EGTL1-KCL-MEC-OM-201201 / EGTL1-KCL-MEC-OM-301301 / EGTL1-KCL-MEC-OM-901501 PART OF HOIST ROPE DRUM&quot; | ST | 4 | 1 | 3 | NO | 127.8394 | 19857.29 | KONECRANES | 52293650 | 52293650 | 22 | 1 | 2BBA | 2BBA |  | EGTL1-KCL-MEC-OM-051101 |  |  |  |  | 40914
8607 | 29200000TL | 03483 | EGC021005 | P | 58010647 | 58 | EGTL Spares | Mtce | 51 | 51E | BOX:TERMINAL,PLASTIC | OVERHEAD CRANE | Electric Components - Conduit / Fitting :PART ON HOIST TRAVELING ASSEMBLY, 190-XX-00 | EA | 1 | 0 | 0 | NO | 114.1541 | 17731.55 | KONECRANES | 52296524 | 52296524 | 01,10,22 | 1 | 2BBA |  |  | EGTL1-KCL-MEC-OM-901501 |  |  |  |  | 40975
8608 | 29200000TL | 03483 | EGC021002 | P | 58010648 | 58 | EGTL Spares | Mtce | 51 | 51F | PROTECTOR: MOTOR CIRCUIT | 1.6 AMP,1 - 1.6 AMP TRIP RANGE | Electric Components - Circuit Protection:&quot;3 POLE, 600V MAX,IEC/EN 60947-1,SUB-CLAUSE 7-1-6, 120-XX-106/206,CROSS REF DWG: / EGTL1-KCL-MEC-OM-200201 (TELEMECANIQUE GV2ME06) &quot; | EA | 2 | 0 | 0 | NO | 73.3583 | 11394.75 | KONECRANES | 52297211 | 52297211 | 01,10,22 | 1 | 2BBA |  |  | EGTL1-KCL-MEC-OM-200101 |  |  |  |  | 40914
8609 | 29200000TL | 03483 | EGC021013 | P | 58010649 | 58 | EGTL Spares | Mtce | 75 | 75F | KIT: REPAIR, FOR MECHANICALLY | INTERLOCKING TWO IDENTICAL | Material Handling - Lifting Equipment and Accessories : CONTACTORS,CONTAINS 4 BRACKETS,PLASTIC 190-XX-001, TELEMECANIQUE - LAD-9R1, CONTACT ARRANGEMENT: N/A | EA | 2 | 0 | 0 | NO | 15.7561 | 2447.39 | KONECRANES | 52298182 | 52298182 | 01,22 | 1 | 2BBA |  |  | EGTL1-KCL-MEC-OM-901501 |  |  |  |  | 40975
8610 | 29200000TL | 03483 | EGC021016 | P | 58010650 | 58 | EGTL Spares | Mtce | 75 | 75A | PINION:BRIDGE MOTOR,STEEL | FOR OVERHEAD CRANE | Material Handling -Whse / Dock Equipment & Accessories :&quot; 173-XX-001&quot; | EA | 1 | 0 | 0 | NO | 388.8401 | 60398.54 | KONECRANES | 52299033 | 52299033 | 22 | 1 | 2BBA |  |  | EGTL1-KCL-MEC-OM-731401 |  |  |  |  | 40914
8611 | 29200000TL | 03483 | EGC021015 | P | 58010651 | 58 | EGTL Spares | Mtce | 75 | 75A | PINION:TROLLEY MOTOR,STEEL | FOR OVERHEAD CRANE | Material Handling -Whse / Dock Equipment & Accessories :&quot; 173-XX-001&quot; | EA | 1 | 0 | 0 | NO | 388.8401 | 60398.54 | KONECRANES | 52299034 | 52299034 | 22 | 1 | 2BBA |  |  | EGTL1-KCL-MEC-OM-731401 |  |  |  |  | 40914
8612 | 29200000TL | 03483 | EGC021002 | P | 58010652 | 58 | EGTL Spares | Mtce | 51 | 51Z | SWITCH: LIMIT, ROTARY ARM | ROTATING, PLASTIC 173-XX-001 | Electric-Other : USED IN HOISTING LIMIT SWITCH | EA | 1 | 0 | 0 | NO | 552.5734 | 85831.22 | KONECRANES | 52299721 | 52299721 | 01,10,22 | 1 | 2BBA |  |  | EGTL1-KCL-MEC-OM-731401 |  |  |  |  | 40914 | 45297 |  |  |  | -1 | 1
8613 | 29200000TL | 03483 | EGC022002 | P | 58010653 | 58 | EGTL Spares | Mtce | 28 | 28C | SWITCH: OVERLOAD, STEEL | OVERHEAD CRANE | *OBS*Safety-Other : &quot;USED IN HOIST OVERLOAD DEVICE, STL 190-XX-001&quot; | EA | 2 | 0 | 0 | NO | 270.7745 | 42059.41 | KONECRANES | 52299878 | 52299878 | 01,10,22 | 1 | 2BBA | 2BBA |  | EGTL1-KCL-MEC-OM-901501 |  |  |  |  | 40975
8614 | 29200000TL | 03483 | EGC021009 | P | 58010654 | 58 | EGTL Spares | Mtce | 56 | 56Z | SET:ROPE CLAMP | 3-CLAMPS AND SCREWS, CAST | *OBS*Fastener-Other : 120-XX-106/206,CROSS REF DWG: / EGTL1-KCL-MEC-OM-200201 | ST | 2 | 0 | 0 | NO | 859.5319 | 133511.09 | KONECRANES | 52300561 | 52300561 | 22 | 1 | 2BBA | 2BBA |  | EGTL1-KCL-MEC-OM-200101 |  |  |  |  | 40914
8615 | 29200000TL | 03483 | EGC021001 | P | 58010658 | 58 | EGTL Spares | Mtce | 28 | 28C | SWITCH:OVERLOAD,STEEL | USED IN HOIST OVERLOAD DEVICE | *OBS*Safety-Other : &quot;173-XX-001 &quot; | EA | 2 | 0 | 0 | NO | 204.669 | 31791.24 | KONECRANES | 52309291 | 52309291 | 01,10,22 | 1 | 2BBA | 2BBA |  | EGTL1-KCL-MEC-OM-731401 |  |  |  |  | 40914
8616 | 29200000TL | 03483 | EGC021030 | P | 58010664 | 58 | EGTL Spares | Mtce | 51 | 51E | BOX: JUNCTION, PLASTIC | ROTATING | Electric Components - Conduit / Fitting :&quot;USED IN HOISTING LIMIT SWITCH, ROTATING, JUNCTION BOX, PLASTIC 190-XX-001 USED IN HOISTING LIMIT SWITCH&quot; | EA | 2 | 1 | 2 | NO | 316.4422 | 49152.96 | KONECRANES | 52312353 | 52312353 | 01,10,22 | 1 | 2BBA |  |  | EGTL1-KCL-MEC-OM-901501 |  |  |  |  | 40975
8617 | 29200000TL | 03483 | EGC021003 | P | 58010665 | 58 | EGTL Spares | Mtce | 76 | 76Z | COUPLING: HOIST MOTOR (SET) | USED ON HOIST GEAR, 2 O-RINGS | Pumps-Other : 2 O-RINGS, 120-XX-106/206, 173-XX-001,CROSS REF DWG: / EGTL1-KCL-MEC-OM-200201 / EGTL1-KCL-MEC-OM-731401. MATERIAL: STL | EA | 3 | 0 | 0 | NO | 306.9786 | 47682.98 | KONECRANES | 52321002 | 52321002 | 01,22 | 1 | 2BBA |  |  | EGTL1-KCL-MEC-OM-200101 |  |  |  |  | 40914
8618 | 29200000TL | 03483 | EGC021002 | P | 58010675 | 58 | EGTL Spares | Mtce | 51 | 51Z | RECTIFIER: DARLINGTON HALF | BRIDGE, 250V, 60A | Electric-Other : &quot;PLASTIC 173-XX-001, KCI- ESD141 BRAKE CONTROL UNIT&quot; | EA | 3 | 1 | 2 | NO | 28.3509 | 4403.75 | KONECRANES | 60003098 | 60003098 | 22 | 1 | 2BBA |  |  | EGTL1-KCL-MEC-OM-731407 |  |  |  |  | 40914
8619 | 29200000TL | 03483 | EGC020018 | P | 58010682 | 58 | EGTL Spares | Mtce | 54 | 54A | SEAL: OIL | 116 MM ID,165 MM OD,100 MM WD | Seals : &quot;RBR,SMD CAGE, 177-XA-003 PART NO 23 ON EGTL1-LAF-MEC-DD-770001&quot; | EA | 2 | 0 | 0 | NO | 28.4 | 4408.816 | NATIONAL | 115448PSP | 115448PSP | 01,22 | 1 | 2BAB | 1BBB |  | L-16296C |  |  | 71Q150 (LX4808) |  | 40914 |  | 41764
8620 | 29200000TL | 03483 | EGC020015 | P | 58010683 | 58 | EGTL Spares | Mtce | 54 | 54A | GASKET:GEAR DRIVE | 110 MM X 90 MM,PAPER,SMD | Gaskets : 177-XA-003 | EA | 2 | 0 | 0 | NO | 5.3 | 823.57 | LIGHTNIN | 125740PSP | 125740PSP | 01,22 | 1 | 2BAB |  |  | L-16296C |  |  | 71Q150 (LX4808) |  | 40914
8621 | 29200000TL | 03483 | EGC020019 | P | 58010684 | 58 | EGTL Spares | Mtce | 54 | 54A | GASKET:GEAR DRIVE | 210 MM X 80 MM,PAPER,SMD | Gaskets : 177-XA-003 | EA | 2 | 0 | 0 | NO | 2.2 | 341.86 | LIGHTNIN | 125743PSP | 125743PSP | 01,22 | 1 | 2BAB |  |  | L-16296C |  |  | 71Q150 (LX4808) |  | 40914
8622 | 29200000TL | 03483 | EGC020018 | P | 58010690 | 58 | EGTL Spares | Mtce | 87 | 87B | RING: RETAINING, EXTERNAL E | 188 MM X 109 MM, STL | Engines - Parts : 177-XA-003, PART NO 203 ON EGTL1-LAF-MEC-DD-770001 | EA | 2 | 0 | 0 | NO | 2.2 | 341.86 | TRUARC | 114345PSP | 114345PSP | 01,22 | 1 | 2BAB |  |  | L-16296C |  |  | 71Q150 (LX4808) |  | 40914
8623 | 29200000TL | 03483 | EGC020017 | P | 58010692 | 58 | EGTL Spares | Mtce | 87 | 87B | RING: RETAINING, EXTERNAL E | 88 MM X 110 MM,STL | Engines - Parts : 177-XA-003, PART NO 206 ON EGTL1-LAF-MEC-DD-770001 | EA | 2 | 0 | 0 | NO | 2.2 | 341.86 | TRUARC | 114346PSP | 114346PSP | 01,22 | 1 | 2BAB |  |  | L-16296C |  |  | 71Q150 (LX4808) |  | 40914
8624 | 29200000TL | 03483 | EGC020018 | P | 58010697 | 58 | EGTL Spares | Mtce | 54 | 54D | SEAL: OIL, MECH AGITATOR | 109MM ID,123MM OD,11MM WD,RBR | *OBS*GS&P-Other : SMD CAGE, 177-XA-003, PART NO 415 ON EGTL1-LAF-MEC-DD-770001 | EA | 2 | 0 | 0 | NO | 9.8 | 1522.82 | NATIONAL | 115450PSP | 115450PSP | 01,22 | 1 | 2BAB | 2BAB |  | L-16296C |  |  | 71Q150 (LX4808) |  | 40914
8625 | 29200000TL | 03483 | EGC020016 | P | 58010699 | 58 | EGTL Spares | Mtce | 87 | 87B | RING: RETAINING | EXTERNAL REINFORCED E,7 MM,STL | Engines - Parts : 177-XA-003, PART NO 425 ON EGTL1-LAF-MEC-DD-770001, SIZE 1143 | EA | 1 | 0 | 0 | NO | 6.1 | 947.88 | TRUARC | 114372PSP | 114372PSP | 01,22 | 1 | 2BAB |  |  | L-16296C |  |  | 71Q150 (LX4808) |  | 40914
8626 | 29200000TL | 03483 | EGC020018 | P | 58010700 | 58 | EGTL Spares | Mtce | 87 | 87B | RING: RETAINING | EXTERNAL REINFORCED E,4 MM,STL | Engines - Parts : &quot;177-XA-003, PART NO 428 ON EGTL1-LAF-MEC-DD-770001 SIZE 1143&quot; | EA | 1 | 0 | 0 | NO | 2.2 | 341.86 | TRUARC | 114347PSP | 114347PSP | 01,22 | 1 | 2BAB |  |  | L-16296C |  |  | 71Q150 (LX4808) |  | 40914
8627 | 29200000TL | 03483 | EGC020013 | P | 58010773 | 58 | EGTL Spares | Mtce | 87 | 87B | PULLEY: V-BELT,40MM BORE | 150MM OD,6.25MM GROOVE,1/2 IN | BELT WD,136MM PITCH DIA,STL, TYPE: MACHINE | EA | 1 | 0 | 0 | NO | 155.7446 | 24179.35 | MAPRO INTERNATIONAL |  | 56 | 22 | 1 |  | 1CCC |  | TAVOLA 124 DRG. 124 |  |  |  |  | 40975
8628 | 29200000TL | 03483 | EGC020013 | P | 58010791 | 58 | EGTL Spares | Mtce | 64 | 64B | PULLEY: V-BELT,40MM BORE | 200MM OD,6.25MM GROOVE,1/2 IN | Power Transmission Equipment & Replacement Parts : BELT WD,186MM PITCH DIA,STL, TYPE: MOTOR | EA | 1 | 0 | 0 | NO | 143.7643 | 22319.4 | MAPRO INTERNATIONAL |  | 66 | 22 | 1 |  | 2BBC |  | TAVOLA 124 DRG. 124 |  |  |  |  | 40975
8629 | 29200000TL | 03483 | EGC024007 | P | 58010847 | 58 | EGTL Spares | Mtce | 51 | 51Z | SWITCH: PUSHBUTTON,ON,FLUSH | 12V,SPST,MOMENTARY,1NO,RED | Electric-Other : &quot;PLASTIC ENCLOSURE,FLUSH MOUNT INSTALLER TOOL , 173-CP-173-GE-013A/B/C/D-001 , EGTL1-MPS-ELE-SC-730054 PART 8&quot; | EA | 1 | 0 | 0 | NO | 68.517 | 15243.53 | ALLEN BRADLEY | 800T-A6D1 |  | 01,10,22 | 1 | 1AXX |  |  | 9271E01-5 |  |  |  |  | 40975 | 45386 | 43014 |  |  | -1 | 1
8630 | 29200000TL | 03483 | EGC025023 | P | 58010851 | 58 | EGTL Spares | Mtce | 51 | 51B | LIGHT: INDICATING LED,24VDC, | AMBER | Electric Components - Lighting : &quot;PLASTIC INSTALLER TOOL 173-CP-173-GE-013A/B/C/D-001 EGTL1-MPS-ELE-SC-730054 PART 13, FOR CRITICAL POWER GENERATOR&quot; | EA | 13 | 10 | 20 | NO | 211.7727 | 32867.13 | A-B | 800T-QH24A |  | 01,10,22 | 1 | [8 empty] | 41260 | 44330
8631 | 29200000TL | 03483 | EGC024016 | P | 58010857 | 58 | EGTL Spares | Mtce | 14 | 14C | POTENTIOMETER:MOTOR OPERATED | NONE,100 OHM,2W,10 TURNS | Flow Measuring Instruments : +/- 5%,WIREWOUND, 115VAC 60HZ, METAL, (FOR CRITICAL POWER GENERATOR) | EA | 2 | 4 | 8 | NO | 1176.1416 | 182537.18 | SAI | 99-800-100OHM |  | 22 | 1 | [8 empty] | 41260
8632 | 29200000TL | 03483 | EGC024007 | P | 58010860 | 58 | EGTL Spares | Mtce | 51 | 51Z | BLOCK: CONTACT,1,600V,10 A AC | NORMALLY OPEN CONTACT,2.5A DCA | Electric-Other : CAPTIVE SCREW TERMINAL,1 CIRCUIT,NO | EA | 2 | 1 | 2 | NO | 2077.9889 | 325204.77 | ALLEN BRADLEY | 800T-XD1 |  | 01,22 | 1 | 1AXX |  |  | 9721E01-5 |  |  |  |  | 40975 |  | 43014
8633 | 29200000TL | 03483 | EGC024018 | P | 58010866 | 58 | EGTL Spares | Mtce | 11 | 11Z | HUB: NETWORK COPPER/FIBER MIX | 4 X 10/100 MBPS RJ45 | Computer Hardware - Peripherals : &quot;AND 1 X 100 MBPS,10/100 MEGABYTE, MM-SC, LINK LOSS ALARM, POWER LOSS ALARM, FAULT RELAY OUTPUT, EXT. TEMP. – 40º C TO + 70º C , 173-CP-173-G&quot; | EA | 2 | 0 | 0 | NO | 1220.9463 | 257258.8825 | HIRSCHMANN | RS-4TX/1FX-EEC |  | 22 | 1 | 1AXX |  |  | 9721E01-3 |  |  |  |  | 40975 |  | 43017
8634 | 29200000TL | 03483 | EGC028031 | P | 58010871 | 58 | EGTL Spares | Mtce | 66 | 66F | MANIFOLD: VALVE, 5-VALVE | SIZE:1/2-IN FNPT/3.4 X 3.8 IN | ANDERSON GREENWOOD NATURAL GAS MANIFOLDS, 5-VALVE MODEL NUMBER M6TW, PART NUMBER M6TWVDS-4-SSC, PIPE X FLANGE, PTFE, DELRIN®, SS, A479-316, ½-INCH FNPT, 316 FLANGE BOLT (B8M) - MAXIMUM PRESSURE RATING 4500 PSI [310 BARG].http://www.duncanco.com/wp-content | EA | 1 | 0 | 0 | NO | 1162.1799 | 291805.0911 | ANDERSON GREENWOOD | M6TWVDS-4-SSC |  | 22 | 1 | 1AXX | 1BBB |  | 9721E01-5 |  |  | M6TW |  | 40975 | 44551 | 43591
8635 | 29200000TL | 03483 | EGC028004 | P | 58010876 | 58 | EGTL Spares | Mtce | 14 | 14Z | SWITCH: PRESSURE START AIR,10A | 250 VAC,0.5A 125 VDC,0.5 A, | Instruments - Other & Parts : 173-CP-173-GE-013A/B/C/D-001; EGTL1-MPS-ELE-SC-730054 PAR (FOR CRITICAL POWER GENERATOR) | EA | 2 | 3 | 6 | NO | 839.7435 | 130378.6663 | SOR | 9AT-EF19-M4-C1A-C1 | 225-003-SS | 01,10,22 | 1 | [8 empty] | 41286 | 44427
8636 | 29200000TL | 03483 | EGC025030 | P | 58010881 | 58 | EGTL Spares | Mtce | 51 | 51B | LIGHT: INDICATING PILOT LED, | 120VAC,RED,PANEL MOUNT | Electric Components - Lighting : &quot;NEMA 7, PLASTIC 173-MCP-173-GE-013A/B/C/D-002 EGTL1-MPS-ELE-SC-730054 PART 204, (FOR CRITICAL POWER GENERATOR) &quot; | EA | 1 | 10 | 20 | NO | 258.49 | 40133.15 | A-B | 800H-QPH10R | A6X19900664 | 01,10,22 | 1 | [8 empty] | 41286 | 45438 |  |  |  | -10 | 1
8637 | 29200000TL | 03483 | EGC024008 | P | 58010882 | 58 | EGTL Spares | Mtce | 51 | 51Z | SWITCH: SELECTOR,MAINTAINED | 10A AC,2.5 A DC,3 POSITION | CONTACT, 1NO-1NC,3 POSITION, KNOB OPERATED, NEMA 4,4X,13 ENCLOSURE | EA | 2 | 1 | 2 | NO | 329.5373 | 79325.44 | ALLEN BRADLEY | 800H-JP2KA7AXXX |  | 01,10,22 | 1 | 1AXX |  |  | 9721E01-5 |  |  |  |  | 40975 |  | 43014
8638 | 29200000TL | 03483 | EGC024011 | P | 58010883 | 58 | EGTL Spares | Mtce | 51 | 51Z | SWITCH: PUSHBUTTON RESET | PLASTIC,NEMA 7, 3/4 IN NPSM | Electric-Other : &quot;173-MCP-173-GE-013A/B/C/D-002 , EGTL1-MSP-ELE-SC-730054 PART 206&quot; | EA | 3 | 0 | 0 | NO | 177.5312 | 44522.949 | ADALET | XRB |  | 22 | 1 | 1AXX |  |  | 9721E01-5 |  |  |  |  | 40975 | 44833 | 43406
8639 | 29200000TL | 03483 | EGC024007 | P | 58010884 | 58 | EGTL Spares | Mtce | 51 | 51Z | SWITCH: SELECTOR,SPRING RETURN | TO CENTER,10A AC,2.5 A DC | 1NO-1NC, 3 POSITION, KEY OPERATED, NEMA 4,4X, 13 ENCLOSURE | EA | 3 | 0 | 0 | NO | 235.2882 | 55172.13 | ALLEN BRADLEY | 800T-J631A |  | 01,22 | 1 | 1AXX |  |  | 9721E101-3 |  |  |  |  | 40975 |  | 43537
8640 | 29200000TL | 03483 | EGC024007 | P | 58010889 | 58 | EGTL Spares | Mtce | 14 | 14Z | SWITCH: SELECTOR,LOAD TEST | MAINTAINED,10A AC,2.4 A DC | Instruments - Other & Parts : 3 POSITION MAINTAINED CONTACT,1NO-1NC,3 POSITION,KEY OPERATED,NEMA 4,4X,13 ENCLOSURE | EA | 3 | 1 | 3 | NO | 197.9047 | 47252.5633 | A-B | 800T-J44A |  | 01,10,22 | 1 | 1AXX |  |  | 9721E101-3 |  |  |  |  | 40975 |  | 43537
8641 | 29200000TL | 03483 | EGC024008 | P | 58010890 | 58 | EGTL Spares | Mtce | 51 | 51Z | SWITCH: SELECTOR,LOCAL | 10A AC,2.5 A DC | Electric-Other : TWO POSITION MAINTENED,1NO-1NC,2 POSITION,KEY OPERATED,NEMA 4,4X,13 ENCLOSURE | EA | 1 | 0 | 0 | NO | 165.2758 | 25650.8 | ALLEN BRADLEY | 800T-H33D1 |  | 01,10,22 | 1 | 2BAB |  |  | 9721E101-3 |  |  |  |  | 40975
8642 | 29300000TL | 03483 | EGC029013 | P | 58010901 | 58 | EGTL Spares | Mtce | 28 | 28E | DETECTOR:FIRE PROTECTION | TYPE:FLAME TEMP RATING:-55 TO | 85 DEG VOL:30 TO 32VDC AMP:50MA IR3 FLAME DETECTOR IN EGTL UNIT 73 CPG, 173-GE-013A - D/B - D/C - D/D-D | EA | 2 | 1 | 2 | YES | 8009.12 | 3325306.5328 | MSA | 10077102 |  | 22 | 1 | 1AXX |  |  | 9271F01-3 |  |  |  |  | 43770 | 44433 | 44580
8643 | 29300000TL | 03483 | EGC024007 | P | 58010907 | 58 | EGTL Spares | Mtce | 51 | 51Z | SWITCH: SELECTOR,MAINTAINED | NONE,NO2 POSITION,KEY OPERATED | Electric-Other : &quot;NEMA 4,4X,13 ENCLOSURE,KEYED, METAL , TYPE: AUTO INHIBITED BYPASS&quot; | EA | 1 | 0 | 1 | YES | 300.9 | 462979.785 | A-B | 800T-H33 |  | 01,10,22 | 1 | 1BAB |  |  | 9271F01-3 |  |  |  |  | 43770 |  | 45433
8644 | 29200000TL | 03483 | EGC024007 | P | 58010908 | 58 | EGTL Spares | Mtce | 51 | 51Z | BLOCK: CONTACT,REED,.06A @ | 30VDC,.15A@150VAC,.06A @30VDC | Electric-Other : .15A @150VACA,2 CIRCUIT,NO, PLASTIC | EA | 1 | 0 | 0 | NO | 214.3342 | 33264.67 | A-B | 800T-XA2R |  | 01,22 | 1 | 1AXX |  |  | 9271F01-3 |  |  |  | GBMRL004 | 40975 | 44330
8645 | 29200000TL | 03483 | EGC024009 | P | 58010938 | 58 | EGTL Spares | Mtce | 71 | 71B | FILTER: OIL | 12MM X 12MM,PAPER ELEMENT |  | EA | 1 | 0 | 0 | NO | 51.73 | 15822.6551 | AIRDYNE | FH44160 | FH44160 | 01,22 | 1 | 1AXX |  |  | EGTL1-MPS-MEC-PI-730042 |  |  |  |  | 40914 | 45048 | 43648 |  |  |  |  | -1 | 1
8646 | 29200000TL | 03483 | EGC031008 | P | 58010946 | 58 | EGTL Spares | Mtce | 66 | 66F | VALVE: 1/2 X 1IN SRV/W | PSV -4 ORIFICE, FNPT, 316 SS | PSV: 12MM MALE THREADED X 25MM FEMALE THREADED, SET: 17.23BARG. PN:81S1M48-4L.12.7mm Threaded male x 25.4mm Threaded female, Set - 17.3Barg, -4 Orifice, Fluid - Compressed Air | EA | 1 | 2 | 3 | NO | 1455.76 | 263156.12 | ANDERSON GREENWOOD&CROSBY | 81S1M48-4L |  | 02,22 | 1 | 1AXX | 1AXX |  | EGTL1-MPS-MEC-PI-730042 |  |  |  |  | 40914 | 43860 | 42129
8647 | 29200000TL | 03483 | EGC024024 | P | 58010947 | 58 | EGTL Spares | Mtce | 66 | 66H | VALVE: PRESSURE RELIEF | PISTON VALVE BODY - 316Ti SS |  | EA | 1 | 0 | 0 | NO | 439.0144 | 68135.04 | WIKA INSTRUMENTS | 9091963 |  | 02,22 | 1 | 1AXX |  |  | EGTL1-MPS-MEC-PI-730042 |  |  | TYPE 910.13 |  | 40914
8648 | 29200000TL | 03483 | EGC031008 | P | 58010954 | 58 | EGTL Spares | Mtce | 64 | 64B | SWITCH: PRESSURE, LOW OIL | 250 VAC 15 A,125 V DC 0.4 A |  | EA | 2 | 1 | 2 | NO | 2055.9416 | 319082.13 | SOR | 12B4-KK4-C1A-C1 |  | 01,10,22 | 1 | 1AXX |  |  | 9721E01-5 |  |  |  |  | 40914
8649 | 29200000TL | 03483 | EGC034014 | P | 58010971 | 58 | EGTL Spares | Mtce | 66 | 66G | ASSEMBLY:DUMMY PLUG,END SPACER | 41MM, 316L SS |  | EA | 68 | 1 | 16 | NO | 222.0143 | 34465.5 | AMAFILTERGROUP | N325900023 | N325900023 | 01,22 | 1 | 2BBA |  |  | WO064892-A |  |  | MV FILTER |  | 40914
8650 | 29200000TL | 03483 | EGC034001 | P | 58011069 | 58 | EGTL Spares | Mtce | 51 | 51C | THERMOCOUPLE:K,2300 DEG | GROUNDED SGL JUNCTION, 20 AWG |  | MT | 5 | 3 | 6 | NO | 414.915 | 126645.561 | GAYESCO | DWG 07666-010 TC | DWG 07666-010 | 22 | 1 | 2CAC |  |  | SEE ITEM NOTE |  |  |  |  | 40914 | 45348 | 42775 |  |  | -1 | 1
8651 | 29200000TL | 03483 | EGC031011 | P | 58011113 | 58 | EGTL Spares | Mtce | 51 | 51E | PLUG:MINI | MULTIPOINT THERMOCOUPLES |  | EA | 2 | 0 | 0 | NO | 45.0377 | 6992.55 | GAYESCO | DWG 07666-010 PLUG | DWG 07666-010 | 01,22 | 1 | 2CAC |  |  | SEE ITEM NOTE |  |  |  |  | 40914
8652 | 29200000TL | 03483 | EGC031010 | P | 58011115 | 58 | EGTL Spares | Mtce | 54 | 54D | GLAND:SEALING, 3/4 IN NPT | SS WITH LAVA SEALANT |  | EA | 2 | 1 | 2 | NO | 56.96 | 17358.56 | GAYESCO |  | 711/A/1/2 | 01,22 | 1 | 2CAC |  |  | SEE ITEM NOTE |  |  |  |  | 40914 | 42583 | 42691
8653 | 29200000TL | 03483 | EGC031010 | P | 58011116 | 58 | EGTL Spares | Mtce | 51 | 51Z | HEAD: THERMOCOUPLE | 3/4 IN CONDUIT, CI |  | EA | 2 | 0 | 0 | NO | 35.0293 | 5438.65 |  |  | HE156600 | 01,22 | 1 | 2CAC |  |  | SEE ITEM NOTE |  |  |  |  | 40914
8654 | 29200000TL | 03483 | EGC031004 | P | 58011117 | 58 | EGTL Spares | Mtce | 14 | 14Z | GAUGE: PRESSURE,0-40 BAR RANGE | 4 IN DIAL,6MM TEE, 6MM TEE |  | EA | 3 | 0 | 0 | NO | 14.8407 | 22220.77 | WIKA INSTRUMENTS |  | 9734754 | 05,22 | 1 | 2CAC | 2CAC |  | SEE ITEM NOTE |  |  |  |  | 40914 | 45932 |  | 0 | 2
8655 | 29200000TL | 03483 | EGC031010 | P | 58011118 | 58 | EGTL Spares | Mtce | 66 | 66O | VALVE: CHECK, 400 DEG F | 6MM,4000LB,SS BODY,316 SS TRIM |  | EA | 2 | 1 | 2 | NO | 85.0712 | 13208.15 | SWAGELOK | CH-4 SERIES | DWG 07519-010 | 02,22 | 1 | 2CAC |  |  | SEE ITEM NOTE |  |  |  |  | 40914
8656 | 29200000TL | 03483 | EGC031011 | P | 58011119 | 58 | EGTL Spares | Mtce | 14 | 14C | FLOWMETER:ROTAMETER | 6MM,4-40 NL/H RANGE,SS |  | EA | 2 | 0 | 0 | NO | 535.3064 | 105174.1515 | VOGTLIN INSTRUMENTS | MODEL: Q80-E-V-S-4-P-AE | DWG 07519-010 | 22 | 1 | 2CAC |  |  | SEE ITEM NOTE |  |  | FLQ-AESS-DD |  | 40914 | 45357 | 42299 |  |  | -1 | 1
8657 | 29200000TL | 03483 | EGC031005 | P | 58011124 | 58 | EGTL Spares | Mtce | 51 | 51E | BLOCK: TERMINAL, SINGLE | FOR TYPE K T/C |  | EA | 4 | 1 | 3 | NO | 54.0452 | 8391.06 | GAYESCO | DWG 07394-120 | DWG 07394-120 | 01,22 | 1 | 1BAB |  |  | SEE ITEM NOTE |  |  |  |  | 40914
8658 | 29300000TL | 03483 | EGC039029 | P | 58011195 | 58 | EGTL Spares | Mtce | 14 | 14H | GAUGE: PRESSURE,0-25 BAR RANGE | 100MM DIAL,1/2 IN NPT,316 SS | I/1NPT CONNECTION WIKA WITH LIQUID-FILLED CASE ITEM NUMBER ZT2281.00 / 72324565, ORDER NUMBER 22112216/4 | EA | 3 | 1 | 2 | YES | 191.525 | 291025.9946 | WIKA INSTRUMENTS | 233.50.100 |  | 05,22 | 1 | 2CAB | [6 empty] | GSLU016 | 43770 | 45920 | 45564 | -1 | 1
8659 | 29300000TL | 03483 | EGC018022 | S | 58012407 | 58 | EGTL Spares | Mtce | 51 | 51E | CONNECTOR: ELECTRICAL TERMINAL | LONG BARREL LUG,400 MCM COND |  | EA | 3 | 4 | 7 | YES | 110.19 | 168135.6153 | ILSCO TERMINALS | CLNB-400-12-134-4 |  | 01 | 1 | 2CAC | [7 empty] | 43770 |  | 45366
8660 | 29200000TL | 03483 | EGC026017 | P | 58012478 | 58 | EGTL Spares | Mtce | 51 | 51E | CONNECTOR: ELECTRICAL TERMINAL | LONG BARREL LUG,400 MCM COND |  | EA | 20 | 5 | 10 | NO | 14.518 | 2255.08 | THOMAS & BETTS | 54822BEUB |  | 01 | 1 | 2CAC | [7 empty] | 40915
8661 | 29200000TL | 03483 | EGC046057 | P | 58012511 | 58 | EGTL Spares | Mtce | 53 | 53A | NIPPLE:PIPE,CLOSE,1/8 IN,NPT | 3/4 IN LG,689 BAR,316 SS |  | EA | 4 | 0 | 0 | NO | 3.4498 | 535.578 | SWAGELOK | SS-2-CN |  | 01,02,22 | 1 | 2CAC | [7 empty] | 40915 | 44284
8662 | 29200000TL | 03483 | EGC046058 | P | 58012519 | 58 | EGTL Spares | Mtce | 53 | 53Z | PLUG: PIPE,3/4 IN,B31.3,316 SS | ASTM A276,MPT,HEX HD, B31.3 |  | EA | 6 | 0 | 0 | NO | 13.4058 | 2080.9847 | SWAGELOK | SS-12-P |  | 02 | 1 | 2CAC | [7 empty] | 40915 | 44987 | 41832 |  |  |  |  | -2 | 1
8663 | 29200000TL | 03483 | EGC046058 | P | 58012520 | 58 | EGTL Spares | Mtce | 51 | 51E | BUSHING:REDUCING,3/4IN ID X | 1 IN OD X 3/4 IN LG,ALUM |  | EA | 10 | 0 | 0 | NO | 31.2495 | 6048.0211 | GRAINGER/KILLARK | 2NE25 | 39121202 | 01 | 1 | 2CAC | [5 empty] | R-32 |  | 40915 | 42167 | 42257
8664 | 29200000TL | 03483 | EGC040010 | P | 58012547 | 58 | EGTL Spares | Mtce | 54 | 54D | O-RING: CENTRIFUGAL PUMP | 680 MM ID, 5.333 MM WD |  | PC | 5 | 0 | 0 | NO | 1463.999 | 227285.85 | SULZER | 21708549704 | 21708549704 | 01 | 1 | 2BAB | 2BAB |  | 1-104.421.816 |  |  |  |  | 40914 | 43061
8665 | 29200000TL | 03483 | EGC040010 | P | 58012564 | 58 | EGTL Spares | Mtce | 76 | 76Z | RING: OIL, 76MM VITON | API CENTRIFUGAL PUMPS |  | PC | 2 | 0 | 0 | NO | 599.0176 | 92997.48 | SIEMENS | 58-225-301-001 | MOT102728050003 | 01 | 1 | 2BAB |  |  | 58410300447 |  |  |  |  | 40914
8666 | 29200000TL | 03483 | EGC045005 | P | 58012611 | 58 | EGTL Spares | Mtce | 56 | 56Z | STUD BOLT:1-1/8 IN DIA,100MM | LG,8 UN,ALLOY STL,ASTM A193 |  | EA | 21 | 0 | 0 | NO | 1.9605 | 304.31 |  |  | SEE DESCRIPTION | 02,21,22 | 1 | 2CAC | 2CAC | [6 empty] | 40915 | 41811
8667 | 29200000TL | 03483 | EGC023019 | P | 58013058 | 58 | EGTL Spares | Mtce | 56 | 56Z | STUD:3/4 IN DIA,110 MM LG | 10 UNC,110 MM THD LG,CS,SA193 |  | EA | 30 | 0 | 0 | NO | 5.0032 | 776.95 | SI STUD INC. TEXAS |  | 104943265149 | 02,21,22 | 1 | 2BBC | 2BBC | [6 empty] | 41189
8668 | 29200000TL | 03483 | EGC023019 | P | 58013059 | 58 | EGTL Spares | Mtce | 56 | 56Z | STUD:3/4 IN DIA,125 MM LG | 10 UNC,125 MM THD LG,CS,SA193 |  | EA | 8 | 10 | 20 | NO | 5.0032 | 776.95 | SI STUD INC. TEXAS |  | 3631EN232970 | 02,21,22 | 1 | 2BBC | 2BBC | [6 empty] | 41189 | 45345 |  |  |  | -12 | 1
8669 | 29200000TL | 03483 | EGC023030 | P | 58013060 | 58 | EGTL Spares | Mtce | 02 | 02A | GASKET:SPIRAL WOUND 24 IN PIPE | 300 LB,304 SS INNER RING, |  | EA | 4 | 2 | 4 | NO | 150.0966 | 23308.5 | AL-IMAN, KSA |  | 21501043009 | 01,22 | 1 | 2BBC | [7 empty] | 41189
8670 | 29200000TL | 03483 | EGC023024 | P | 58013061 | 58 | EGTL Spares | Mtce | 56 | 56Z | STUD:1-1/2 IN DIA,230 MM LG | 8 UN,230 MM THD LG,CS,SA193 |  | EA | 10 | 0 | 0 | NO | 18.0116 | 2797.02 | SI STUD INC. TEXAS |  | 21501032909 | 02,21,22 | 1 | 2BBC | 2BBC | [6 empty] | 41189
8671 | 29200000TL | 03483 | EGC023021 | P | 58013063 | 58 | EGTL Spares | Mtce | 54 | 54A | GASKET:SPIRAL WOUND 2IN 300 LB | 300 LB,304 SS INNER RING | LAMONS STYLE WRI 2 IN 300 LB, 316L WINDING METAL FG, 304 SS IR, CS OR SPIRAL WOUND GASKET, ASME B16.20. | EA | 1 | 0 | 0 | NO | 16.68 | 5111.586 | LAMONS OR FLEXITALLIC | 2"X300LBX304SS | 104943265366 | 01 | 1 | 2BBC | 1BBB |  |  |  |  | CRIR | SBPL069 | 41189 | 44336 | 43567
8672 | 29200000TL | 03483 | EGC023019 | P | 58013064 | 58 | EGTL Spares | Mtce | 52 | 52B | STUD:5/8 IN DIA,90 MM LG | 90 MM LG,11 UNC,90 MM THD LG |  | EA | 40 | 0 | 0 | NO | 2.0013 | 310.78 | SI STUD INC. TEXAS |  | 104943208566 | 02,21,22 | 1 | 2BBC | [7 empty] | 41189
8673 | 29200000TL | 03483 | EGC023024 | P | 58013066 | 58 | EGTL Spares | Mtce | 56 | 56Z | STUD BOLT:3/4 IN DIA,100 MM LG | 8 UN,205 MM THD LG,CS,SA193 |  | EA | 10 | 6 | 10 | NO | 15.0097 | 2330.85 | SI STUD INC. TEXAS |  | OD35968/REF/01 | 02,21,22 | 1 | 2BBC | 2BBC | [6 empty] | 41189
8674 | 29200000TL | 03483 | EGC024023 | P | 58013082 | 58 | EGTL Spares | Mtce | 66 | 66H | PIN: ADJ RING, 316 SS | PSV'S |  | EA | 1 | 0 | 0 | NO | 454.2633 | 70501.66 | DRESSER | VP813P | VP813P | 01,22 | 1 | 1BBC |  |  | EGTL1-DRE-PRO-GA-200150 |  |  |  |  | 40914
8675 | 29200000TL | 03483 | EGC024023 | P | 58013083 | 58 | EGTL Spares | Mtce | 66 | 66H | PIN:ADJ RING,316 SS | PSV'S |  | EA | 1 | 0 | 0 | NO | 122.0707 | 18945.38 | DRESSER | VP813E | VP813E | 01,22 | 1 | 1BBC |  |  | EGTL1-DRE-PRO-GA-200149 |  |  |  |  | 40914
8676 | 29200000TL | 03483 | EGC024023 | P | 58013086 | 58 | EGTL Spares | Mtce | 56 | 56Z | SCREW: LOCK 0.375IN DIA | 7/8 IN LG, 24 UNC-3A |  | EA | 15 | 1 | 8 | NO | 90.8947 | 14293.4695 | DRESSER | 2422128 | 2422128 | 02,21,22 | 1 | 1BBC | 1BBC |  | SEE ITEM NOTE |  |  |  |  | 40914 |  | 42683
8677 | 29200000TL | 03483 | EGC046002 | P | 58013094 | 58 | EGTL Spares | Mtce | 54 | 54D | RING: RETAINER | 03, 316 SS |  | EA | 1 | 1 | 2 | NO | 4.5026 | 698.81 | DRESSER | 2410803 | 2410803 | 01,22 | 1 | 1BBC | 1BBC |  | SEE ITEM NOTE |  |  |  |  | 40914 | 44197
8678 | 29200000TL | 03483 | EGC046004 | P | 58013095 | 58 | EGTL Spares | Mtce | 54 | 54D | RING: RETAINER | 02, 316 SS |  | EA | 3 | 0 | 0 | NO | 3.0017 | 465.87 | DRESSER | 2410802 | 2410802 | 01,22 | 1 | 1BBC | 1BBC |  | SEE ITEM NOTE |  |  |  |  | 40914 | 44280
8679 | 29200000TL | 03483 | EGC024015 | P | 58013097 | 58 | EGTL Spares | Mtce | 56 | 56Z | SCREW: SET 1/4 IN DIA | 1/4 IN LG, 28 UNF-2A |  | EA | 2 | 0 | 0 | NO | 3.0017 | 465.87 | DRESSER | 2071738 | 2071738 | 02,21,22 | 1 | 1BBC | 1BBC |  | SEE ITEM NOTE |  |  |  |  | 40914
8680 | 29200000TL | 03483 | EGC018016 | P | 58013099 | 58 | EGTL Spares | Mtce | 54 | 54A | GASKET:3.266 IN X 2.766 IN X | 0.062 IN,SOFT IRON,RING PSV'S |  | EA | 3 | 0 | 0 | NO | 25.9958 | 4037.02 | DRESSER | 3590107 | 700 | 01,22 | 1 | 1BBC | [7 empty] | 41286
8681 | 29200000TL | 03483 | EGC018016 | P | 58013100 | 58 | EGTL Spares | Mtce | 66 | 66F | KIT: VALVE REPAIR KIT | 1900-30 SERIES BELLOWS |  | EA | 6 | 0 | 0 | NO | 15.9401 | 2761.0253 | DRESSER CONSOLIDATED | 1905-30-LC-1-CC-MS-31-RF- |  | 01,22 | 1 | 1BBC | [5 empty] | TYPE 1900-30 |  | 41286 |  | 42040
8682 | 29200000TL | 03483 | EGC018006 | P | 58013103 | 58 | EGTL Spares | Mtce | 54 | 54A | GASKET:5-3/32 IN X 4-1/2 IN X | 0.031 IN,SOFT IRON,RING PSV'S |  | EA | 4 | 0 | 0 | NO | 36.007 | 5590.44 | DRESSER | 3650101 | 703 | 01,22 | 1 | 1BBC | [7 empty] | 41291
8683 | 29200000TL | 03483 | EGC018016 | P | 58013107 | 58 | EGTL Spares | Mtce | 54 | 54A | GASKET:3-7/32 IN X 2-13/16 IN | X 0.031 IN,SOFT IRON,RING PSV' |  | EA | 10 | 0 | 0 | NO | 5.3992 | 838.46 | DRESSER | 3630104 | 704 | 01,22 | 1 | 1BBC | [7 empty] | 41286
8684 | 29200000TL | 03483 | EGC018016 | P | 58013108 | 58 | EGTL Spares | Mtce | 54 | 54A | GASKET:3-1/16 IN X 2-17/32 IN | X 0.031 IN,SOFT IRON,RING PSV' |  | EA | 4 | 0 | 0 | NO | 3.0006 | 465.87 | DRESSER | 3630102 | 705 | 01,22 | 1 | 1BBC | [7 empty] | 41286 | 43060
8685 | 29200000TL | 03483 | EGC030032 | P | 58013115 | 58 | EGTL Spares | Mtce | 66 | 66Z | BELLOWS:VALVE,0-290 PSIG INC, | PSV'S |  | EA | 2 | 0 | 0 | NO | 3212.62 | 981069.2848 | DRESSER | 4661525 | 722 | 22 | 1 | 1BBC | 1BBB | [6 empty] | 41286 | 43060 | 43102
8686 | 29200000TL | 03483 | EGC024015 | P | 58013124 | 58 | EGTL Spares | Mtce | 54 | 54D | O-RING: 0.739IN ID | 0.809 IN OD, 0.07 IN WD |  | EA | 8 | 0 | 0 | NO | 7.3009 | 1133.5453 | DRESSER | 31022018 | 31022018 | 01,22 | 1 | 1BBC | 1BBC |  | SEE ITEM NOTE |  |  |  |  | 40914
8687 | 29200000TL | 03483 | EGC024023 | P | 58013126 | 58 | EGTL Spares | Mtce | 72 | 72Z | FILTER: LINE, 3/8 T | 316 SS ELEMENT, 60 MICRON |  | EA | 4 | 0 | 0 | NO | 215.0415 | 33387.35 | DRESSER | SP540-J | SP540-J | 01,22 | 1 | 1BBC | 1BBC |  | SEE ITEM NOTE |  |  |  |  | 40914
8688 | 29200000TL | 03483 | EGC024015 | P | 58013127 | 58 | EGTL Spares | Mtce | 72 | 72Z | FILTER: TUBE | 0.0045 WIRE SIZE |  | EA | 5 | 0 | 0 | NO | 25.5906 | 5772.8394 | DRESSER | 9465-15240 | 9465-15240 | 01,22 | 1 | 1BBC | 1BBC |  | SEE ITEM NOTE |  |  |  |  | 40914 |  | 42683
8689 | 29200000TL | 03483 | EGC024019 | P | 58013129 | 58 | EGTL Spares | Mtce | 66 | 66F | DISC: LMNP, 316 SS | PSV'S |  | EA | 1 | 0 | 0 | NO | 797.9475 | 123889.5 | DRESSER | 6233801MC967 | 6233801MC967 | 01,22 | 1 | 1BBC |  |  | SEE ITEM NOTE |  |  |  |  | 40914
8690 | 29200000TL | 03483 | EGC024021 | P | 58013130 | 58 | EGTL Spares | Mtce | 66 | 66F | DISC: GHJ, 316 SS | PSV'S |  | EA | 1 | 0 | 0 | NO | 798.4628 | 123921.42 | DRESSER | 6233601MC967 | 6233601MC967 | 01,22 | 1 | 1BBC |  |  | SEE ITEM NOTE |  |  |  |  | 40914
8691 | 29200000TL | 03483 | EGC024021 | P | 58013132 | 58 | EGTL Spares | Mtce | 66 | 66F | DISC: T, 316 SS | PSV'S |  | EA | 1 | 0 | 0 | NO | 1838.4482 | 307940.07 | DRESSER | 4963301MC967 | 4963301MC967 | 01,22 | 1 | 1BBC |  |  | EGTL1-DRE-PRO-GA-300104 |  |  |  |  | 40914 | 42057
8692 | 29200000TL | 03483 | EGC024021 | P | 58013134 | 58 | EGTL Spares | Mtce | 66 | 66F | DISC: THERMOFLEX | PSV'S | ITEM IS THE SAME AS 58100822 | EA | 3 | 0 | 0 | NO | 1226.711 | 190385.54 | DRESSER | 4693401MC967 | 4693401MC967 | 01,22 | 1 | 1BBC |  |  | EGTL1-DRE-PRO-GA-300125 |  |  |  |  | 40914
8693 | 29200000TL | 03483 | EGC018012 | P | 58013136 | 58 | EGTL Spares | Mtce | 66 | 66F | BELLOWS:VALVE,0 - 290 PSIG | INCONEL, PSV'S |  | EA | 1 | 0 | 0 | NO | 5066.466 | 1379338.3967 | DRESSER | 4661420 | 723 | 22 | 1 | 1BBC | [7 empty] | 41505 | 44550 | 43191
8694 | 29200000TL | 03483 | EGC018006 | P | 58013138 | 58 | EGTL Spares | Mtce | 54 | 54A | GASKET:7-23/32 IN X 7-1/8 IN X | 0.031 IN,SOFT IRON,RING PSV'S |  | EA | 2 | 0 | 0 | NO | 26.0017 | 4036.76 | DRESSER | 3660104 | 730 | 01,22 | 1 | 1BBC | [7 empty] | 41505
8695 | 29200000TL | 03483 | EGC018006 | P | 58013139 | 58 | EGTL Spares | Mtce | 54 | 54A | GASKET:6-15/32 IN X 6 IN X | 0.031 IN,SOFT IRON,RING PSV'S |  | EA | 4 | 0 | 0 | NO | 18.0012 | 2794.68 | DRESSER | 3650109 | 731 | 01,22 | 1 | 1BBC | [7 empty] | 41505 | 43060
8696 | 29200000TL | 03483 | EGC018016 | P | 58013140 | 58 | EGTL Spares | Mtce | 54 | 54A | GASKET:1-1/4 IN X 29/32 IN X | 0.031 IN,SOFT IRON,RING, PSV'S |  | EA | 3 | 0 | 0 | NO | 3.0002 | 465.78 | DRESSER | 3610102 | 732 | 01,22 | 1 | 1BBC | [7 empty] | 41505
8697 | 29200000TL | 03483 | EGC018016 | P | 58013141 | 58 | EGTL Spares | Mtce | 54 | 54A | GASKET:3/4 IN X 33/64 IN X | 0.031 IN,SOFT IRON,RING, PSV'S |  | EA | 6 | 0 | 0 | NO | 3.0002 | 465.78 | DRESSER | 3600103 | 733 | 01,22 | 1 | 1BBC | [7 empty] | 41505
8698 | 29200000TL | 03483 | EGC018016 | P | 58013143 | 58 | EGTL Spares | Mtce | 54 | 54A | GASKET:2.766 IN X 2.266 IN X | 0.062 IN,SOFT IRON,RING PSV'S |  | EA | 2 | 0 | 0 | NO | 23.0015 | 3570.98 | DRESSER | 3590106 | 742 | 01,22 | 1 | 1BBC | [7 empty] | 41505
8699 | 29200000TL | 03483 | EGC018016 | P | 58013144 | 58 | EGTL Spares | Mtce | 54 | 54A | GASKET:2.016 IN X 1.516 IN X | 0.062 IN,SOFT IRON,RING, PSV'S |  | EA | 3 | 0 | 0 | NO | 18.0012 | 2794.68 | DRESSER | 3590104 | 743 | 01,22 | 1 | 1BBC | [7 empty] | 41505
8700 | 29200000TL | 03483 | EGC018016 | P | 58013145 | 58 | EGTL Spares | Mtce | 54 | 54A | GASKET:1.25 IN X 0.766 IN X | 0.062 IN,SOFT IRON,RING, PSV'S |  | EA | 4 | 0 | 0 | NO | 15.001 | 2328.9 | DRESSER | 3590101 | 744 | 01,22 | 1 | 1BBC | [7 empty] | 41512
8701 | 29200000TL | 03483 | EGC024023 | P | 58013146 | 58 | EGTL Spares | Mtce | 56 | 56Z | STUD: 0.625IN DIA | 3 IN LG, 11 UNC-2A |  | EA | 12 | 0 | 0 | NO | 49.0284 | 7609.21 | DRESSER | 3262952MC967 | 3262952MC967 | 02,21,22 | 1 | 1BBC | 1BBC |  | EGTL1-DRE-PRO-GA-720129 |  |  |  |  | 40914
8702 | 29200000TL | 03483 | EGC046002 | P | 58013151 | 58 | EGTL Spares | Mtce | 54 | 54C | O-RING: 0.301IN ID | 0.371 IN OD, 0.070 IN WD | ITEM IS THE SAME AS 58100752 | EA | 1 | 0 | 0 | NO | 6.8635 | 1194.3668 | DRESSER | 31022011 | 31022011 | 01,22 | 1 | 1BBC |  |  | EGTL1-DRE-PRO-GA-500206 |  |  |  |  | 40914 | 44387 | 42683
8703 | 29300000TL | 03483 | EGC024023 | P | 58013153 | 58 | EGTL Spares | Mtce | 56 | 56Z | RETAINER: O-RING | PSV'S |  | EA | 2 | 1 | 2 | YES | 1055.63 | 432544.3925 | DRESSER | 0527003 | 0527003 | 01,22 | 1 | 1BBC |  |  | EGTL1-DRE-PRO-GA-500227 |  |  |  |  | 43782 |  | 44273
8704 | 29200000TL | 03483 | EGC024021 | P | 58013154 | 58 | EGTL Spares | Mtce | 54 | 54C | DISC: O RING, P, 316 SS | PSV'S |  | EA | 1 | 0 | 0 | NO | 1240.07 | 378693.1874 | DRESSER | 0526903MC967 | 0526903MC967 | 01,22 | 1 | 1BBC |  |  | SEE ITEM NOTE |  |  |  |  | 40914 | 43060 | 43102
8705 | 29200000TL | 03483 | EGC024019 | P | 58013155 | 58 | EGTL Spares | Mtce | 66 | 66F | DISC: N, 316 SS | PSV'S | DISC METAL: 1910N 316 SS*, PART NUMBER: 365804, MODEL NUMBER: 1910-00N-2-CC-MS-31-RF-GS-HP. SAME AS SYMBOL 58100712 | EA | 1 | 0 | 0 | NO | 791.98 | 242512.1958 | GE-CONSOLIDATED | 365804 |  | 01,22 | 1 | 1BBC |  |  | EGTL1-DRE-PRO-GA-600208 |  |  | SEE ITEM NOTES |  | 40914 | 43167 | 43182
8706 | 29200000TL | 03483 | EGC024021 | P | 58013156 | 58 | EGTL Spares | Mtce | 66 | 66F | DISC: L, 316 SS | PSV'S |  | EA | 1 | 0 | 0 | NO | 678.49 | 207196.0547 | DRESSER | 0358304MC967 | 0358304MC967 | 01,22 | 1 | 1BBC | 1CCC |  | SEE ITEM NOTE |  |  |  |  | 40914 | 43060 | 43102
8707 | 29200000TL | 03483 | EGC024021 | P | 58013159 | 58 | EGTL Spares | Mtce | 66 | 66F | DISC: 1905P,316 SS | PSV'S |  | EA | 1 | 0 | 0 | NO | 740.4291 | 114914.6 | DRESSER | 0272504MC967 | 0272504MC967 | 01,22 | 1 | 1BBC |  |  | SEE ITEM NOTE |  |  |  |  | 40914
8708 | 29200000TL | 03483 | EGC024027 | P | 58013162 | 58 | EGTL Spares | Mtce | 66 | 66F | DISC: 1905R, 316 SS | PSV'S |  | EA | 1 | 0 | 0 | NO | 1771.82 | 492857.8898 | DRESSER | 0264703MC967 | 0264703MC967 | 01,22 | 2 | 1BBC |  |  | SEE ITEM NOTE |  |  |  |  | 40914 | 44737 | 43070
8709 | 29200000TL | 03483 | EGC024021 | P | 58013163 | 58 | EGTL Spares | Mtce | 66 | 66F | DISC: 1905Q, 316 SS | PSV'S |  | EA | 1 | 0 | 0 | NO | 1159.6721 | 179981.11 | DRESSER | 0253204MC967 | 0253204MC967 | 01,22 | 1 | 1BBC | [7 empty] | 40914
8710 | 29200000TL | 03483 | EGC024021 | P | 58013164 | 58 | EGTL Spares | Mtce | 66 | 66F | DISC: 1905K, 316 SS | PSV'S | item the same as (58100776) *** Do not order | EA | 1 | 0 | 0 | NO | 315.1827 | 48916.35 | DRESSER | 0249105MC967 | 0249105MC967 | 01,22 | 1 | 1BBC |  |  | SEE ITEM NOTE |  |  |  |  | 40914
8711 | 29200000TL | 03483 | EGC030031 | P | 58013199 | 58 | EGTL Spares | Mtce | 87 | 87B | BELLOW: VALVE, 0 - 45 PSIG | INCONEL |  | EA | 1 | 0 | 0 | NO | 5723.317 | 888258.8 | DRESSER | 4661919 | 4661919 | 01,22 | 1 | 1BBC | 1BBC |  | EGTL1-DRE-PRO-GA-300104 |  |  |  |  | 40914
8712 | 29200000TL | 03483 | EGC030033 | P | 58013200 | 58 | EGTL Spares | Mtce | 66 | 66F | BELLOW: VALVE, 0 - 145 PSIG | INCONEL | ITEM IS THE SAME AS 58100672 | EA | 2 | 0 | 0 | NO | 3131.8688 | 862700.5756 | DRESSER | 4661822 | 4661822 | 01,22 | 2 | 1BBC |  |  | SEE ITEM NOTE |  |  |  |  | 40914 | 44228 | 43070
8713 | 29200000TL | 03483 | EGC030032 | P | 58013201 | 58 | EGTL Spares | Mtce | 74 | 74Z | BELLOW: VALVE, 0 - 205 PSIG | INCONEL | ITEM IS THE SAME AS 58100670 | EA | 2 | 0 | 0 | NO | 4833.17 | 1159961.088 | DRESSER | 4661726 | 4661726 | 01,22 | 1 | 1BBC |  |  | SEE ITEM NOTE |  |  |  |  | 40914 | 42261 | 42362
8714 | 29200000TL | 03483 | EGC032001 | P | 58013211 | 58 | EGTL Spares | Mtce | 54 | 54A | GASKET: SOFT IRON 13-9/16 IN | X 12-3/4 IN X 0.031 IN |  | EA | 2 | 0 | 0 | NO | 1390.8061 | 215853.1 | DRESSER | 3670408 | 3670408 | 01,22 | 1 | 1BBC |  |  | EGTL1-DRE-PRO-GA-720130 |  |  |  |  | 40914
8715 | 29200000TL | 03483 | EGC032001 | P | 58013214 | 58 | EGTL Spares | Mtce | 54 | 54A | GASKET: SOFT IRON 9-15/32 IN | X 8-3/4 IN X 0.031 IN |  | EA | 2 | 0 | 0 | NO | 196.1137 | 30436.84 | DRESSER | 3660308 | 3660308 | 01,22 | 1 | 1BBC |  |  | EGTL1-DRE-PRO-GA-200018 |  |  |  |  | 40914
8716 | 29300000TL | 03483 | EGC024015 | P | 58013236 | 58 | EGTL Spares | Mtce | 56 | 56Z | SCREW: LOCK, 0.25 IN DIA | 5/8 IN LG, 28 UNF, 316 SS |  | EA | 1 | 0 | 1 | YES | 419 | 694488.31 | GE-DRESSER CONSOLIDATED | 2422004 | 2422004 | 02,21,22 | 1 | 1BBC |  |  | SEE ITEM NOTE |  |  |  |  | 43770 |  | 45494
8717 | 29200000TL | 03483 | EGC024029 | P | 58013239 | 58 | EGTL Spares | Mtce | 66 | 66H | PIN: LOCK, 4-1/4IN | MONEL |  | EA | 1 | 0 | 0 | NO | 571.3311 | 88670.59 | DRESSER | 1077712 | 1077712 | 01,22 | 1 | 1BBC |  |  | EGTL1-DRE-PRO-GA-200018 |  |  |  |  | 40914
8718 | 29300000TL | 03483 | EGC024023 | P | 58013240 | 58 | EGTL Spares | Mtce | 54 | 54A | RETAINER | O-RING, 316 SS |  | EA | 1 | 0 | 1 | YES | 689.22 | 1142375.2578 | GE-DRESSER CONSOLIDATED | 0554302 | 554302 | 01,22 | 1 | 1BBC | 1BBB |  | EGTL1-DRE-PRO-GA-200090 |  |  |  |  | 43770 |  | 45494
8719 | 29200000TL | 03483 | EGC024015 | P | 58013242 | 58 | EGTL Spares | Mtce | 54 | 54C | RETAINER: O-RING, 316 SS | FOR PRESSURE SAFETY VALVE |  | EA | 1 | 0 | 0 | NO | 174.1009 | 27020.46 | DRESSER | 0523501 | 523501 | 01,22 | 1 | 1BBC |  |  | SEE ITEM NOTE |  |  |  |  | 40914
8720 | 29200000TL | 03483 | EGC023027 | P | 58013249 | 58 | EGTL Spares | Mtce | 51 | 51Z | SHUNT:VAC BREAKER TRIP | (OPENING COIL),110 TO 125VDC |  | AS | 1 | 0 | 0 | NO | 948.6105 | 147309.72 | EATON | 67A3145G13 | 67A3145G13 | 22 | 1 | 2BBB |  |  | EGTL1-POW-ARC-LO-001209 |  |  |  |  | 40975
8721 | 29200000TL | 03483 | EGC023027 | P | 58013250 | 58 | EGTL Spares | Mtce | 51 | 51B | LIGHT: INDICATING,LED,120V,RED | MOUNT,SCREW,1-HHRG-2, 1-HHRG-3 |  | EA | 1 | 0 | 0 | NO | 101.065 | 15694.39 | EATON | E22DL120R | E22DL120R | 01,10,22 | 1 | 2BBB |  |  | EGTL1-POW-ARC-LO-001209 |  |  |  |  | 40975
8722 | 29200000TL | 03483 | EGC023027 | P | 58013251 | 58 | EGTL Spares | Mtce | 51 | 51B | LIGHT:INDICATING,120AC/DC | GREEN,FULL VOLTAGE LED |  | EA | 1 | 0 | 0 | NO | 101.065 | 15694.39 | EATON | E22DL120G | E22DL120G | 01,10,22 | 1 | 2BBB |  |  | EGTL1-POW-ARC-LO-001209 |  |  |  |  | 40975
8723 | 29200000TL | 03483 | EGC023027 | P | 58013252 | 58 | EGTL Spares | Mtce | 51 | 51B | LIGHT:INDICATING,120AC/DC | ORANGE,FULL VOLTAGE LED |  | EA | 1 | 0 | 0 | NO | 101.065 | 15694.39 | EATON | E22DL120O | E22DL120O | 01,10,22 | 1 | 2BBB |  |  | EGTL1-POW-ARC-LO-001209 |  |  |  |  | 40975
8724 | 29200000TL | 03483 | EGC023027 | P | 58013253 | 58 | EGTL Spares | Mtce | 51 | 51Z | FUSE:TIME DELAY DUAL ELEMENT | 15A,32V,1000A IR,FERRULE |  | EA | 5 | 0 | 0 | NO | 28.018 | 4350.92 | EATON | MDQ-15 | MDQ-15 | 01,22 | 1 | 2BBB |  |  | EGTL1-POW-ARC-LO-001209 |  |  |  |  | 40975
8725 | 29200000TL | 03483 | EGC022020 | P | 58013257 | 58 | EGTL Spares | Mtce | 11 | 11Z | SUPPRESSOR:SURGE,275V | METAL OXIDE, ASSY |  | AS | 2 | 0 | 0 | NO | 32.0206 | 4972.48 | HINDLE POWER | EJ1132-11 | EJ1132-11 | 22 | 1 | 3CAC |  |  | EGTL1-POW-ELE-LO-003032 |  |  |  |  | 40975
8726 | 29200000TL | 03483 | EGC022020 | P | 58013258 | 58 | EGTL Spares | Mtce | 11 | 11Z | SUPPRESSOR: SURGE, 275V | METAL OXIDE |  | AS | 2 | 0 | 0 | NO | 32.0206 | 4972.48 | HINDLE POWER | EJ1132-21 | EJ1132-21 | 22 | 1 | 3CAC |  |  | SEE ITEM NOTE |  |  |  |  | 40914
8727 | 29200000TL | 03483 | EGC023020 | P | 58013260 | 58 | EGTL Spares | Mtce | 11 | 11Z | SUPPRESSOR: SURGE, 510V | METAL OXIDE |  | AS | 2 | 0 | 0 | NO | 32.0206 | 4972.48 | HINDLE POWER | EJ1132-22 | EJ1132-22 | 22 | 1 | 3CAC |  |  | SEE ITEM NOTE |  |  |  |  | 40914
8728 | 29200000TL | 03483 | EGC023027 | P | 58013263 | 58 | EGTL Spares | Mtce | 51 | 51C | DIODE:REVERSE POLARITY,1.5W | 24VDC,15A,5 PERCENT,MV1403 |  | EA | 4 | 0 | 0 | NO | 54.0348 | 8391.06 | HINDLE POWER | RK0013-14 | RK0013-14 | 22 | 1 | 3CAC |  |  | EGTL1-POW-ELE-LO-003032 |  |  |  |  | 40975
8729 | 29200000TL | 03483 | EGC022011 | P | 58013264 | 58 | EGTL Spares | Mtce | 51 | 51B | LAMP | PANEL, 100W, 120V |  | EA | 8 | 0 | 0 | NO | 18.0116 | 2797.02 | HINDLE POWER | RA0001-06 | RA0001-06 | 01,10,22 | 1 | 1AXX | 2CBC |  | SEE ITEM NOTE |  |  |  |  | 40914 | 43666
8730 | 29200000TL | 03483 | EGC022015 | P | 58013266 | 58 | EGTL Spares | Mtce | 51 | 51F | FUSE: TIME DELAY 3.2A, 250V | 1.5 IN X 0.41 IN |  | EA | 4 | 0 | 0 | NO | 55.9556 | 12088.6846 | ROCKWELL/ALLEN-BRADLEY | X-276122 | X-276122 | 01,22 | 1 | 3CAC |  |  | SEE ITEM NOTE |  |  |  |  | 40914 | 43590 | 43630
8731 | 29200000TL | 03483 | EGC022013 | P | 58013267 | 58 | EGTL Spares | Mtce | 51 | 51C | FUSE: TIME DELAY, 1A, 250V | 1.5 IN X 0.41 IN |  | EA | 10 | 0 | 0 | NO | 23.0148 | 3573.97 | ROCKWELL/ALLEN-BRADLEY | X-276126 | X-276126 | 01,22 | 1 | 3CAC |  |  | SEE ITEM NOTE |  |  |  |  | 40914 | 42681
8732 | 29200000TL | 03483 | EGC022026 | P | 58013269 | 58 | EGTL Spares | Mtce | 51 | 51Z | SWITCH: 10A, 3PH, 60HZ | 110/120VAC |  | EA | 8 | 0 | 0 | NO | 85.0547 | 13208.15 | ROCKWELL/ALLEN-BRADLEY | Z-20175 | Z-20175 | 01,10,22 | 1 | 3CAC |  |  | SEE ITEM NOTE |  |  |  |  | 40914
8733 | 29200000TL | 03483 | EGC022015 | P | 58013277 | 58 | EGTL Spares | Mtce | 51 | 51Z | BLOCK: CONTACT AUXILIARY | 120VAC, 20A |  | EA | 4 | 0 | 0 | NO | 92.0592 | 14295.88 | ROCKWELL/ALLEN-BRADLEY | 2100H-N19 | 2100H-N19 | 01,22 | 1 | 3CAC |  |  | SEE ITEM NOTE |  |  |  |  | 40914
8734 | 29200000TL | 03483 | EGC022010 | P | 58013280 | 58 | EGTL Spares | Mtce | 51 | 51Z | LUG: J FRAME, SS | CUTLER HAMMER T250KB |  | EA | 4 | 0 | 0 | NO | 60.0386 | 9323.4 | ROCKWELL/ALLEN-BRADLEY | 25109-301-01 | 25109-301-01 | 01,22 | 1 | 3CAC |  |  | SEE ITEM NOTE |  |  |  |  | 40914
8735 | 29200000TL | 03483 | EGC022026 | P | 58013281 | 58 | EGTL Spares | Mtce | 51 | 51Z | LUG: K FRAME, 3/8 IN | 3/8 IN NC X 2 IN |  | EA | 2 | 0 | 0 | NO | 43.0277 | 6681.77 | ROCKWELL/ALLEN-BRADLEY | 140UKTLC1 | 140UKTLC1 | 22 | 1 | 3CAC |  |  | SEE ITEM NOTE |  |  |  |  | 40914
8736 | 29200000TL | 03483 | EGC023019 | P | 58013282 | 58 | EGTL Spares | Mtce | 51 | 51Z | BREAKER: CIRCUIT 120/240V | 3 POLE, 5A |  | EA | 1 | 0 | 0 | NO | 420.2705 | 65263.8 | ROCKWELL/ALLEN-BRADLEY | 140UJDEA1 | 140UJDEA1 | 01,10,22 | 1 | 3CAC |  |  | SEE ITEM NOTE |  |  |  |  | 40914
8737 | 29200000TL | 03483 | EGC022010 | P | 58013283 | 58 | EGTL Spares | Mtce | 51 | 51C | FUSE: FAST ACTING ONE SHOT | 0.5A, 600VAC 100KA IR |  | EA | 10 | 0 | 0 | NO | 43.0277 | 6681.77 | ROCKWELL/ALLEN-BRADLEY | 25183-272-09 | 25183-272-09 | 01,22 | 1 | 3CAC |  |  | SEE ITEM NOTE |  |  |  |  | 40914
8738 | 29200000TL | 03483 | EGC022013 | P | 58013284 | 58 | EGTL Spares | Mtce | 51 | 51C | FUSE: TIME DELAY ONE SHOT | 0.75A, 600V, 100KA IR |  | EA | 10 | 0 | 0 | NO | 20.0129 | 3107.8 | ROCKWELL/ALLEN-BRADLEY | 25183-273-11 | 25183-273-11 | 01,22 | 1 | 3CAC |  |  | SEE ITEM NOTE |  |  |  |  | 40914
8739 | 29200000TL | 03483 | EGC022013 | P | 58013286 | 58 | EGTL Spares | Mtce | 51 | 51C | FUSE: TIME DELAY, 2A, 600V | 10KA IR, 1.5 IN X 0.25 IN |  | EA | 20 | 0 | 0 | NO | 20.0129 | 3107.8 | ROCKWELL/ALLEN-BRADLEY | 25183-273-20 | 25183-273-20 | 01,22 | 1 | 3CAC |  |  | SEE ITEM NOTE |  |  |  |  | 40914
8740 | 29200000TL | 03483 | EGC022013 | P | 58013287 | 58 | EGTL Spares | Mtce | 51 | 51C | FUSE: TIME DELAY, 5A, 600V | 10K IR, 1.5 IN X 0.41 IN |  | EA | 10 | 0 | 0 | NO | 20.0129 | 3107.8 | ROCKWELL/ALLEN-BRADLEY | 25183-273-29 | 25183-273-29 | 01,22 | 1 | 3CAC |  |  | SEE ITEM NOTE |  |  |  |  | 40914
8741 | 29200000TL | 03483 | EGC022009 | P | 58013291 | 58 | EGTL Spares | Mtce | 51 | 51C | BLOCK: FUSE 600V, 30A, 3 POLE | 1/4 IN DIA X 1 IN LG |  | EA | 5 | 0 | 0 | NO | 36.0232 | 5594.04 | ROCKWELL/ALLEN-BRADLEY | 40120-860-64 | 40120-860-64 | 01,22 | 1 | 3CAC |  |  | SEE ITEM NOTE |  |  |  |  | 40914
8742 | 29200000TL | 03483 | EGC022016 | P | 58013292 | 58 | EGTL Spares | Mtce | 51 | 51Z | SWITCH: 120V, 8A, 3PH, 60HZ | SNAP IN MOUNT 3.5 IN LG |  | EA | 10 | 0 | 0 | NO | 40.0258 | 6215.6 | ROCKWELL/ALLEN-BRADLEY | 40129-415-02 | 40129-415-02 | 01,10,22 | 1 | 3CAC |  |  | SEE ITEM NOTE |  |  |  |  | 40914
8743 | 29200000TL | 03483 | EGC022009 | P | 58013293 | 58 | EGTL Spares | Mtce | 51 | 51Z | SWITCH: 6A, 3PH, 60HZ | 110/120VAC, 2.5 IN LG |  | EA | 3 | 0 | 0 | NO | 34.0219 | 5283.26 | ROCKWELL/ALLEN-BRADLEY | 40129-415-03 | 40129-415-03 | 01,10,22 | 1 | 3CAC |  |  | SEE ITEM NOTE |  |  |  |  | 40914
8744 | 29200000TL | 03483 | EGC022016 | P | 58013294 | 58 | EGTL Spares | Mtce | 51 | 51Z | SWITCH: 15A, 3PH, 60HZ | 115/230VAC, 4.13 IN LG |  | EA | 2 | 0 | 0 | NO | 65.0419 | 10100.35 | ROCKWELL/ALLEN-BRADLEY | 40129-415-09 | 40129-415-09 | 01,10,22 | 1 | 3CAC |  |  | SEE ITEM NOTE |  |  |  |  | 40914
8745 | 29200000TL | 03483 | EGC022016 | P | 58013295 | 58 | EGTL Spares | Mtce | 51 | 51Z | SWITCH: 5A, 3PH, 60HZ | 110/120VAC, 0.55 IN LG |  | EA | 10 | 0 | 0 | NO | 20.0129 | 3107.8 | ROCKWELL/ALLEN-BRADLEY | 40129-415-15 | 40129-415-15 | 01,10,22 | 1 | 3CAC |  |  | SEE ITEM NOTE |  |  |  |  | 40914
8746 | 29200000TL | 03483 | EGC022015 | P | 58013296 | 58 | EGTL Spares | Mtce | 51 | 51B | LIGHT: INDICATING PILOT GREEN | 120V |  | EA | 10 | 0 | 0 | NO | 52.0335 | 8080.28 | ROCKWELL/ALLEN-BRADLEY | 40129-429-01 | 40129-429-01 | 01,10,22 | 1 | 3CAC |  |  | SEE ITEM NOTE |  |  |  |  | 40914
8747 | 29200000TL | 03483 | EGC022010 | P | 58013297 | 58 | EGTL Spares | Mtce | 51 | 51B | LIGHT: INDICATING PILOT RED | 120V |  | EA | 10 | 0 | 0 | NO | 52.0335 | 8080.28 | ROCKWELL/ALLEN-BRADLEY | 40129-429-02 | 40129-429-02 | 01,10,22 | 1 | 3CAC |  |  | SEE ITEM NOTE |  |  |  |  | 40914
8748 | 29200000TL | 03483 | EGC022016 | P | 58013301 | 58 | EGTL Spares | Mtce | 51 | 51Z | SWITCH: PUSHBUTTON, STOP | EXTENDED HEAD 10A/600VAC |  | EA | 10 | 0 | 0 | NO | 80.0515 | 12431.2 | ROCKWELL/ALLEN-BRADLEY | 800T-B6D2 | 800T-B6D2 | 01,10,22 | 1 | 3CAC |  |  | SEE ITEM NOTE |  |  |  |  | 40914
8749 | 29200000TL | 03483 | EGC022014 | P | 58013302 | 58 | EGTL Spares | Mtce | 51 | 51B | LENS: INDICATING LIGHT | PLASTIC, PILOT LIGHT |  | EA | 19 | 0 | 0 | NO | 20.0129 | 3107.8 | ROCKWELL/ALLEN-BRADLEY | 800T-N26G | 800T-N26G | 22 | 1 | 3CAC |  |  | SEE ITEM NOTE |  |  |  |  | 40914
8750 | 29200000TL | 03483 | EGC022016 | P | 58013303 | 58 | EGTL Spares | Mtce | 51 | 51B | LENS: INDICATING LIGHT | PLASTIC, PILOT LIGHT |  | EA | 30 | 0 | 0 | NO | 20.0129 | 3107.8 | ROCKWELL/ALLEN-BRADLEY | 800T-N26R | 800T-N26R | 22 | 1 | 3CAC |  |  | SEE ITEM NOTE |  |  |  |  | 40914
8751 | 29300000TL | 03483 | EGC022009 | P | 58013304 | 58 | EGTL Spares | Mtce | 51 | 51B | LIGHT: INDICATING 24VAC, GREEN | 22.5 MM HOLE MOUNT |  | EA | 10 | 2 | 4 | YES | 72.8 | 111083.336 | ROCKWELL/ALLEN-BRADLEY | 800T-N318G | 800T-N318G | 01,10,22 | 1 | 3CAC | [7 empty] | 43770 |  | 45634
8752 | 29200000TL | 03483 | EGC022013 | P | 58013305 | 58 | EGTL Spares | Mtce | 51 | 51B | LENS: INDICATING LIGHT | RED, PLASTIC |  | EA | 10 | 0 | 0 | NO | 18.0116 | 2797.02 | ROCKWELL/ALLEN-BRADLEY | 800T-N40 | 800T-N40 | 22 | 1 | 3CAC |  |  | SEE ITEM NOTE |  |  |  |  | 40914
8753 | 29200000TL | 03483 | EGC022016 | P | 58013306 | 58 | EGTL Spares | Mtce | 51 | 51B | LENS: INDICATING LIGHT | GREEN, PLASTIC |  | EA | 10 | 0 | 0 | NO | 18.0116 | 2797.02 | ROCKWELL/ALLEN-BRADLEY | 800T-N41 | 800T-N41 | 22 | 1 | 3CAC |  |  | SEE ITEM NOTE |  |  |  |  | 40914
8754 | 29200000TL | 03483 | EGC022009 | P | 58013307 | 58 | EGTL Spares | Mtce | 51 | 51B | LAMP: 100W, 6V AC/DC | RED, A-21 BULB, BIPIN BASE |  | EA | 5 | 0 | 0 | NO | 9.0058 | 1398.51 | ROCKWELL/ALLEN-BRADLEY | 800T-N65 | 800T-N65 | 01,10,22 | 1 | 3CAC |  |  | SEE ITEM NOTE |  |  |  |  | 40914 | 42919
8755 | 29200000TL | 03483 | EGC022016 | P | 58013310 | 58 | EGTL Spares | Mtce | 51 | 51B | LIGHT: INDICATING | 120V, NO LENS |  | EA | 5 | 0 | 0 | NO | 247.1591 | 38381.33 | ROCKWELL/ALLEN-BRADLEY | 800T-PT16 | 800T-PT16 | 01,10,22 | 1 | 3CAC |  |  | SEE ITEM NOTE |  |  |  |  | 40914
8756 | 29200000TL | 03483 | EGC022028 | P | 58013325 | 58 | EGTL Spares | Mtce | 51 | 51Z | DOOR: TRIP UNIT | 20 IN X 24 IN X 3/16 IN |  | EA | 1 | 0 | 0 | NO | 96.0618 | 14917.44 | GE | 10055898G1 | 10055898G1 | 22 | 1 | 3CAC |  |  | SEE ITEM NOTE |  |  |  |  | 40914
8757 | 29200000TL | 03483 | EGC022027 | P | 58013335 | 58 | EGTL Spares | Mtce | 51 | 51Z | AMMETER:PANEL MOUNT,0-10 A.C | ANALOG READOUT |  | EA | 1 | 0 | 0 | NO | 384.2473 | 59669.76 | GE | 250340MTMT7 | 250340MTMT7 | 22 | 1 | 3CAC |  |  | SEE ITEM NOTE |  |  |  |  | 40914
8758 | 29200000TL | 03483 | EGC023027 | P | 58013343 | 58 | EGTL Spares | Mtce | 51 | 51Z | SWITCH: PUSHBUTTON START-STOP | 600V MAX AC/DC |  | EA | 1 | 0 | 0 | NO | 307.1977 | 47704.73 | GE | CR104PBG91B1 | CR104PBG91B1 | 01,10,22 | 1 | 3CAC |  |  | SEE ITEM NOTE |  |  |  |  | 40914
8759 | 29200000TL | 03483 | EGC023002 | P | 58013367 | 58 | EGTL Spares | Mtce | 51 | 51Z | BLOCK: FUSE 125VDC, 30A | 1.5 IN X 0.41 IN |  | EA | 6 | 0 | 0 | NO | 14.009 | 2175.46 | ALLEN BRADLEY | 40121-441-51 | 40121-441-51 | 01,22 | 1 | 1AXX |  |  | SEE ITEM NOTE |  |  |  |  | 40914
8760 | 29200000TL | 03483 | EGC022028 | P | 58013368 | 58 | EGTL Spares | Mtce | 51 | 51Z | THERMISTOR: SURFACE | 20 IN LEADS -40 TO 150 DEG C |  | EA | 3 | 1 | 3 | NO | 318.2048 | 49414.02 | ALLEN BRADLEY | 40888-514-53 | 40888-514-53 | 22 | 1 | 3CAC |  |  | SEE ITEM NOTE |  |  |  |  | 40914
8761 | 29200000TL | 03483 | EGC023020 | P | 58013370 | 58 | EGTL Spares | Mtce | 51 | 51Z | RELAY: PHASE MONITOR | 10/7A 120/240VAC |  | EA | 1 | 0 | 0 | NO | 169.1088 | 26260.91 | ALLEN BRADLEY | 700-CF310D | 700-CF310D | 01,10,22 | 1 | 3CAC |  |  | SEE ITEM NOTE |  |  |  |  | 40914
8762 | 29200000TL | 03483 | EGC022016 | P | 58013371 | 58 | EGTL Spares | Mtce | 51 | 51Z | RELAY: CONTROL, 10A | 10A 120VAC 50/60HZ |  | EA | 3 | 0 | 0 | NO | 425.2737 | 66040.75 | ALLEN BRADLEY | 700-P400A1 | 700-P400A1 | 01,10,22 | 1 | 3CAC |  |  | SEE ITEM NOTE |  |  |  |  | 40914
8763 | 29200000TL | 03483 | EGC022017 | P | 58013373 | 58 | EGTL Spares | Mtce | 51 | 51Z | MONITOR:1 PH RMS AC/DC VOLTAGE | SUBSTATIONS, RIBS |  | EA | 2 | 0 | 0 | NO | 909.5854 | 141249.51 | ALLEN BRADLEY | 7006933C0002 | 7006933C0002 | 22 | 1 | 3CAC |  |  | SEE ITEM NOTE |  |  |  |  | 40914
8764 | 29200000TL | 03483 | EGC022023 | P | 58013374 | 58 | EGTL Spares | Mtce | 51 | 51Z | BLOCK: VOLTAGE TEST | 8 IN ID, 18 IN OD, 8-5/8 IN LG |  | EA | 2 | 0 | 0 | NO | 972.6259 | 151039.08 | ALLEN BRADLEY | 7006933C0003 | 7006933C0003 | 01,22 | 1 | 3CAC |  |  | SEE ITEM NOTE |  |  |  |  | 40914
8765 | 29200000TL | 03483 | EGC022027 | P | 58013376 | 58 | EGTL Spares | Mtce | 51 | 51Z | BLOCK: CURRENT TEST | 13/16 IN THK |  | EA | 2 | 0 | 0 | NO | 1469.946 | 228267.91 | ALLEN BRADLEY | 7006933C0005 | 7006933C0005 | 01,22 | 1 | 3CAC |  |  | SEE ITEM NOTE |  |  |  |  | 40914
8766 | 29200000TL | 03483 | EGC022010 | P | 58013379 | 58 | EGTL Spares | Mtce | 51 | 51Z | TRANSFORMER: 750KVA, 50/60HZ | 440/460/480VAC, 120VAC, 3PH |  | EA | 1 | 0 | 0 | NO | 167.1075 | 25950.13 | ALLEN BRADLEY | 80022-133-01 | 80022-133-01 | 01,10,22 | 1 | 3CAC |  |  | SEE ITEM NOTE |  |  |  |  | 40914
8767 | 29200000TL | 03483 | EGC022027 | P | 58013387 | 58 | EGTL Spares | Mtce | 14 | 14C | AMMETER: 0-2A RANGE | ANALOG READOUT |  | EA | 1 | 0 | 0 | NO | 174.112 | 27037.86 | ALLEN BRADLEY | 22901-008-25 | 22901-008-25 | 22 | 1 | 3CAC |  |  | SEE ITEM NOTE |  |  |  |  | 40914
8768 | 29200000TL | 03483 | EGC022013 | P | 58013388 | 58 | EGTL Spares | Mtce | 14 | 14C | AMMETER: 0-30A RANGE | ANALOG READOUT |  | EA | 1 | 0 | 0 | NO | 174.112 | 27037.86 | ALLEN BRADLEY | 80025-012-10 | 80025-012-10 | 22 | 1 | 3CAC |  |  | SEE ITEM NOTE |  |  |  |  | 40914
8769 | 29200000TL | 03483 | EGC022013 | P | 58013389 | 58 | EGTL Spares | Mtce | 14 | 14C | HEATER: SPACE 32 IN WD | 42 IN LG 48 IN HT |  | EA | 1 | 0 | 0 | NO | 567.3651 | 88106.13 | ALLEN BRADLEY | 80025-167-01 | 80025-167-01 | 22 | 1 | 3CAC |  |  | SEE ITEM NOTE |  |  |  |  | 40914
8770 | 29200000TL | 03483 | EGC023020 | P | 58013390 | 58 | EGTL Spares | Mtce | 51 | 51Z | BLOCK: TERMINAL 250V, 30A | 2/0-14 AWG WIRE |  | EA | 3 | 1 | 3 | NO | 517.3329 | 80336.63 | ALLEN BRADLEY | 80025-211-02 | 80025-211-02 | 01,22 | 1 | 3CAC |  |  | SEE ITEM NOTE |  |  |  |  | 40914
8771 | 29200000TL | 03483 | EGC022016 | P | 58013391 | 58 | EGTL Spares | Mtce | 51 | 51Z | FUSE: 1.5A 600V, 10K IR | PRIMARY CPT, |  | EA | 2 | 0 | 0 | NO | 123.0792 | 19112.97 | ALLEN BRADLEY | 80025-239-01 | 80025-239-01 | 01,22 | 1 | 3CAC |  |  | SEE ITEM NOTE |  |  |  |  | 40914
8772 | 29200000TL | 03483 | EGC022015 | P | 58013394 | 58 | EGTL Spares | Mtce | 51 | 51D | CABLE: FIBER OPTIC 20 FT LG | SINGLE MODE |  | EA | 5 | 0 | 0 | NO | 154.0992 | 23930.06 | ALLEN BRADLEY | 80025-549-03 | 80025-549-03 | 01,10,22 | 1 | 1AXX |  |  | SEE ITEM NOTE |  |  |  |  | 40914 | 42009
8773 | 29200000TL | 03483 | EGC023020 | P | 58013396 | 58 | EGTL Spares | Mtce | 28 | 28C | SWITCH: TEST, 2P, 110/120VAC | 10A, 3PH, 50/60HZ | *OBS*Safety-Other : 1NO-1NC, BRACKET MOUNT, S&S COMPLETE, WITH ENGLISH NAMEPLATE, SUB 1 MV TO INCLUDE LINE UPS: 1-SW2-1, 1-SW2-2, 1-SW2-E1 | EA | 3 | 0 | 0 | NO | 303.1951 | 47083.17 | ALLEN BRADLEY | 80025-597-01 | 80025-597-01 | 01,10,22 | 1 | 3CAC | 3CAC |  | SEE ITEM NOTE |  |  |  |  | 40914
8774 | 29200000TL | 03483 | EGC022009 | P | 58013403 | 58 | EGTL Spares | Mtce | 51 | 51E | ADAPTER | PANEL MOUNT | Electric Components - Conduit / Fitting :PMA-55, SUB 1 MV TO INCLUDE LINE UPS: 1-SW2-1, 1-SW2-2, 1-SW2-E1, CROSS REF DWG: EGTL1-POW-ARC-LO-008105 | EA | 1 | 0 | 0 | NO | 607.3909 | 94321.73 | ALLEN BRADLEY | 80025-999-01 | 80025-999-01 | 01,22 | 1 | 3CAC | 2CBC |  | SEE ITEM NOTE |  |  |  |  | 40914
8775 | 29300000TL | 03483 | EGC023019 | P | 58013407 | 58 | EGTL Spares | Mtce | 51 | 51Z | SWITCH: PUSHBUTTON | 125VAC 0.32A 40W | Electric-Other : EMERGENCY STOP, PUSH-PULL/TWIST RELEASE, SPST, MAINTAINED, 1NO-1NC, RED, NEMA 1 ENCLOSURE, SCREW MOUNT, SUB 1 MV TO INCLUDE LINE UPS: 1-SW2-1, 1-SW2-2, 1-SW2-E1 | EA | 1 | 0 | 1 | YES | 117.3913 | 44550 | ALLEN BRADLEY | 800H-FRXT6D4 | 800H-FRXT6D4 | 01,10,22 | 1 | 3CAC | 3CAC |  | SEE ITEM NOTE |  |  |  |  | 43770 |  | 44002
8776 | 29200000TL | 03483 | EGC023019 | P | 58013408 | 58 | EGTL Spares | Mtce | 51 | 51Z | SWITCH: SELECTOR ON-OFF | 125VAC 10A 1PH 60HZ | Electric-Other : DPDT, 1NO-1NC, 2 POSITION, STD KNOB OPERATED, NEMA 1 ENCLOSURE, SUB 1 MV TO INCLUDE LINE UPS: 1-SW2-1, 1-SW2-2, 1-SW2-E1 | EA | 2 | 0 | 1 | NO | 183.0529 | 28423.56 | ALLEN BRADLEY | 800H-HR2A | 800H-HR2A | 01,10,22 | 1 | 3CAC |  |  | SEE ITEM NOTE |  |  |  |  | 40914
8777 | 29200000TL | 03483 | EGC022015 | P | 58013416 | 58 | EGTL Spares | Mtce | 51 | 51Z | FUSE: 2A, 125VAC 20KA IR | 1/2 IN DIA | Electric-Other : FERRULE, METAL, ASSEMBLY, SUB 1 MV TO INCLUDE LINE UPS: 1-SW2-1, 1-SW2-2, 1-SW2-E1, CROSS REF DWG: EGTL1-POW-ARC-LO-008105 | AS | 5 | 0 | 0 | NO | 116.0747 | 18025.24 | ALLEN BRADLEY | 80145-871-53 | 80145-871-53 | 01,22 | 1 | 1AXX |  |  | SEE ITEM NOTE |  |  |  |  | 40914
8778 | 29200000TL | 03483 | EGC022014 | P | 58013417 | 58 | EGTL Spares | Mtce | 51 | 51Z | FUSE: 4A, 250V 10KA IR | 0.812 IN X 2.25 IN | Electric-Other : PIN, METAL, ASSEMBLY, SUB 1 MV TO INCLUDE LINE UPS: 1-SW2-1, 1-SW2-2, 1-SW2-E1, CROSS REF DWG: EGTL1-POW-ARC-LO-008105 | AS | 1 | 0 | 0 | NO | 569.3664 | 88416.91 | ALLEN BRADLEY | 80145-871-55 | 80145-871-55 | 01,22 | 1 | 3CAC |  |  | SEE ITEM NOTE |  |  |  |  | 40914
8779 | 29200000TL | 03483 | EGC023019 | P | 58013424 | 58 | EGTL Spares | Mtce | 51 | 51Z | RESISTOR: METAL FILM, 180 OHM | 0.6W, PLUG-IN | Electric-Other : 10 PERCENT, 1% MF, SUB 1 MV TO INCLUDE LINE UPS: 1-SW2-1, 1-SW2-2, 1-SW2-E1, CROSS REF DWG: EGTL1-POW-ARC-LO-008105 | EA | 1 | 0 | 0 | NO | 3.0019 | 466.17 | ALLEN BRADLEY | 80170-015-13 | 80170-015-13 | 22 | 1 | 3CAC |  |  | SEE ITEM NOTE |  |  |  |  | 40914
8780 | 29200000TL | 03483 | EGC023014 | P | 58013428 | 58 | EGTL Spares | Mtce | 51 | 51Z | FUSE: 0.5A, 600V, 10KA IR | 0.812 IN X 2.25 IN | Electric-Other : LOW VOLTAGE CONTROL CIRCUIT, 2, COMPOSITE, SUB 1 MV TO INCLUDE LINE UPS: 1-SW2-1, 1-SW2-2, 1-SW2-E1, CROSS REF DWG: EGTL1-POW-ARC-LO-00 | EA | 1 | 0 | 0 | NO | 54.0348 | 8391.06 | ALLEN BRADLEY | X-251081 | X-251081 | 01,22 | 1 | 3CAC |  |  | SEE ITEM NOTE |  |  |  |  | 40914
8781 | 29200000TL | 03483 | EGC022028 | P | 58013429 | 58 | EGTL Spares | Mtce | 51 | 51Z | FUSE: 2A, 600V 10KA IR | 0.812 IN X 2.25 IN | Electric-Other : LOW VOLTAGE CONTROL CIRCUIT, 2, COMPOSITE, SUB 1 MV TO INCLUDE LINE UPS: 1-SW2-1, 1-SW2-2, 1-SW2-E1, CROSS REF DWG: EGTL1-POW-ARC-LO-01 | EA | 5 | 1 | 4 | NO | 9.0058 | 1398.51 | ALLEN BRADLEY | X-251083 | X-251083 | 01,22 | 1 | 1AXX |  |  | SEE ITEM NOTE |  |  |  |  | 40914
8782 | 29200000TL | 03483 | EGC022027 | P | 58013430 | 58 | EGTL Spares | Mtce | 51 | 51Z | FUSE: 3.2A, 600V 10KA IR | 0.812 IN X 2.25 IN | Electric-Other : LOW VOLTAGE CONTROL CIRCUIT, 2, COMPOSITE, SUB 1 MV TO INCLUDE LINE UPS: 1-SW2-1, 1-SW2-2, 1-SW2-E1, CROSS REF DWG: EGTL1-POW-ARC-LO-02 | EA | 1 | 0 | 0 | NO | 9.0058 | 1398.51 | ALLEN BRADLEY | X-251084 | X-251084 | 01,22 | 1 | 3CAC |  |  | SEE ITEM NOTE |  |  |  |  | 40914
8783 | 29200000TL | 03483 | EGC023014 | P | 58013431 | 58 | EGTL Spares | Mtce | 51 | 51Z | FUSE: 4A, 600V 10KA IR | 0.812 IN X 2.25 IN | Electric-Other : LOW VOLTAGE CONTROL CIRCUIT, 2, COMPOSITE, SUB 1 MV TO INCLUDE LINE UPS: 1-SW2-1, 1-SW2-2, 1-SW2-E1, CROSS REF DWG: EGTL1-POW-ARC-LO-03 | EA | 6 | 1 | 4 | NO | 9.0058 | 1398.51 | ALLEN BRADLEY | X-251089 | X-251089 | 01,22 | 1 | 1AXX |  |  | SEE ITEM NOTE |  |  |  |  | 40914
8784 | 29200000TL | 03483 | EGC022027 | P | 58013436 | 58 | EGTL Spares | Mtce | 51 | 51C | KIT: ADHESIVE | MOUNTING BRACKET | Electric Components - Motor / Generator :1, SUB 1 MV TO INCLUDE LINE UPS: 1-SW2-1, 1-SW2-2, 1-SW2-E1, CROSS REF DWG: EGTL1-POW-ARC-LO-008105 | KI | 1 | 0 | 0 | NO | 49.0316 | 7614.11 | ITI | 7006934C0005 | 7006934C0005 | 01,22 | 1 | 3CAC |  |  | SEE ITEM NOTE |  |  |  |  | 40914
8785 | 29200000TL | 03483 | EGC022010 | P | 58013439 | 58 | EGTL Spares | Mtce | 51 | 51Z | BLOCK: TERMINAL 600V, 30A | 4 IN WD 5 IN LG 2-5/8 IN HT | Electric-Other : 3 CIRCUIT, SCREW TERMINAL, 16 AWG WIRE, PLASTIC BLOCK, SHORTING, SUB 1 MV TO INCLUDE LINE UPS: 1-SW2-1, 1-SW2-2, 1-SW2-E1 | EA | 3 | 0 | 0 | NO | 285.1835 | 44286.15 | ITI | 80025-211-01 | 80025-211-01 | 01,22 | 1 | 3CAC |  |  | SEE ITEM NOTE |  |  |  |  | 40914
8786 | 29200000TL | 03483 | EGC022015 | P | 58013443 | 58 | EGTL Spares | Mtce | 51 | 51D | CABLE | TRANSMISSION, 4M | Electric Components - Wire / Cable : RBR/STL, TWISTED, USED BETWEEN CONVERT, SUB 1 MV TO INCLUDE LINE UPS: 1-SW2-1, 1-SW2-2, 1-SW2-E1, CROSS REF DWG: EGTL1-POW-ARC-LO-008105 | EA | 1 | 0 | 0 | NO | 163.105 | 25328.57 | ALLEN BRADLEY | 825-MCA | 825-MCA | 01,10,22 | 1 | 3CAC | 2CBC |  | SEE ITEM NOTE |  |  |  |  | 40914
8787 | 29200000TL | 03483 | EGC023020 | P | 58013445 | 58 | EGTL Spares | Mtce | 11 | 11Z | KEY: METRIC PATTERN | E3-5-15 | Computer Hardware - Peripherals : CROSS REF DWG: EGTL1-POW-ARC-LO-003012 | EA | 16 | 0 | 0 | NO | 23.0148 | 3573.97 | CYBEREX | 06-99-000039 |  | 01,22 | 1 | 1AXX |  |  | SEE ITEM NOTE |  |  |  |  | 40914
8788 | 29200000TL | 03483 | EGC022019 | P | 58013449 | 58 | EGTL Spares | Mtce | 51 | 51C | FUSE: 150A, 250V, 10KA IR | 0.812 IN X 2.25 IN | Electric Components - Motor / Generator :SEMICONDUCTOR, FERRULE, COMPOSITE | EA | 12 | 0 | 0 | NO | 114.0273 | 17705.264 | CYBEREX | 08-23-060010 |  | 01,22 | 1 | 1AXX |  |  | EGTL1-POW-ARC-LO-003013 |  |  |  |  | 40914 | 42748
8789 | 29200000TL | 03483 | EG1015001 | P | 58013473 | 58 | EGTL Spares | Mtce | 51 | 51K | LOGIC POWER SUPPLY UNIT | 100-240VAC 0.8A 50/60HZ INPUT | Power conditioning equipment: 24VDC OUTPUT, 2.2A OUTPUT, LPQ113 W/O OV TRIP, CROSS REF DWG: EGTL1-POW-ARC-LO-003012 Serial 29530-40-2, AC Input 480-3PH-160A, Input 210-280VDC-33A,Output 120 0.8PF 192-DUM-1-UPS-1B, 192-DUM-1-UPS-2A, 192-DUM-1-UPS-2B, 192-D | EA | 7 | 6 | 12 | NO | 707.11 | 216672.6462 | ABB/CYBEREX | 41-0000-00000043 |  | 01,10,22 | 1 | 1AXX | 1BBB |  | SEE ITEM NOTE |  |  | 41-0000-00000043 | FG087 | 40914 | 44782 | 43722
8790 | 29200000TL | 03483 | EGC022013 | P | 58013484 | 58 | EGTL Spares | Mtce | 54 | 54A | GASKET:HORIZONTAL,1-1/2IN WD X | 1-15/16 IN LG X 1/16 IN THK | Gaskets : &quot;NEOPRENE,CIRCULAR,CROSS REF DWG: EGTL1-POW-ELE-SC-003001 , EGTL1-POW-ELE-SC-003004 , EGTL1-POW-ARC-LO-003008 , EGTL1-POW-ARC-LO-003009, EGTL1-POW-ELE-SC-003081 , EGTL1-POW-EL&quot; | EA | 2 | 0 | 0 | NO | 63.0406 | 9789.57 | CYBEREX | 12-01-665883 |  | 01,22 | 1 | 3CAC |  |  | SEE ADDITIONAL INFO |  |  |  |  | 40975
8791 | 29200000TL | 03483 | EGC022009 | P | 58013485 | 58 | EGTL Spares | Mtce | 54 | 54A | GASKET:HORIZONTAL,1-1/2IN WD X | 1-15/16 IN LG X 1/16 IN THK | Gaskets : &quot;NEOPRENE,CIRCULAR, CROSS REF DWG: EGTL1-POW-ELE-SC-003001 , EGTL1-POW-ELE-SC-003004, EGTL1-POW-ARC-LO-003008, EGTL1-POW-ARC-LO-003009 , EGTL1-POW-ELE-SC-003081 , EGTL1-POW-EL&quot; | EA | 2 | 0 | 0 | NO | 139.0895 | 21599.21 | CYBEREX | 12-01-665884 |  | 01,22 | 1 | 3CAC |  |  | SEE ADDITIONAL INFO |  |  |  |  | 40975
8792 | 29200000TL | 03483 | EGC023019 | P | 58013486 | 58 | EGTL Spares | Mtce | 51 | 51Z | INSULATOR:BUS,5KV,1-1/2IN DIA | X 2 IN LG,PHENOLIC | Electric-Other : &quot;CROSS REF DWG: EGTL1-POW-ELE-SC-003001 , EGTL1-POW-ELE-SC-003004, EGTL1-POW-ARC-LO-003008 ,EGTL1-POW-ARC-LO-003009,EGTL1-POW-ELE-SC-003081, EGTL1-POW-ELE-SC-003082 , EGTL1-POW-ARC-L&quot; | EA | 2 | 1 | 2 | NO | 11.9176 | 1850.69 | CYBEREX | 240000054000 |  | 22 | 1 | 3CAC |  |  | SEE ADDITIONAL INFO |  |  |  |  | 40975
8793 | 29200000TL | 03483 | EGC023020 | P | 58013487 | 58 | EGTL Spares | Mtce | 51 | 51Z | PULL:POCKET,6 IN,BRASS | P2-42, REPL WITH 24070001 | Electric-Other : &quot;CROSS REF DWG: EGTL1-POW-ELE-SC-003001 , EGTL1-POW-ELE-SC-003004, EGTL1-POW-ARC-LO-003008, EGTL1-POW-ARC-LO-003009,EGTL1-POW-ELE-SC-003081, EGTL1-POW-ELE-SC-003082 , EGTL1-POW-ARC-L&quot; | EA | 1 | 0 | 0 | NO | 22.0542 | 3424.8 | CYBEREX | 240100001000 |  | 22 | 1 | 3CAC |  |  | SEE ADDITIONAL INFO |  |  |  |  | 40975
8794 | 29200000TL | 03483 | EGC023019 | P | 58013488 | 58 | EGTL Spares | Mtce | 51 | 51Z | SOCKET:POWER,3 IN,PLASTIC | FAS MSC, BASE | Electric-Other : &quot;CROSS REF DWG: EGTL1-POW-ELE-SC-003001 , EGTL1-POW-ELE-SC-003004 , EGTL1-POW-ARC-LO-003008, EGTL1-POW-ARC-LO-003009, EGTL1-POW-ELE-SC-003081, EGTL1-POW-ELE-SC-003082 , EGTL1-POW-ARC-LO-003083 &quot; | EA | 1 | 0 | 0 | NO | 4.2728 | 663.52 | CYBEREX | 259900001000 |  | 22 | 1 | 3CAC |  |  | SEE ADDITIONAL INFO |  |  |  |  | 40975
8795 | 29200000TL | 03483 | EGC023020 | P | 58013489 | 58 | EGTL Spares | Mtce | 54 | 54D | RING:RETAINING,SPLIT,3IN DIA X | 3/32 IN THK,302 SS, FAS MSC | *OBS*GS&P-O-Rings : &quot;CROSS REF DWG: EGTL1-POW-ELE-SC-003001 , EGTL1-POW-ELE-SC-003004, EGTL1-POW-ARC-LO-003008,EGTL1-POW-ARC-LO-003009,EGTL1-POW-ELE-SC-003081, EGTL1-POW-ELE-SC-003082 &quot; | EA | 1 | 0 | 0 | NO | 1.1808 | 183.36 | CYBEREX | 259900002000 |  | 01,22 | 1 | 3CAC | 3CAC |  | SEE ADDITIONAL INFO |  |  |  |  | 40975
8796 | 29200000TL | 03483 | EGC023020 | P | 58013490 | 58 | EGTL Spares | Mtce | 87 | 87B | SPRING:EJECT,3/16 IN WD X | 2-1/4 IN LG,CS, FAS MSC | *OBS*Machinery-Misc- : &quot;CROSS REF DWG: EGTL1-POW-ELE-SC-003001 , EGTL1-POW-ELE-SC-003004, EGTL1-POW-ARC-LO-003008,EGTL1-POW-ARC-LO-003009,EGTL1-POW-ELE-SC-003081, EGTL1-POW-ELE-SC-003082 &quot; | EA | 1 | 0 | 0 | NO | 1.3108 | 203.56 | CYBEREX | 259900003000 |  | 01,22 | 1 | 3CAC | 3CAC |  | SEE ADDITIONAL INFO |  |  |  |  | 40975
8797 | 29200000TL | 03483 | EGC023019 | P | 58013491 | 58 | EGTL Spares | Mtce | 78 | 78D | STUD:FORCING,0.145 IN DIA | 1-1/4 IN LG,8 UN-2A,3-1/4 IN | Steam Turbine Parts : THD LG,316 SS,ASTM A193,GR B8M, 1/4 TURN, CROSS REF DWG: EGTL1-POW-ELE-SC-003001, EGTL1-POW-ELE-SC-003004, EGTL1-POW-ARC-LO-003008, EGTL1-POW-ARC-LO-003009, EGTL1-POW-ELE-SC-00 | EA | 1 | 0 | 0 | NO | 5.3334 | 828.23 | CYBEREX | 259900004000 |  | 02,21,22 | 1 | 3CAC |  |  | SEE ADDITIONAL INFO |  |  |  |  | 40975
8798 | 29200000TL | 03483 | EGC022014 | P | 58013497 | 58 | EGTL Spares | Mtce | 51 | 51Z | BREAKER:CIRCUIT,TRIP UNIT,240/ | 480,600V,2 POLE,100A,10KAIC | Electric-Other : "SQ-D QBL22100, CROSS REF DWG: EGTL1-POW-ELE-SC-003001,EGTL1-POW-ELE-SC-003004,EGTL1-POW-ARC-LO-003008,EGTL1-POW-ARC-LO-003009,EGTL1-POW-ELE-SC-003081,EGTL1-POW-ELE-SC-" | EA | 1 | 0 | 0 | NO | 1387.5629 | 215474.65 | SQUARE D | QBL22100 | 320200214000 | 01,10,22 | 1 | 3CAC |  |  | SEE ADDITIONAL INFO |  |  |  |  | 40975
8799 | 29200000TL | 03483 | EGC023020 | P | 58013499 | 58 | EGTL Spares | Mtce | 51 | 51Z | HOLDER: FUSE,KNIFE BLADE FUSE | 10A,120,10 FUSE SIZE,6-32SCREW | Electric-Other : &quot;MOUNT, TYPE-FLQ 1POLE, CROSS REF DWG: EGTL1-POW-ELE-SC-003001 , EGTL1-POW-ELE-SC-003004 ,EGTL1-POW-ARC-LO-003008 ,EGTL1-POW-ARC-LO-003009,EGTL1-POW-ELE-SC-003081 ,EGTL1-P&quot; | EA | 2 | 0 | 0 | NO | 20.9935 | 3260.08 | CYBEREX | 420000010000 |  | 01,22 | 1 | 3CAC |  |  | SEE ADDITIONAL INFO |  |  |  |  | 40975
8800 | 29200000TL | 03483 | EGC023019 | P | 58013500 | 58 | EGTL Spares | Mtce | 51 | 51Z | FUSE:TIME DELAY,1A,500V,10KA | IR,SCREW CLAMP,5MM X 20MM | Electric-Other : &quot;COMPOSITE, CROSS REF DWG: EGTL1-POW-ELE-SC-003001 ,EGTL1-POW-ELE-SC-003004,EGTL1-POW-ARC-LO-003008 ,EGTL1-POW-ARC-LO-003009,EGTL1-POW-ELE-SC-003081,EGTL1-POW-ELE-SC-003082 &quot; | EA | 25 | 0 | 0 | NO | 23.2945 | 3616.9375 | CYBEREX | 420000065000 |  | 01,22 | 1 | 3CAC |  |  | SEE ADDITIONAL INFO |  |  |  |  | 40975 | 45246 | [5 empty] | -5 | 1
8801 | 29200000TL | 03483 | EGC022019 | P | 58013510 | 58 | EGTL Spares | Mtce | 51 | 51Z | BREAKER: CIRCUIT,SD BOLT MCS | 240/480,600V,2 POLE,60A,10KAIC | Electric-Other : &quot;CROSS REF DWG: EGTL1-POW-ELE-SC-003001 ,EGTL1-POW-ELE-SC-003004 ,EGTL1-POW-ARC-LO-003008 ,EGTL1-POW-ARC-LO-003009,EGTL1-POW-ELE-SC-003081 ,EGTL1-POW-ELE-SC-003082 ,EGTL1-&quot; | EA | 2 | 0 | 0 | NO | 118.7722 | 18441.292 | SQUARE D/SCHNEIDER ELECTR | QOB200 | 460100006008 | 01,10,22 | 1 | 3CAC |  |  | SEE ADDITIONAL INFO |  |  |  |  | 40975 | 43724
8802 | 29200000TL | 03483 | EGC022019 | P | 58013511 | 58 | EGTL Spares | Mtce | 51 | 51Z | BREAKER: CIRCUIT,SD BOLT MCS | 240/480,600V,2POLE,100A,10KAIC | Electric-Other : CROSS REF DWG EGTL1-POW-ELE-SC-003001, EGTL1-POW-ELE-SC-003004, EGTL1-POW-ARC-LO-003008, EGTL1-POW-ARC-LO-003009, EGTL1-POW-ELE-SC-003081, EGTL1-POW-ELE- | EA | 4 | 0 | 1 | NO | 325.8436 | 50601.748 | SQUARE D / SCHNEIDER ELEC | QOB 2000 | 460100006009 | 01,10,22 | 1 |  |  |  | SEE ADDITIONAL INFO |  |  |  |  | 40975 | 41554
8803 | 29200000TL | 03483 | EGC023003 | P | 58013522 | 58 | EGTL Spares | Mtce | 51 | 51D | CABLE:FIBER OPTIC CABLE,1M | SYNCHLINK COMM CABLES | Electric Components - Wire / Cable : | EA | 1 | 0 | 0 | NO | 247.1591 | 38381.33 | ALLEN BRADLEY | 1403-CF001 | 1403-CF001 | 01,10,22 | 1 | 3CAC |  |  | EGTL1-POW-ELE-FS-008229 |  |  |  |  | 40975
8804 | 29200000TL | 03483 | EGC023003 | P | 58013523 | 58 | EGTL Spares | Mtce | 51 | 51D | CABLE:FIBER OPTIC CABLE,5M | SYNCHLINK COMM CABLES | Electric Components - Wire / Cable : | EA | 1 | 0 | 0 | NO | 273.0789 | 42402.36 | ALLEN BRADLEY | 1403-CF005 | 1403-CF005 | 01,10,22 | 1 | 3CAC |  |  | EGTL1-POW-ELE-FS-008229 |  |  |  |  | 40975 | 42009
8805 | 29200000TL | 03483 | EG1015020 | P | 58013524 | 58 | EGTL Spares | Mtce | 51 | 51F | BREAKER: CIRCUIT,MINIATURE | 415VAC/48VDC (EN/AIC STANDARD) | Electric Components - Circuit Protection:MAX,1 POLE,10A,15KAAIC, AC,5-10XIN TC | EA | 1 | 0 | 0 | NO | 150 | 29475 | ALLEN BRADLEY | 1489-A1C100 | 1489-A1C100 | 01,10,22 | 1 | 3CAC |  |  | EGTL1-POW-ELE-FS-008229 |  |  |  |  | 40975 | 42341 | 42403
8806 | 29200000TL | 03483 | EGC023003 | P | 58013525 | 58 | EGTL Spares | Mtce | 51 | 51F | BREAKER: CIRCUIT,AC MINIATURE | 415VAC/48VDC (EN/AIC STANDARD) | Electric Components - Circuit Protection:MAX,1 POLE,20A,15KAAIC, AC,5-10XIN TC | EA | 1 | 0 | 0 | NO | 152.0979 | 23619.28 | ALLEN BRADLEY | 1489-A1C200 | 1489-A1C200 | 01,10,22 | 1 | 3CAC |  |  | EGTL1-POW-ELE-FS-008229 |  |  |  |  | 40975
8807 | 29200000TL | 03483 | EGC023003 | P | 58013526 | 58 | EGTL Spares | Mtce | 51 | 51F | BREAKER: CIRCUIT,AC MINIATURE | 415VAC/48VDC (EN/AIC STANDARD) | Electric Components - Circuit Protection:MAX,1 POLE,30A,15KAAIC,AC, 5-10XIN TC | EA | 1 | 0 | 0 | NO | 95 | 18667.5 | ALLEN BRADLEY | 1489-A1C300 | 1489-A1C300 | 01,10,22 | 1 | 3CAC |  |  | EGTL1-POW-ELE-FS-008229 |  |  |  |  | 40975 | 42341 | 42370
8808 | 29200000TL | 03483 | EGC023003 | P | 58013527 | 58 | EGTL Spares | Mtce | 51 | 51F | BREAKER: CIRCUIT,MINIATURE | 415VAC (EN/AIC STANDARD) | Electric Components - Circuit Protection:MAX,1 POLE,1A,10KAAIC,AC, 6-10XIN | EA | 1 | 0 | 0 | NO | 89.0573 | 13829.71 | ALLEN BRADLEY | 1492-SP1C010 | 1492-SP1C010 | 01,10,22 | 1 | 3CAC |  |  | EGTL1-POW-ELE-FS-008229 |  |  |  |  | 40975
8809 | 29200000TL | 03483 | EG1015011 | P | 58013529 | 58 | EGTL Spares | Mtce | 51 | 51F | BREAKER: CIRCUIT,MINIATURE | 415VAC (EN/AIC STANDARD) | Electric Components - Circuit Protection:MAX,1 POLE,5A,10KAAIC, AC, 6-10XIN TC | EA | 1 | 0 | 0 | NO | 15.3 | 5516.28 | ALLEN BRADLEY | 1492-SPM1C050 | 1492-SPM1C050 | 01,10,22 | 1 | 3CAC |  |  | EGTL1-POW-ELE-FS-008229 |  |  |  |  | 40975 | 45314 | 42821 |  |  | -1 | 1
8810 | 29200000TL | 03483 | EGC023003 | P | 58013531 | 58 | EGTL Spares | Mtce | 51 | 51F | BREAKER: CIRCUIT,MINIATURE | 415VAC,1 POLE,10A,10KAIC | Electric Components - Circuit Protection:AC, 6-10XIN TC | EA | 1 | 0 | 0 | NO | 32.26 | 9845.0545 | ALLEN BRADLEY | 1492-SP1C100 | 1492-SP1C100 | 01,10,22 | 1 | 3CAC |  |  | EGTL1-POW-ELE-FS-008229 |  |  |  |  | 40975 | 42786 | 42833
8811 | 29200000TL | 03483 | EGC023003 | P | 58013533 | 58 | EGTL Spares | Mtce | 51 | 51C | BREAKER: CIRCUIT,MINIATURE,IEC | 415VAC,2 POLE,1,10KAAIC | Electric Components - Motor / Generator :MINIATURE C | EA | 1 | 0 | 0 | NO | 196.1262 | 30456.44 | ALLEN BRADLEY | 1492-SP2C010 | 1492-SP2C010 | 01,10,22 | 1 | 3CAC |  |  | EGTL1-POW-ELE-FS-008229 |  |  |  |  | 40975
8812 | 29200000TL | 03483 | EGC023003 | P | 58013534 | 58 | EGTL Spares | Mtce | 51 | 51F | BREAKER: CIRCUIT,MINIATURE | 415VAC (EN/AIC STANDARD) | Electric Components - Circuit Protection:MAX,2 POLE,3A,10KAAIC | EA | 1 | 0 | 0 | NO | 196.1262 | 30456.44 | ALLEN BRADLEY | 1492-SP2C030 | 1492-SP2C030 | 01,10,22 | 1 | 3CAC |  |  | EGTL1-POW-ELE-FS-008229 |  |  |  |  | 40975
8813 | 29200000TL | 03483 | EGC021011 | P | 58013538 | 58 | EGTL Spares | Mtce | 14 | 14B | BOARD: PRINTED CIRCUIT | POSITIONING MODULE | Programmable Logic Controllers : FOR CLX CHASSISOLD PN:1756HP-GPS | EA | 1 | 0 | 0 | NO | 6691.27 | 1038888.0262 | ALLEN BRADLEY | 1756HP-TIME |  | 01,22 | 1 | 3CAC |  |  | EGTL1-POW-ELE-FS-008229 |  |  |  |  | 40975 | 41253 | 41445
8814 | 29200000TL | 03483 | EGC023003 | P | 58013545 | 58 | EGTL Spares | Mtce | 51 | 51D | JUMPER:FLEXIBLE COAX,10 COND | 5 IN LG,1, CONTROLNET | Electric Components - Wire / Cable : &quot; PLUG TO PLUG&quot; | EA | 1 | 0 | 0 | NO | 58.0373 | 9012.62 | ALLEN BRADLEY | 1786-TJPR | 1786-TJPR | 22 | 1 | 3CAC |  |  | EGTL1-POW-ELE-FS-008229 |  |  |  |  | 40975
8815 | 29200000TL | 03483 | EGC023003 | P | 58013549 | 58 | EGTL Spares | Mtce | 11 | 11Z | CONVERTER:RS485-RS232 | PORT-POWERED | Computer Hardware - Peripherals : | EA | 3 | 0 | 0 | NO | 200.1288 | 31078 | ALLEN BRADLEY | 485SD9R | 485SD9R | 22 | 1 | 3CAC |  |  | EGTL1-POW-ELE-FS-008229 |  |  |  |  | 40975
8816 | 29200000TL | 03483 | EGC023003 | P | 58013559 | 58 | EGTL Spares | Mtce | 10 | 10D | AMPLIFIER:GPS,1-20MA INPUT | 5VAC,20-20KHZ OUTPUT,24VDC | TELECOM EQUIPMENT : 3A, 15DB,TNC (F) | EA | 1 | 0 | 0 | NO | 1220.7856 | 189575.8 | ALLEN BRADLEY | A-11-A15-PDC/3.3-TF | A-11-A15-PDC/3.3-TF | 22 | 1 | 3CAC |  |  | EGTL1-POW-ELE-FS-008229 |  |  |  |  | 40975
8817 | 29200000TL | 03483 | EGC023003 | P | 58013561 | 58 | EGTL Spares | Mtce | 51 | 51D | CABLE:DB9 SERIAL EXTENSION | 10 FT,F/F,TWISTED,F/F | Electric Components - Wire / Cable : | EA | 1 | 0 | 0 | NO | 41.0264 | 6370.99 | ALLEN BRADLEY | BC00242-0010 | BC00242-0010 | 01,10,22 | 1 | 3CAC |  |  | EGTL1-POW-ELE-FS-008229 |  |  |  |  | 40975
8818 | 29200000TL | 03483 | EGC023003 | P | 58013562 | 58 | EGTL Spares | Mtce | 51 | 51E | ADAPTER:BULKHEAD,1 IN DIA X | 1IN LG,BRASS,TNC MALE/TNC MALE | Electric Components - Conduit / Fitting : | EA | 1 | 0 | 0 | NO | 81.0522 | 12586.59 | ALLEN BRADLEY | BULKH-TT | BULKH-TT | 01,22 | 1 | 3CAC |  |  | EGTL1-POW-ELE-FS-008229 |  |  |  |  | 40975
8819 | 29200000TL | 03483 | EGC023003 | P | 58013567 | 58 | EGTL Spares | Mtce | 51 | 51E | ADAPTER:MALE DB TO TB DIN | 2.9 IN X 1.3 IN X 2.1 IN | Electric Components - Conduit / Fitting :(7.4 CM X 3.3 CM X 5.5 CM),PLASTIC | EA | 4 | 0 | 0 | NO | 108.0695 | 16782.12 | ALLEN BRADLEY | DR9MTB | DR9MTB | 01,22 | 1 | 3CAC |  |  | EGTL1-POW-ELE-FS-008229 |  |  |  |  | 40975
8820 | 29200000TL | 03483 | EGC023025 | P | 58013568 | 58 | EGTL Spares | Mtce | 51 | 51D | CABLE: FIBER OPTIC,SC TO SC | PVC JACKET,62.5 MICRON X 1M | Electric Components - Wire / Cable : 24 FIBERS,TIGHT BUFFERED,RISER,62.5 MCRN,DX, 62.5 MCRN,DX | EA | 2 | 0 | 0 | NO | 81.0522 | 12586.59 | ALLEN BRADLEY | EFN110-001M-SCSC | EFN110-001M-SCSC | 01,10,22 | 1 | 3CAC |  |  | EGTL1-POW-ELE-FS-008229 |  |  |  |  | 40975
8821 | 29200000TL | 03483 | EGC023002 | P | 58013570 | 58 | EGTL Spares | Mtce | 51 | 51D | CABLE: FIBER OPTIC,ST TO SC | PVC JACKET,62.5 MICRON X 2M | Electric Components - Wire / Cable : 2 FIBERS,TIGHT BUFFERED,DISTRIBUTION, 62.5 MCRN | EA | 2 | 0 | 0 | NO | 81.0522 | 12586.59 | ALLEN BRADLEY | EFN110-002M-STSC | EFN110-002M-STSC | 01,10,22 | 1 | 3CAC |  |  | EGTL1-POW-ELE-FS-008229 |  |  |  |  | 40975
8822 | 29200000TL | 03483 | EGC022020 | P | 58013571 | 58 | EGTL Spares | Mtce | 51 | 51D | CABLE: FIBER OPTIC,ST TO ST | PVC JACKET,2M,8 FIBERS | Electric Components - Wire / Cable : TIGHT BUFFERED,RISER,62.5 MCRN,DX | EA | 2 | 0 | 0 | NO | 81.0522 | 12586.59 | ALLEN BRADLEY | EFN110-002M-STST | EFN110-002M-STST | 01,10,22 | 1 | 3CAC |  |  | EGTL1-POW-ELE-FS-008229 |  |  |  |  | 40975
8823 | 29200000TL | 03483 | EGC022023 | P | 58013572 | 58 | EGTL Spares | Mtce | 51 | 51D | CABLE: FIBER OPTIC,ST TO ST | PVC JACKET,10M,2 FIBERS | Electric Components - Wire / Cable : LOOSE TUBE,SELF-SUPPORTING,62.5 MCRN,DX | EA | 2 | 0 | 0 | NO | 125.0805 | 19423.75 | ALLEN BRADLEY | EFN110-010M-STST | EFN110-010M-STST | 01,10,22 | 1 | 3CAC |  |  | EGTL1-POW-ELE-FS-008229 |  |  |  |  | 40975
8824 | 29200000TL | 03483 | EGC023003 | P | 58013574 | 58 | EGTL Spares | Mtce | 51 | 51D | CABLE: FIBER OPTIC,CAT 5E | PVC JACKET,2 FT,8 FIBERS | Electric Components - Wire / Cable : TIGHT BUFFERED,ZIP-CORD | EA | 1 | 0 | 0 | NO | 6.0039 | 932.34 | ALLEN BRADLEY | EVNSL05E-0002 | EVNSL05E-0002 | 01,10,22 | 1 | 3CAC |  |  | EGTL1-POW-ELE-FS-008229 |  |  |  |  | 40975
8825 | 29200000TL | 03483 | EGC023003 | P | 58013575 | 58 | EGTL Spares | Mtce | 51 | 51D | CABLE: FIBER OPTIC,CAT 5E | ORANGE NYLON JACKET,3 FT | Electric Components - Wire / Cable : 2 FIBERS,TIGHT BUFFERED,DIRECT BURIAL | EA | 1 | 0 | 0 | NO | 7.0045 | 1087.73 | ALLEN BRADLEY | EVNSL05E-0003 | EVNSL05E-0003 | 01,10,22 | 1 | 3CAC |  |  | EGTL1-POW-ELE-FS-008229 |  |  |  |  | 40975
8826 | 29200000TL | 03483 | EGC023003 | P | 58013576 | 58 | EGTL Spares | Mtce | 51 | 51D | CABLE: FIBER OPTIC | CAT 5E,RBR JACKET,6FT,8 FIBERS | Electric Components - Wire / Cable : TIGHT BUFFERED,SHORT-SPAN,ENET | EA | 1 | 0 | 0 | NO | 11.0071 | 1709.29 | ALLEN BRADLEY | EVNSL05E-0006 | EVNSL05E-0006 | 01,10,22 | 1 | 3CAC |  |  | EGTL1-POW-ELE-FS-008229 |  |  |  |  | 40975
8827 | 29200000TL | 03483 | EGC022022 | P | 58013577 | 58 | EGTL Spares | Mtce | 51 | 51D | CABLE:CAT 5E,10FT,RBR,JACKETED | ENET,CAT5E 100-MHZ PATCH CABLE | Electric Components - Wire / Cable : (UTP) WITH BASIC CONNECTORS, STRAIGHT-PINNED, BEIGE, 10-FT | EA | 4 | 0 | 0 | NO | 14.009 | 2175.46 | ALLEN BRADLEY | EVNSL05E-0010 | EVNSL05E-0010 | 01,10,22 | 1 | 3CAC |  |  | EGTL1-POW-ELE-FS-008229 |  |  |  |  | 40975
8828 | 29200000TL | 03483 | EGC022022 | P | 58013579 | 58 | EGTL Spares | Mtce | 51 | 51D | CABLE:CAT 5E,25FT,RBR,JACKETED | ENET,CAT5E 100-MHZ PATCH CABLE | Electric Components - Wire / Cable : (UTP) WITH BASIC CONNECTORS, STRAIGHT-PINNED, BEIGE, 25-FT. (7.6-M) | EA | 3 | 0 | 0 | NO | 32.0206 | 4972.48 | ALLEN BRADLEY | EVNSL05E-0025 | EVNSL05E-0025 | 01,10,22 | 1 | 3CAC |  |  | EGTL1-POW-ELE-FS-008229 |  |  |  |  | 40975
8829 | 29300000TL | 03483 | EGC023003 | P | 58013580 | 58 | EGTL Spares | Mtce | 11 | 11Z | CONVERTER: SIGNAL | SERIAL TO FIBER,SERIAL INPUT | Computer Hardware - Peripherals : (-) 17 TO (-) 10 DBM OUTPUT,EXTERNAL 10 TO 30VDC POWER | EA | 1 | 0 | 1 | YES | 1418.55 | 2197745.3295 | ALLEN BRADLEY | FOSTCDR | FOSTCDR | 22 | 1 | 3CAC |  |  | EGTL1-POW-ELE-FS-008229 |  |  |  |  | 43770 |  | 45797
8830 | 29200000TL | 03483 | EGC023020 | P | 58013581 | 58 | EGTL Spares | Mtce | 51 | 51Z | FUSE: LITTEL | FAST-ACTING 5X20MM GLASS | Electric-Other : 2-YEAR SPARES FOR PREFAB POWERHOUSES | EA | 60 | 0 | 0 | NO | 1.9999 | 310.5 | LITTLE FUSE, CHINA | 0235002.VXP |  | 01 | [9 empty] | 41560
8831 | 29200000TL | 03483 | EGC022020 | P | 58013582 | 58 | EGTL Spares | Mtce | 51 | 51Z | FUSE:FAST ACTING,250MA | 600V,10KA IR,FERRULE,GLASS | Electric-Other : 5MM X 20MM, DI | EA | 25 | 0 | 0 | NO | 0.4403 | 68.37 | ALLEN BRADLEY | GMA250MA | GMA250MA | 01,22 | 1 | 3CAC |  |  | EGTL1-POW-ELE-FS-008229 |  |  |  |  | 40975 | 44763
8832 | 29200000TL | 03483 | EGC021020 | S | 58013593 | 58 | EGTL Spares | Mtce | 51 | 51Z | SWITCH: ASSEMBLY | MOTOR CUTOFF 1-1/2 IN | Electric-Other : CI, SW ASSY, EGTL1-POW-ELE-BM-007301 | EA | 3 | 0 | 0 | NO | 250.0805 | 38830.625 | POWELL | 50756G03P | 50756G03P | 01,10,22 | 1 | 3CAC |  |  | SEE ITEM NOTE |  |  |  |  | 40914
8833 | 29200000TL | 03483 | EGC022022 | P | 58013595 | 58 | EGTL Spares | Mtce | 51 | 51Z | AMMETER: 0-5A RANGE | ANALOG READOUT | Electric-Other : PANEL MOUNT | EA | 5 | 0 | 0 | NO | 40.0201 | 6214.48 | GE | 50-250240LSLS | 50-250240LSLS | 22 | 1 | 1AXX |  |  | SEE ITEM NOTE |  |  |  |  | 40914
8834 | 29200000TL | 03483 | EGC022020 | P | 58013596 | 58 | EGTL Spares | Mtce | 51 | 51C | FUSE:ONE TIME,6A,250VAC | 10KA IR,SCREW CLAMP,FIBER | Electric Components - Motor / Generator :&quot;0.812 IN X 2.25 IN, SHAWMUT, UL LISTED, CROSS REF DWG: EGTL1-POW-ELE-BM-007301 ,EGTL1-POW-ELE-BM-007353 ,EGTL1-POW-ELE-BM-007411&quot; | EA | 23 | 0 | 0 | NO | 3.0019 | 466.17 | SHAWMUT | 0TM6 | 0TM6 | 01,22 | 1 | 3CAC |  |  | SEE ADDITIONAL INFO |  |  |  |  | 40975 | 45961 |  | -6 | 1
8835 | 29200000TL | 03483 | EGC022028 | P | 58013597 | 58 | EGTL Spares | Mtce | 51 | 51C | SWITCH: BREAKER AUXILIARY | 25A, 3PH, 50/60HZ | Electric Components - Motor / Generator :SPDT, 110/120VAC, 5NO-4NC, SURFACE MOUNT, ELECTROSWITCH, WITH SCREW TYPE TERM, CROSS REF DWG: EGTL1-POW-ELE-BM-006001 | EA | 3 | 0 | 0 | NO | 189.1217 | 29368.71 | ELECTROSWITCH | 102109LP | 102109LP | 01,10,22 | 1 | 3CAC |  |  | SEE ITEM NOTE |  |  |  |  | 40914 | 43937
8836 | 29200000TL | 03483 | EGC022023 | P | 58013619 | 58 | EGTL Spares | Mtce | 51 | 51C | THERMOSTAT:ADJUSTABLE 30-110 | DEG F RANGE,120V 16A INDUCTIVE | Electric Components - Motor / Generator :ADJUSTABLE, 240V 8A INDUCTIVE, (1) SPDT, CROSS REF DWG EGTL1-POW-ELE-BM-006001 | EA | 1 | 0 | 0 | NO | 67.0287 | 10409.79 | DAYTON | 1UHH2 | 1UHH2 | 22 | 1 | 3CAC |  |  | SEE ITEM NOTE |  |  |  |  | 40914 | 45359 |  |  |  | -2 | 1
8837 | 29200000TL | 03483 | EGC022009 | P | 58013621 | 58 | EGTL Spares | Mtce | 51 | 51Z | BREAKER: CIRCUIT 40A | 240VAC, 250VDC, 2 POLE | Electric-Other : MOLDED CASE, 22KAIC | EA | 2 | 0 | 0 | NO | 112.0721 | 17403.68 | GE | TEB122040 | TEB122040 | 01,10,22 | 1 | 3CAC |  |  | SEE ITEM NOTE |  |  |  |  | 40914
8838 | 29200000TL | 03483 | EGC022023 | P | 58013622 | 58 | EGTL Spares | Mtce | 51 | 51Z | BREAKER: CIRCUIT 20A | 120/240VAC, 1 POLE | Electric-Other : MOLDED CASE, 10KAIC | EA | 2 | 0 | 0 | NO | 14.009 | 2175.46 | GE | THQC1120WL | THQC1120WL | 01,10,22 | 1 | 3CAC |  |  | SEE ITEM NOTE |  |  |  |  | 40914
8839 | 29200000TL | 03483 | EGC022020 | P | 58013623 | 58 | EGTL Spares | Mtce | 51 | 51Z | SWITCH: SELECTOR ON-OFF | 120VAC, SPDT | Electric-Other : MAINTAINED, 2NO-2NC, 2 POSITION, BLACK KNOB OPERATED, NEMA 1 ENCLOSURE, GE, CROSS REF DWG: EGTL1-POW-ELE-BM-006001 | EA | 2 | 0 | 0 | NO | 49.0316 | 7614.11 | GE | CR104PSG21B92 | CR104PSG21B92 | 01,10,22 | 1 | 3CAC |  |  | SEE ITEM NOTE |  |  |  |  | 40914
8840 | 29200000TL | 03483 | EGC022017 | P | 58013626 | 58 | EGTL Spares | Mtce | 51 | 51Z | SWITCH: 10P, 115/230VAC 3PH | 25A, 50/60HZ, TEST | Electric-Other : PANEL MOUNT, 8NO-8NC, :ITI, 3 CURRENT, 4 POTENTIAL, CROSS REF DWG: EGTL1-POW-ELE-BM-006001 | EA | 2 | 0 | 1 | NO | 287.1848 | 44596.93 | ITI | FT-74 | FT-74 | 01,10,22 | 1 | 3CAC |  |  | SEE ITEM NOTE |  |  |  |  | 40914
8841 | 29200000TL | 03483 | EGC022017 | P | 58013627 | 58 | EGTL Spares | Mtce | 51 | 51Z | SWITCH: 10P, 110/120VAC 3PH | 10A, 50/60HZ, TEST | Electric-Other : PANEL MOUNT, 8NO-8NC, 8 CURRENT, 2 POTENTIAL, SIM. TO #129A518G01-ABB, CROSS REF DWG: EGTL1-POW-ELE-BM-006001 | EA | 2 | 0 | 0 | NO | 361.2325 | 56095.79 | ITI | FT-78 | FT-78 | 01,10,22 | 1 | 3CAC |  |  | SEE ITEM NOTE |  |  |  |  | 40914
8842 | 29200000TL | 03483 | EGC022023 | P | 58013628 | 58 | EGTL Spares | Mtce | 51 | 51Z | SWITCH: 10P, 125VAC/DC 3PH | 200MA, 50/60HZ, TEST | Electric-Other : SNAP IN MOUNT, 8NO-8NC, 10 POTENTIAL POLES, CROSS REF DWG: EGTL1-POW-ELE-BM-006001 | EA | 2 | 0 | 1 | NO | 254.1636 | 39469.06 | ITI | FT-66 | FT-66 | 01,10,22 | 1 | 3CAC |  |  | SEE ITEM NOTE |  |  |  |  | 40914
8843 | 29200000TL | 03483 | EGC023020 | P | 58013629 | 58 | EGTL Spares | Mtce | 51 | 51Z | RELAY: 110VDC 110/120VAC COIL | SURFACE PANEL MOUNT | Electric-Other : GENERAL PURPOSE, 1NO-1NC,1 FORM C CONTACT, SPDT, SCREW TERMINAL, GENERAL PURPOSE ENCLOSURE, AB, UL RECOGNIZED, CROSS REF DWG: EGTL1-POW-ELE-BM-006001 | EA | 3 | 0 | 0 | NO | 47.0303 | 7303.33 | ALLEN BRADLEY | 700-HG46Z1 | 700-HG46Z1 | 01,10,22 | 1 | 3CAC |  |  | SEE ITEM NOTE |  |  |  |  | 40914
8844 | 29200000TL | 03483 | EGC023027 | P | 58013632 | 58 | EGTL Spares | Mtce | 51 | 51Z | ASSEMBLY: PRIMARY SHUNT TC | 6 IN, 125VDC | Electric-Other : ASSY, 3 CYC, CROSS REF DWG: EGTL1-POW-ELE-BM-006001 | EA | 1 | 0 | 0 | NO | 378.2434 | 58737.42 | POWELL | 50027G02P | 50027G02P | 01,22 | 1 | 3CAC |  |  | SEE ITEM NOTE |  |  |  |  | 40914
8845 | 29200000TL | 03483 | EGC023027 | P | 58013634 | 58 | EGTL Spares | Mtce | 51 | 51Z | RELAY: 10A 120VAC 50/60HZ | 2P, 110/120VAC COIL | Electric-Other : 1NO-1NC, 2 FORM C CONTACT, SCREW TERMINAL, SURFACE MOUNT, GENERAL PURPOSE ENCLOSURE, IDEC, CROSS REF DWG: EGTL1-POW-ELE-BM-006001 | EA | 1 | 0 | 0 | NO | 106.0683 | 16471.34 | IDEC | RR2BA-US-DC110V | RR2BA-US-DC110V | 01,10,22 | 1 | 3CAC |  |  | SEE ITEM NOTE |  |  |  |  | 40914
8846 | 29200000TL | 03483 | EGC023027 | P | 58013635 | 58 | EGTL Spares | Mtce | 51 | 51F | SWITCH: BREAKER AUXILIARY 2P | 115/230VAC, 10A, 3PH, 50/60HZ | Electric Components - Circuit Protection:2NO-1NC,FLG MOUNT, FOR SLIP-ON LUGS, CROSS REF DWG: EGTL1-POW-ELE-BM-006001 | EA | 2 | 0 | 0 | NO | 189.1217 | 29368.71 | POWELL | 102108LN | 102108LN | 01,10,22 | 1 | 3CAC |  |  | SEE ITEM NOTE |  |  |  |  | 40914
8847 | 29200000TL | 03483 | EGC023027 | P | 58013640 | 58 | EGTL Spares | Mtce | 51 | 51Z | BLOCK: TERMINAL 50A 600V | STEEL SCREWS W/STRAP PHENOLIC |  | EA | 2 | 0 | 0 | NO | 11.9992 | 1863 | BUCHANAM | 2-1437382-6 |  | 01 | [9 empty] | 41560
8848 | 29200000TL | 03483 | EGC022017 | P | 58013642 | 58 | EGTL Spares | Mtce | 51 | 51C | RELAY: 110VDC COIL | SUBSTATIONS, RIBS |  | EA | 1 | 0 | 0 | NO | 49.0316 | 7614.11 | ALLEN BRADLEY | 700-HG47Z1 | 700-HG47Z1 | 01,10 | 1 | 3CAC |  |  | SEE ITEM NOTE |  |  |  |  | 40914
8849 | 29200000TL | 03483 | EGC023027 | P | 58013643 | 58 | EGTL Spares | Mtce | 51 | 51C | RELAY: 24 VDC COIL | 8 PIN OCTAL TERMINAL |  | EA | 1 | 0 | 0 | NO | 49.0316 | 7614.11 | ALLEN BRADLEY | 700-HG47Z24 | 700-HG47Z24 | 01,10,22 | 1 | 3CAC |  |  | SEE ITEM NOTE |  |  |  |  | 40914
8850 | 29200000TL | 03483 | EGC022027 | P | 58013644 | 58 | EGTL Spares | Mtce | 51 | 51C | RELAY: 24 VDC COIL | 8 PIN OCTAL TERMINAL |  | EA | 1 | 0 | 0 | NO | 43.0277 | 6681.77 | ALLEN BRADLEY | 700-HG46Z24 | 700-HG46Z24 | 01,10,22 | 1 | 3CAC |  |  | SEE ITEM NOTE |  |  |  |  | 40914
8851 | 29200000TL | 03483 | EGC022017 | P | 58013645 | 58 | EGTL Spares | Mtce | 51 | 51C | FUSE:MIDGET FAST ACTING,10A | 250VAC,10KA IR,FIBERGLASS |  | EA | 8 | 5 | 10 | NO | 3.0019 | 466.17 | SHAWMUT | 0TM10 | 0TM10 | 01,22 | 1 | 3CAC |  |  | SEE ADDITIONAL INFO |  |  |  |  | 40975 | 45961 |  | -6 | 1
8852 | 29200000TL | 03483 | EGC022020 | P | 58013646 | 58 | EGTL Spares | Mtce | 51 | 51C | FUSE:MIDGET FAST ACTING,3A | 250VAC,10KA IR,FIBERGLASS |  | EA | 20 | 0 | 0 | NO | 3.0019 | 466.17 | SHAWMUT | 0TM3 | 0TM3 | 01,22 | 1 | 3CAC |  |  | SEE ADDITIONAL INFO |  |  |  |  | 40975
8853 | 29200000TL | 03483 | EGC021020 | P | 58013647 | 58 | EGTL Spares | Mtce | 51 | 51C | FUSE:MIDGET FAST ACTING,15A | 600VAC,500VDC,100KA IR,FERRULE |  | EA | 30 | 0 | 0 | NO | 12.0049 | 1864.12 | SHAWMUT | ATM15 | ATM15 | 01,22 | 1 | 3CAC |  |  | SEE ADDITIONAL INFO |  |  |  |  | 40975
8854 | 29200000TL | 03483 | EGC023027 | P | 58013652 | 58 | EGTL Spares | Mtce | 51 | 51Z | RELAY:PHASE MONITOR,120VAC | 1NO-1NC,FORM C CONTACT,2P | Electric-Other : &quot;110/120VAC COIL,8 PIN OCTAL TERMINAL,BRACKET MOUNT,GENERAL PURPOSE ENCLOSUREIDEC, CROSS REF DWG: EGTL1-POW-ELE-BM-007301 ,EGTL1-POW-ELE-BM-007353 ,EGTL1-POW-ELE-BM-007411&quot; | EA | 1 | 0 | 0 | NO | 106.0683 | 16471.34 | IDEC | RR2BA-US-AC120V | RR2BA-US-AC120V | 01,10,22 | 1 | 3CAC |  |  | SEE ADDITIONAL INFO |  |  |  |  | 40975
8855 | 29200000TL | 03483 | EGC022028 | P | 58013655 | 58 | EGTL Spares | Mtce | 51 | 51Z | MONITOR:TRIP CIRCUIT,-25 TO65C | OPERATING TEMPERATURE RANGE | Electric-Other : &quot;125VDC POWER,E-MAX RAW-1D, RED LIGHT, RESERVE POLARITY, CROSS REF DWG: EGTL1-POW-ELE-BM-00730,EGTL1-POW-ELE-BM-007353 ,EGTL1-POW-ELE-BM-007411&quot; | EA | 1 | 0 | 0 | NO | 252.1623 | 39158.28 | E-MAX | 632A304R | 632A304R | 22 | 1 | 3CAC |  |  | SEE ADDITIONAL INFO |  |  |  |  | 40975
8856 | 29200000TL | 03483 | EGC019007 | P | 58013656 | 58 | EGTL Spares | Mtce | 14 | 14Z | SWITCH: LIMIT | STAINLESS STEEL HOUSING | Instruments - Other & Parts : ENCLOSURE, SWITCH BOX, 145-XXV-0002, 145-XXV-0005, 145-XXV-0013, 145-XXV-0015, | EA | 3 | 0 | 0 | NO | 2050.03 | 402830.895 | WESTLOCK | EPICD47ROX3000001 | EPICD47ROX3000001 | 01,10 | 1 | 2CAB |  |  | SEE ITEM NOTE |  |  |  |  | 40914 | 42209 | 42254
8857 | 29200000TL | 03483 | EG1015016 | P | 58014169 | 58 | EGTL Spares | Mtce | 14 | 14H | SWITCH: PRESSURE PISTON | 15A 250 VAC, 0.5A 125 VDS | Pressure measuring and control Instruments : PROCESS CONN: 2 IN 300# RF FLG, BOTTOM, 0.14-1.7 BAR RANGE, DPDT, 316 SS ENCLOSURE, WITH FW2.4 DIAPHRAGM SEAL, CAPILLARY 10 FT LG, 2 IN 300 LB 316 SS RF FLG, 316 SS DIAPHRAGM | EA | 1 | 0 | 0 | NO | 1824.45 | 358832.826 | SOR | 4LCKK4U8C2ATT/FW2.4A.0501 | 4LCKK4U8C2ATT/FW2.4A.0501 | 01,10,22 | 1 | 2AAA |  |  | EGTL1-EAD-INS-DD-300092 |  |  |  |  | 40914 | 41860 | 41973
8858 | 29200000TL | 03483 | EGC036006 | P | 58014282 | 58 | EGTL Spares | Mtce | 51 | 51Z | PLUG: ELECTRICAL,MALE,2 POLE | 3 WIRE,15AA,250V,NEMA BRITISH | Electric-Other : BRITISH GW 20 209 (WORKSHOP TOOL & EQUIPMENT) | EA | 19 | 0 | 0 | NO | 26.72 | 4148.28 | TLC | TL PT15 |  | 01,10,22 | 1 | 3CAC | [7 empty] | 40915 | 44964 | [5 empty] | -10 | 1
8859 | 29200000TL | 03483 | EGC036006 | P | 58014284 | 58 | EGTL Spares | Mtce | 51 | 51Z | PLUG: ELECTRICAL,ANGLE,2 POLE | 3 WIRE,20AA,250V,NEMA 6-20P | Electric-Other : MALE (WORKSHOP TOOL & EQUIPMENT) | EA | 8 | 0 | 0 | NO | 26.72 | 4148.28 | HUBBELL | HBL8464V |  | 01,10,22 | 1 | 3CAC | [7 empty] | 40915 | 44848
8860 | 29200000TL | 03483 | EGC040009 | P | 58014312 | 58 | EGTL Spares | Mtce | 56 | 56Z | SCREW:REPLACEMENT COVER,M5 DIA | 2-1/2 IN LG,HEX WASHER HD,SS | *OBS*Fastener-BottWa : COVER SIZE 0, 1 & 2, 12/PK, (BM-000006A) | PK | 100 | 0 | 0 | NO | 0.9895 | 153.7 | PRATLEY | 57094 |  | 02,21,22 |  | 3CAC | 3CAC | [6 empty] | 40915
8861 | 29200000TL | 03483 | EGC043021 | P | 58014313 | 58 | EGTL Spares | Mtce | 51 | 51E | PLUG:BOX BLANKING,20 MM | NICKEL PLTD BRASS, | Electric Components - Conduit / Fitting :SIZE 0 (BM-000006A) | EA | 200 | 0 | 0 | NO | 1.7391 | 270.14 | PRATLEY | 61080 |  | 01 |  | 3CAC | [7 empty] | 40915
8862 | 29200000TL | 03483 | EGC043021 | P | 58014314 | 58 | EGTL Spares | Mtce | 51 | 51E | PLUG:BOX BLANKING,32 MM | NICKEL PLTD BRASS | Electric Components - Conduit / Fitting :SIZE 2 (BM-000006A) | EA | 200 | 18 | 20 | NO | 2.8985 | 450.23 | PRATLEY | 61082 |  | 01 |  | 3CAC | [7 empty] | 40915
8863 | 29200000TL | 03483 | EGC043006 | P | 58014315 | 58 | EGTL Spares | Mtce | 51 | 51E | ADAPTER: CONDUIT,EASY TO FIT | 20.4 MM,FEMALE THD,25 MM,MALE | Electric Components - Conduit / Fitting :THD,ALUM, BOX REDUCER SIZE 1 (BM-000006A) | EA | 100 | 0 | 0 | NO | 2.4387 | 378.81 | PRATLEY | 68101 |  | 01 |  | 3CAC | [7 empty] | 40915
8864 | 29200000TL | 03483 | EG1015005 | P | 58014403 | 58 | EGTL Spares | Mtce | 28 | 28B | GLOVES:SIDE SPLIT WELDING | LARGE,13.5 IN,COWHIDE,LEATHER | Safety-Personal : COMFORT-FIT, 6 PAIR PER PACKAGE (WELDING AND SOLDERING SUPPLIES) | PK | 1 | 0 | 0 | NO | 261.6773 | 80070.2 | PIP | PIP 73 7015A |  | 01 |  | 2CAC | 1BBB | [6 empty] | 40915 | 45831 | 43442 | -1 | 1
8865 | 29200000TL | 03483 | EG1015005 | P | 58014404 | 58 | EGTL Spares | Mtce | 28 | 28B | GLOVES:SIDE SPLIT WELDING | LARGE,14 IN LG,COWHIDE,BROWN | Safety-Personal : COMFORT-FIT, 6 PAIR PER PACKAGE (WELDING AND SOLDERING SUPPLIES) | PK | 2 | 0 | 0 | NO | 19.22 | 2983.91 | PIP | 7015A-L |  | 01 |  | 2CAC | [7 empty] | 40915 | 45831 |  | -1 | 1
8866 | 29200000TL | 03483 | EG1015005 | P | 58014406 | 58 | EGTL Spares | Mtce | 28 | 28B | GLOVES:SIDE-SPLIT TIG WELDING | MEDIUM,MEDIUM LG,COWHIDE | Safety-Personal : TAN AND PEARL,PEARL KIDSKIN LEATHER,4 IN GAUNTLET CUFF, 6 PAIR PER PACKAGE (WELDING AND SOLDERING SUPPLIES) | PK | 2 | 0 | 0 | NO | 22.5999 | 3508.65 | TILMAN | 24CM |  | 01 |  | 2CAC | [6 empty] | FCNLL575 | 40915
8867 | 29200000TL | 03483 | EG1015005 | P | 58014407 | 58 | EGTL Spares | Mtce | 28 | 28B | GLOVES:SIDE-SPLIT TIG WELDING | LARGE,LARGE LG,COWHIDE | Safety-Personal : TAN AND PEARL,PEARL KIDSKIN LEATHER,4 IN GAUNTLET CUFF, 6 PAIR PER PACKAGE (WELDING AND SOLDERING SUPPLIES) | PK | 1 | 0 | 0 | NO | 22.5999 | 3508.65 | TILMAN | 24CL |  | 01 |  | 2CAC | [6 empty] | FCNLL576 | 40915 | 42639
8868 | 29200000TL | 03483 | EG1015005 | P | 58014408 | 58 | EGTL Spares | Mtce | 28 | 28B | GLOVES:SIDE-SPLIT TIG WELDING | X-LARGE,X-LARGE LG,COWHIDE | Safety-Personal : TAN AND PEARL,PEARL KIDSKIN LEATHER,4 IN GAUNTLET CUFF, 6 PAIR PER PACKAGE (WELDING AND SOLDERING SUPPLIES) | PK | 2 | 0 | 0 | NO | 22.5999 | 3508.65 | TILMAN | 24CXL |  | 01 |  | 2CAC | [6 empty] | FCNLL577 | 40915
8869 | 29200000TL | 03483 | EG1015004 | P | 58014409 | 58 | EGTL Spares | Mtce | 28 | 28B | LENS: SAFETY EQUIPMENT,WELDING | 4.5 IN X 5,25 IN,CLEAR,PLASTIC | Safety-Personal : COVERS (WELDING AND SOLDERING SUPPLIES) | PK | 50 | 0 | 0 | NO | 3.05 | 473.5125 | COMFORT | 932-742- 50 PACKS |  | 00 |  | 2CAC | [7 empty] | 40915
8870 | 29200000TL | 03483 | EGC045014 | P | 58014527 | 58 | EGTL Spares | Mtce | 56 | 56Z | BOLT: STUD ALL-THREAD | SIZE: 3/4 IN X 160MM LG 10 UNC | *OBS*Fastener-Stud B : 10 UNC, CS, ASME SA193, GR B16, GRADE 7 OF ASTM A194 | PC | 8 | 0 | 0 | NO | 14.7498 | 4520.285 | LONESTAR FASTENERS |  | 8451 | 02,21,22 | 1 |  | 1BBB |  | 4P-20503-71 R2 |  |  |  |  | 40914 | 46028 |  | -16 | 1
8871 | 29200000TL | 03483 | EGC045014 | P | 58014530 | 58 | EGTL Spares | Mtce | 56 | 56Z | STUD: 7/8 IN DIA, 175MM LG | FULL THREAD | *OBS*Fastener-Stud B : 8 UNC, CS, ASME SA193, GR B16, 120-VD-206 | PC | 8 | 1 | 6 | NO | 28.5132 | 4426.68 | LARSEN & TOUBRO |  | 8451 | 02,21,22 | 1 |  | 2BAB |  | 1P-3503-1 R2 |  |  |  |  | 40914
8872 | 29200000TL | 03483 | EGC045003 | P | 58014531 | 58 | EGTL Spares | Mtce | 56 | 56Z | NUT: HEX 7/8 IN DIA | 175MM | *OBS*Fastener-Other : 9 UNC, 7/8 IN HT, ASTM SA194, GR 4, | PC | 16 | 1 | 11 | NO | 10.0635 | 1562.36 | LARSEN & TOUBRO |  | 8452 | 01,21,22 | 1 |  | 2BAB |  | 1P-3503-1 R2 |  |  |  |  | 40914
8873 | 29200000TL | 03483 | EGC045023 | P | 58014536 | 58 | EGTL Spares | Mtce | 56 | 56Z | NUT: HEX 1-1/2 IN DIA 8 UN | 1-1/2 IN HT | Fasteners / Hardware : HEAT TREATED ALLOY STEEL, ASTM SA194, GR 7, H=D, 120-ES-202 | PC | 50 | 0 | 0 | NO | 20.8343 | 3234.604 | LARSEN & TOUBRO |  | 8455 | 01,21,22 | 1 |  |  |  | 1P-3502-1 R 2 |  |  |  |  | 40975 |  | 41440
8874 | 29200000TL | 03483 | EGC024002 | P | 58014537 | 58 | EGTL Spares | Mtce | 54 | 54D | STUD BOLT: ALL-THREAD 3/4 IN | DIA, 135 MM LG,10 UNC,CS | *OBS*GS&P-Other : ASME SA193,GR B16, 120-ES-202, (FOR AUTOTHERMAL REFORMER) | PC | 5 | 3 | 6 | NO | 44.1476 | 6853.91 | LARSEN & TOUBRO |  | 11A FOR A MARK II, IQ25 | 02,21,22 | 1 |  | 2BAB | [6 empty] | 41209 | 43397
8875 | 29200000TL | 03483 | EGC045003 | P | 58014538 | 58 | EGTL Spares | Mtce | 56 | 56Z | NUT: HEX 3/4 IN DIA, 10 UNC | 3/4 IN HT | Fasteners / Hardware : HEAT TREATED ALLOY STEEL, ASTM SA194, GR 7, H=D 120-ES-202 | PC | 30 | 20 | 40 | NO | 6.5957 | 1024 | LARSEN & TOUBRO |  | 8457 | 01,21,22 | 1 |  |  |  | 1P-3502-1 R 2 |  |  |  |  | 40975 | 44431 | 41440
8876 | 29200000TL | 03483 | EGC022024 | P | 58014539 | 58 | EGTL Spares | Mtce | 56 | 56Z | STUD BOLT: ALL-THREAD 3/4 IN | DIA,150 LG,10 UNC,CS | *OBS*Fastener-Stud B : ASME SA193,GR B16, 120-ES-202 (FOR AUTOTHERMAL REFORMER) | PC | 4 | 0 | 0 | NO | 88.2952 | 13707.83 | LARSEN & TOUBRO |  | 11B FOR A MARK II, IQ25 | 02,21,22 | 1 | [8 empty] | 41209 | 41460
8877 | 29200000TL | 03483 | EGC045021 | P | 58014541 | 58 | EGTL Spares | Mtce | 56 | 56Z | BOLT: STUD ALL-THREAD 8 UN | 1-1/8 IN DIA, 220 MM LG | Fasteners / Hardware : CARBON STEEL, ASME SA193, GR B16, 120-ES-202 | PC | 28 | 20 | 40 | NO | 39.8575 | 6187.945 | LARSEN & TOUBRO |  | 8460 | 02 | 1 |  |  |  | 1P-3502-12R 2 |  |  |  |  | 40975 | 41578 | 41440
8878 | 29200000TL | 03483 | EGC045023 | P | 58014542 | 58 | EGTL Spares | Mtce | 56 | 56Z | NUT: HEX 1-1/8 IN DIA 8 UN | 1-1/8 IN HT | *OBS*Fastener-Other : HEAT TREATED ALLOY STL, ASTM A194, GR 7, H=D, 120-ES-202 | PC | 76 | 58 | 116 | NO | 11.0578 | 1716.73 | LARSEN & TOUBRO |  | 8461 | 01,21,22 | 1 |  | 2BAB |  | 1P-3502-12R 2 |  |  |  |  | 40975
8879 | 29200000TL | 03483 | EGC044012 | P | 58014703 | 58 | EGTL Spares | Mtce | 54 | 54D | GASKET: FLANGE NON-SPIRAL RF, | 3 IN PIPE, 150 LB, PTFE/SILICA |  | EA | 100 | 0 | 0 | NO | 88.9859 | 13813.2957 |  |  | 3J-49-1000-00 | 01 | 1 | 2BAA | 2BAA | [6 empty] | 41344 |  | 41853
8880 | 29200000TL | 03483 | EGC022021 | P | 58014725 | 58 | EGTL Spares | Mtce | 51 | 51C | FUSE: 20A, 250V, 50KA | 0.56 IN X 2 IN | Electric Components - Motor / Generator :GENERAL PURPOSE, IR, FERRULE, FIBER, | EA | 40 | 0 | 0 | NO | 3.0019 | 466.17 | BUSSMANN |  | NON-20 | 01,22 | 1 | 1AXX | [7 empty] | 40975
8881 | 29200000TL | 03483 | EGC022023 | P | 58014730 | 58 | EGTL Spares | Mtce | 14 | 14Z | SWITCH: HIGH PRESSURE | 115/230VAC, 1/4 IN FNPT | Instruments - Other & Parts : CENTER BACK, 0-150 PSI RANGE, 3PDT, GENERAL PURPOSE ENCLOSURE, 2-HVAC-01, CROSS REF DWG: EGTL1-POW-ARC-DD-001302 | EA | 2 | 0 | 0 | NO | 114.0734 | 17714.46 | JOHNSON CONTROLS | P20DB-1C | P20DB-1C | 01,10,22 | 1 | 3CAC |  |  | SEE ADDITIONAL INFO |  |  |  |  | 40975 | 43986
8882 | 29200000TL | 03483 | EGC022025 | P | 58014732 | 58 | EGTL Spares | Mtce | 14 | 14B | CONTROL | LOW AMBIENT FAN | Programmable Logic Controllers : CONTROL: AIR CONDITIONING/PRESSURE CUTOUT CONTROL LOW AMBIENT FAN, 120VAC, BLACK, 2-HVAC-01, CROSS REF DWG: EGTL1-POW-ARC-DD-001302 | EA | 3 | 0 | 0 | NO | 106.0683 | 16471.34 | JOHNSON CONTROLS | P20EB-2C | P20EB-2C | 22 | 1 | 3CAC | 2CBC |  | SEE ADDITIONAL INFO |  |  |  |  | 40975 | 43986
8883 | 29200000TL | 03483 | EGC022025 | P | 58014737 | 58 | EGTL Spares | Mtce | 66 | 66Z | VALVE: EXPANSION, 10 IN | 150 LB, 37 DEG JIC FLARE, | Valve-Other : 316 SS ASTM A351 BODY, BRASS TRIM, AIR OPERATED, 100-175 DEG F, TEFLON SEAL, THD BONNET, 2-WAY, PORLAND, DWD, 1-HVAC-01, 2-HVAC-01, CROSS REF DWG: EGTL1-POW-ARC-DD-001302 | EA | 1 | 0 | 0 | NO | 350.2254 | 54386.5 | SPORLAN | EBSVE-20 | EBSVE-20 | 02,22 | 1 | 3CAC |  |  | SEE ADDITIONAL INFO |  |  |  |  | 40975 | 41763
8884 | 29200000TL | 03483 | EGC023020 | P | 58014740 | 58 | EGTL Spares | Mtce | 66 | 66V | COIL: ELECTRICAL | SOLENOID VALVE, 125V | Process Control System :2-HVAC-02, 2-HVAC-01, CROSS REF DWG: EGTL1-POW-ARC-DD-001302 | EA | 1 | 0 | 0 | NO | 102.0657 | 15849.78 | SPORLAN | MKC-2 | MKC-2 | 01,10,22 | 1 | 3CAC |  |  | SEE ADDITIONAL INFO |  |  |  |  | 40975 | 45367 |  |  |  | -1 | 1
8885 | 29200000TL | 03483 | EG1015021 | P | 58014742 | 58 | EGTL Spares | Mtce | 50 | 50Z | BEARING: BLOWER 2-3/16 IN | SEAL & SHIELD, HEAVY SERIES | Bearings & Accessories - All : | EA | 3 | 0 | 0 | NO | 700.4508 | 108773 | DODGE | PB2S2203LE | PB2S2203LE | 01,21,22 | 1 | 3CAC |  |  | SEE ADDITIONAL INFO |  |  |  |  | 40975
8886 | 29200000TL | 03483 | EGC022021 | P | 58014751 | 58 | EGTL Spares | Mtce | 51 | 51Z | RELAY: AC CONTROL, 120V | 8 PIN TERMINAL | Electric-Other : PANEL SURFACE MOUNT, NEMA 1 ENCLOSURE, DWD, 1-HVAC-01, 2-HVAC-02, 2-HVAC-01, CROSS REF DWG: EGTL1-POW-ARC-DD-001302 | EA | 4 | 0 | 0 | NO | 21.0135 | 3263.19 | ALLEN BRADLEY | 700-HC24A1-4 | 700-HC24A1-4 | 01,10,22 | 1 | 3CAC |  |  | SEE ADDITIONAL INFO |  |  |  |  | 40975
8887 | 29200000TL | 03483 | EGC022021 | P | 58014752 | 58 | EGTL Spares | Mtce | 51 | 51Z | RELAY: CURRENT, 24V, 4PDT | 24VAC COIL, 8 PIN TERMINAL | Electric-Other : 1NO-1NC, FORM C CONTACT, REAR MOUNT, GENERAL PURPOSE ENCLOSURE, DWD, 2-HVAC-02, CROSS REF DWG: EGTL1-POW-ARC-DD-001302 | EA | 3 | 0 | 0 | NO | 14.009 | 2175.46 | ALLEN BRADLEY | 700-HC24A24-4 | 700-HC24A24-4 | 01,10,22 | 1 | 3CAC |  |  | SEE ADDITIONAL INFO |  |  |  |  | 40975
8888 | 29200000TL | 03483 | EGC022025 | P | 58014753 | 58 | EGTL Spares | Mtce | 51 | 51Z | RELAY:TIME DELAY 110/120V COIL | 0.1-30 SECOND OFF, 120V | Electric-Other : 4NO-2NC, SILVER PLTD CONTACT, 4PDT, SCREW TERMINAL, BRACKET MOUNT, NEMA 1 ENCLOSURE, 2-HVAC-02, 2-HVAC-01, CROSS REF DWG: EGTL1-POW-ARC-DD-001302 | EA | 3 | 0 | 0 | NO | 144.0927 | 22376.16 | ALLEN BRADLEY | 700-HNC44AA12 | 700-HNC44AA12 | 01,10,22 | 1 | 3CAC |  |  | SEE ADDITIONAL INFO |  |  |  |  | 40975
8889 | 29200000TL | 03483 | EGC022025 | P | 58014754 | 58 | EGTL Spares | Mtce | 51 | 51C | TRANSFORMER: DRY, 0.04KVA | 120/24V | Electric Components - Motor / Generator :DRY, 0.04KVA, 220/230/240/440/460/480VAC, 50/60HZ, 3PH, MARS, DWD, 1-HVAC-01, 2-HVAC-02, 2-HVAC-01, CROSS REF DWG: EGTL1-POW-ARC-DD-001302 | EA | 3 | 0 | 0 | NO | 46.6967 | 7251.5333 | MARS | 50354/50380 | 50354/50380 | 01,10,22 | 1 | 3CAC |  |  | SEE ADDITIONAL INFO |  |  |  |  | 40975
8890 | 29200000TL | 03483 | EGC023020 | P | 58014755 | 58 | EGTL Spares | Mtce | 51 | 51Z | ELEMENT | HEATER OVERLOAD | Electric-Other : THERMAL UNIT, W44, ADDITIONAL INFORMATION: C-H C306 CLASS 20, PACK, 18.7-30.7, 1-HVAC-01, 2-HVAC-02, 2-HVAC-01, CROSS REF DWG: EGTL1-POW-ARC-DD-001302 | EA | 1 | 0 | 0 | NO | 52.0335 | 8080.28 | CUTLER-HAMMER | H2013B-3 | H2013B-3 | 01,22 | 1 | 3CAC | 2CBC |  | SEE ADDITIONAL INFO |  |  |  |  | 40975
8891 | 29200000TL | 03483 | EGC022026 | P | 58014756 | 58 | EGTL Spares | Mtce | 51 | 51Z | ELEMENT | HEATER OVERLOAD | Electric-Other : THERMAL, W44,C-H C306 CLASS 20, PACK 62.2-84.6 CLASS 20, 1-HVAC-01, 2-HVAC-02, 2-HVAC-01, CROSS REF DWG: EGTL1-POW-ARC-DD-001302 | EA | 2 | 0 | 0 | NO | 71.45 | 11967.875 | CUTLER-HAMMER | H2022-3 | H2022-3 | 01,22 | 1 | 3CAC | 2CBC |  | SEE ADDITIONAL INFO |  |  |  |  | 40975 | 42002 | 42026
8892 | 29200000TL | 03483 | EGC022021 | P | 58014757 | 58 | EGTL Spares | Mtce | 51 | 51C | FUSE:TIME DELAY, 1A 600V, 10KA | 0.41 IN X 1.5 IN | Electric Components - Motor / Generator :GOULD SHAWMUT, 1-HVAC-01, 2-HVAC-02, 2-HVAC-01, CROSS REF DWG: EGTL1-POW-ARC-DD-001302 | EA | 20 | 0 | 0 | NO | 20.0129 | 3107.8 | SHAWMUT | ATDR1 | ATDR1 | 01,22 | 1 | 3CAC |  |  | SEE ADDITIONAL INFO |  |  |  |  | 40975
8893 | 29200000TL | 03483 | EGC022021 | P | 58014758 | 58 | EGTL Spares | Mtce | 51 | 51C | FUSE: TIME DELAY MIDGET | 5A, 250VAC, 10KA | Electric Components - Motor / Generator :IR,FERRULE, FIBER,1-1/2 IN X 13/32 IN, SHAWMUT, FU-MCC SEC, 1-HVAC-01, 2-HVAC-02, 2-HVAC-01, CROSS REF DWG: EGTL1-POW-ARC-DD-001302 | EA | 20 | 0 | 0 | NO | 8.0052 | 1243.12 | SHAWMUT | TRM5 | TRM5 | 01,22 | 1 | 3CAC |  |  | SEE ADDITIONAL INFO |  |  |  |  | 40975
8894 | 29200000TL | 03483 | EGC022021 | P | 58014759 | 58 | EGTL Spares | Mtce | 51 | 51C | FUSE: TIME DELAY MIDGET | 10A, 250V, 10KA | Electric Components - Motor / Generator :IR, FERRULE, FIBER, 1-1/2 IN X 13/32 IN,SHAWMUT, MCC SEC, 1-HVAC-01, 2-HVAC-02, 2-HVAC-01, CROSS REF DWG: EGTL1-POW-ARC-DD-001302 | EA | 13 | 0 | 0 | NO | 8.0052 | 1243.12 | SHAWMUT | TRM10 | TRM10 | 01,22 | 1 | 3CAC |  |  | SEE ADDITIONAL INFO |  |  |  |  | 40975 | 45096 | [5 empty] | -2 | 1
8895 | 29200000TL | 03483 | EGC022025 | P | 58014761 | 58 | EGTL Spares | Mtce | 51 | 51C | FUSE: ONE TIME GENERAL PURPOSE | 80A, 600V, 10K | Electric Components - Motor / Generator :IR, FERRULE, FIBERGLASS, 5-7/8 IN X 1-1/16 IN, GOULD SHAWMUT, DWD, 1-HVAC-01, 2-HVAC-01, CROSS REF DWG: EGTL1-POW-ARC-DD-001302 | EA | 9 | 0 | 0 | NO | 30.0193 | 4661.7 | SHAWMUT | OTS-80 | OTS-80 | 01,22 | 1 | 3CAC |  |  | SEE ADDITIONAL INFO |  |  |  |  | 40975
8896 | 29200000TL | 03483 | EGC022025 | P | 58014762 | 58 | EGTL Spares | Mtce | 51 | 51C | FUSE: ONE TIME GEN PURPOSE | 600V, 90A, 10K | Electric Components - Motor / Generator :IR, FERRULE, FIBERGLASS, 5-7/8 IN X 1-1/16 IN, GOULD SHAWMUT, DWD, 1-HVAC-01, 2-HVAC-01, CROSS REF DWG: EGTL1-POW-ARC-DD-001302 | EA | 9 | 0 | 0 | NO | 30.0193 | 4661.7 | SHAWMUT | OTS-90 | OTS-90 | 01,22 | 1 | 3CAC |  |  | SEE ADDITIONAL INFO |  |  |  |  | 40975
8897 | 29200000TL | 03483 | EG1015021 | P | 58014764 | 58 | EGTL Spares | Mtce | 50 | 50Z | BEARING: SHAFT, 7/8 IN, SEAL | HEAVY SERIES, CI | Bearings & Accessories - All :2-HVAC-01, CROSS REF DWG: EGTL1-POW-ARC-DD-001289 | EA | 2 | 0 | 0 | NO | 28.018 | 4350.92 | DAYTON | 991099 | 991099 | 01,21,22 | 1 | 3CAC |  |  | SEE ADDITIONAL INFO |  |  |  |  | 40975
8898 | 29200000TL | 03483 | EGC022026 | P | 58014765 | 58 | EGTL Spares | Mtce | 51 | 51C | CONTACTOR: 120V | 30A, 2 P, 110/120VAC COIL | Electric Components - Motor / Generator :NEMA 00 ENCLOSURE, NEMA 00, 2-HVAC-01, CROSS REF DWG: EGTL1-POW-ARC-DD-001289, EGTL1-POW-ARC-DD-002057, NEMA 00 | EA | 2 | 0 | 0 | NO | 334.2151 | 51900.26 | CUTLER-HAMMER | CN15AN3AB | CN15AN3AB | 01,10,22 | 1 | 3CAC |  |  | SEE ADDITIONAL INFO |  |  |  |  | 40975 | 42002
8899 | 29300000TL | 03483 | EGC022021 | P | 58014769 | 58 | EGTL Spares | Mtce | 71 | 71D | CONTACTOR: COMPRESSOR | 120VAC LINE, 120VAC COIL | *OBS*Compr/Parts-Oth : 10A, 3 POLE, SOL ENCLOSURE, 2-RIB-02, 2-RIB-03, CROSS REF DWG: EGTL1-POW-ELE-BM-003001New Part number 50040 coil 24VAC, 50/60hz, HCC-3XQ02XD113, 3 pole ,40amp,600v, | EA | 4 | 1 | 2 | YES | 60 | 95682 | MARMION AIR SYSTEMS | 50040 | 50040 | 01,10,22 | 1 | 3CAC | 1CCC |  | SEE ADDITIONAL INFO |  |  | HCC-3XQ02XD113 |  | 43770 | 44952 | 45761 |  |  |  |  | -2 | 2
8900 | 29200000TL | 03483 | EGC022021 | P | 58014779 | 58 | EGTL Spares | Mtce | 14 | 14Z | SWITCH: LOW PRESSURE | 125/250/480VAC 15A 60HZ | Instruments - Other & Parts : 1/4 IN FNPT, BACK, 0-150 PSI RANGE, 2P, NEMA 1 ENCLOSURE, 2-RIB-02, 2-RIB-03, CROSS REF DWG: EGTL1-POW-ELE-BM-003001 | EA | 2 | 0 | 0 | NO | 67.0431 | 10411.13 | MARMION AIR SYSTEMS | 70050 | 70050 | 01,10,22 | 1 | 3CAC |  |  | SEE ADDITIONAL INFO |  |  |  |  | 40975 | 44067
8901 | 29200000TL | 03483 | EGC021017 | P | 58014917 | 58 | EGTL Spares | Mtce | 14 | 14Z | INDICATOR: 3-1/2 IN LCD | DIGITAL DISPLAY | Instruments - Other & Parts : 4-20MA DC RANGE, -196 TO 255 DEG C SCALE, PLASTIC, OLD PN BA504D | EA | 1 | 1 | 2 | NO | 12398.4665 | 1924861.93 | BEKA ASSOCIATES LTD | BA504E | BA504D | 01,10,22 | 1 |  |  |  | BA504D DATASHEET |  |  |  |  | 40914
8902 | 29200000TL | 03483 | EGC046012 | P | 58014925 | 58 | EGTL Spares | Mtce | 53 | 53Z | ADAPTER: TUBE TO PIPE,1/2 IN | TUBE,SWAGELOK TUBE FITTING | Fittings - Tube :3/4 IN PIPE,MNPT,MONEL ASTM B164 (INSTRUMENTATION BULK MATL) | EA | 5 | 0 | 0 | NO | 55.45 | 16933.321 | SWAGELOK | M-810-1-12 |  | 01 | 1 | 3CBC | 1BBB | [5 empty] | SWAGE670 | 40915 | 44505 | 43267
8903 | 29300000TL | 03483 | EGC046023 | P | 58014926 | 58 | EGTL Spares | Mtce | 53 | 53Z | UNION: TUBE,1/2 IN,SWAGELOK | TUBE FITTING,MONEL ASTM B564 | Fittings - Tube :INSTRUMENTATION BULK MATL | EA | 10 | 2 | 4 | YES | 141.65 | 133329.479 | SWAGELOK | M-810-6 |  | 00 | 1 | 3CBC | 1BBB | [6 empty] | 43770 | 45279 | 45308 |  |  |  |  | -5 | 1
8904 | 29200000TL | 03483 | EGC046027 | P | 58014930 | 58 | EGTL Spares | Mtce | 53 | 53Z | FILTER:TEE PARTICULATE,1/2 IN | X 1/2 IN,40 MICRON,316 SS HSG | Fittings - Tube :INSTRUMENTATION BULK MATL | EA | 4 | 0 | 0 | NO | 109.7971 | 17044.9 | SWAGELOK | SS-8TF-40 |  | 01 | 1 | 3CBC | 1BBB | [6 empty] | 40915 | 41836
8905 | 29200000TL | 03483 | EGC024030 | P | 58014931 | 58 | EGTL Spares | Mtce | 66 | 66Z | VALVE: NEEDLE,1/2 IN,6000 LB | MNPT X FNPT,316 SS ASTM A276 | Valve-Other : BODY,METAL SEAT,MANUAL OPERATED,GRAFOIL PACKING,THD, B-STOCK (INSTRUMENTATION BULK MATL) | EA | 8 | 0 | 0 | NO | 109.88 | 33562.9406 | OLIVER VALVES | M50S/AG |  | 02 | 1 | 3CBC | [7 empty] | 40915 | 44953 | 43362 |  |  |  |  | -1 | 1
8906 | 29300000TL | 03483 | EGC046030 | P | 58014933 | 58 | EGTL Spares | Mtce | 53 | 53Z | ADAPTER: TUBE TO PIPE,1/2 IN | TUBE 1/2 IN PIPE | Fittings - Tube :FITTING, MNPT Male Connector | EA | 62 | 75 | 108 | YES | 37.97 | 58826.5413 | SWAGELOK | SS-810-1-8 |  | 01 | 1 | 3CBC | 1BBB |  |  |  |  | SS-810-1-8 | SWAGE578 | 43770 | 45952 | 45915 | -134 | 6 | -106 | 12 | -130 | 10
8907 | 29200000TL | 03483 | EGC046028 | P | 58014934 | 58 | EGTL Spares | Mtce | 53 | 53Z | UNION: TUBE, 1/2 IN | FITTING,316 SS ASTM A276 | Fittings - Tube :INSTRUMENTATION BULKHEAD MATL | EA | 5 | 0 | 0 | NO | 47.7003 | 14335.3385 | SWAGELOK | SS-810-61 |  | 00 | 1 | 3CBC | 1BBB |  |  |  |  | SS-810-61 |  | 40915 | 45829 | 43267 | -30 | 1 |  |  | -1 | 1
8908 | 29200000TL | 03483 | EGC046035 | P | 58014935 | 58 | EGTL Spares | Mtce | 53 | 53Z | ADAPTER: TUBE TO PIPE,1/2 IN | TUBE,SWAGELOK TUBE FITTING | Fittings - Tube :3/4 IN PIPE,MNPT,316 SS ASTM A276 (INSTRUMENTATION BULK MATL) | EA | 1 | 0 | 0 | NO | 29.6051 | 9064.3992 | SWAGELOK | SS-810-1-12 |  | 01 | 1 | 3CBC | 3CBC | [5 empty] | SWAGE580 | 40915 | 45300 | 43301 |  |  | -1 | 1 | -42 | 2
8909 | 29200000TL | 03483 | EGC046027 | P | 58014936 | 58 | EGTL Spares | Mtce | 53 | 53Z | PLUG: PIPE,PIPE:1/2 IN,MONEL | ASTM B-164,THD,HEX HD | Fittings - Tube :B-STOCK (INSTRUMENTATION BULK MATL) | EA | 20 | 0 | 0 | NO | 24.7556 | 3843.3714 | SWAGELOK | M-810-P |  | 01,02 | 1 | 3CBC | 1BBB | [6 empty] | 40915 | 41431 | 41534
8910 | 29200000TL | 03483 | EGC046063 | P | 58014943 | 58 | EGTL Spares | Mtce | 53 | 53Z | ADAPTER: TUBE TO PIPE,1/4 IN | TUBE, 3/4 IN PIPE | Fittings - Tube :FITTING, NPT Male | EA | 104 | 0 | 0 | NO | 13.9809 | 2170.4 | SWAGELOK | SS-400-1-12 |  | 01 | 1 | 3CBC | 1BBB |  |  |  |  | SS-400-1-12 |  | 40915 | 41785
8911 | 29200000TL | 03483 | EGC046038 | P | 58014944 | 58 | EGTL Spares | Mtce | 53 | 53Z | PLUG: PIPE,1/4 IN,316 SS | ASTM A276,THD | Fittings - Tube :B-STOCK (INSTRUMENTATION BULK MATL) | EA | 26 | 0 | 0 | NO | 6.838 | 1061.6614 | SWAGELOK | SS-4-P |  | 02 | 1 | 3CBC | 1BBB | [6 empty] | 40915 | 45429 | 41534 |  |  | -3 | 1
8912 | 29300000TL | 03483 | EGC030006 | P | 58014953 | 58 | EGTL Spares | Mtce | 53 | 53Z | ADAPTER | TUBE TO PIPE,3/8 IN | Fittings - Tube :CONNECTOR: 3/8" Tube x 1/4" MNPT Male | EA | 7 | 11 | 17 | YES | 22.84 | 34198.1036 | SWAGELOK | SS-600-1-4 |  | 01 | 1 | 3CBC | 1BBB |  |  |  |  | SS-600-1-4 | SWAGE584 | 43770 | 45993 | 45999 | -66 | 3 |  |  | -15 | 1
8913 | 29200000TL | 03483 | EG1016002 | P | 58014990 | 58 | EGTL Spares | Mtce | 72 | 72Z | FILTER: INLET SOLARTRON | ANALYZER | 7 MICRON INLET FILTER FOR SOLARTRON 3098 SPECIFIC GRAVITY ANALYZER. TAG: 120-AT-0001,120-AT-0011, 130-AT-1004 AND 130-AT-2004 | EA | 19 | 0 | 0 | NO | 290.1774 | 45048.6 | EMERSON MICRO MOTION INC, | 450601390 | 3J-2000427-00 | 01,22 | 1 | 1BCB | [7 empty] | 41210 | 41931
8914 | 29200000TL | 03483 | EG1015012 | P | 58014991 | 58 | EGTL Spares | Mtce | 54 | 54D | FUSE | 2A SOLARTRON ANALYZER | FOR SOLARTRON 3098 SPECIFIC GRAVITY ANALYZER. TAG: 120-AT-0001, 120-AT-0011,130-AT-1004 AND 130-AT-2004 MANUFACTURER: EMERSON MICRO MOTION INC, 7070 WINCHESTER CIRCLE, BOULDER CO 80301, USA | EA | 35 | 0 | 0 | NO | 12.0071 | 1863.78 | EMERSON MICRO MOTION INC, | 360106230 | B7021 | 01,22 | 1 | 1BCB | 1BCB | [6 empty] | 41210 | 45709 |  | -5 | 1
8915 | 29200000TL | 03483 | EG1015012 | P | 58014992 | 58 | EGTL Spares | Mtce | 54 | 54D | FUSE | 1.25A | 1.25A FUSE FOR SOLARTRON 3098 SPCIFIC GRAVITY ANALYZER. TAG: 120-AT-0001, 120-AT-0011,130-AT-1004 AND 130-AT-2004 | EA | 25 | 0 | 0 | NO | 8.0048 | 1242.52 | EMERSON MICRO MOTION INC, | 360190320 | 3051CG5A22A1AE8M5Q4 | 01,22 | 1 | 1BCB | 1BCB | [6 empty] | 41210 | 45709 |  | -5 | 1
8916 | 29200000TL | 03483 | EGC046044 | P | 58015013 | 58 | EGTL Spares | Mtce | 72 | 72Z | HOUSING: SS FILTER KIT | COMPLETE WITH MEMBRANE | Filtration - Filters/ Other : 1/4 IN PORT & 1/4 IN DRAIN/GAUGE PORT HIGH FLOW FOR ANALYZER CENTER OF PORT TO BACK 0.4IN, BODY DIAMETER 2.48IN, BODY DEPTH 1.75IN, 08 MICRON, PTFE, SS WITH LIQUID BLOCK, 120-AX-1123, 120-AX-1124, 120-AX-1125, 120-AX-1126, 13 | KT | 10 | 0 | 0 | NO | 568.3294 | 88204.72 | UNITED FILTER | SM105.221-M2 | MOT102727150010 | 01,22 | 1 | 1BCB | [5 empty] | GUARDIAN |  | 41250 | 45854 | 41425 | -4 | 1 |  |  | -3 | 1
8917 | 29200000TL | 03483 | EGC046045 | P | 58015023 | 58 | EGTL Spares | Mtce | 72 | 72Z | FILTER:ANALYZER,1/4 IN, | 316SS ELEMENT,2 MICRON,SS HSG | *OBS*Filtration-Elem : TF, 120-AX-1122, 120-AX-1123, 120-AX-2124, 120-AX-2125, 120-AX-2126, 160-AX-0002A, 160-AX-0002B, EGTL1-SEA-INS-SC-200251, EGTL1-SEA-INS-SC-200151, EGTL1-SEA-INS-SC-603851, TF, 12 | EA | 28 | 0 | 0 | NO | 167.0968 | 25933.43 | SWAGELOK | SS-4TF-2 | 10025622 | 01,22 | 1 | 1BCB | 1BCB | [6 empty] | 41250 | 45235 | [5 empty] | -2 | 1
8918 | 29200000TL | 03483 | EGC046045 | P | 58015025 | 58 | EGTL Spares | Mtce | 72 | 72Z | FILTER:ANALYZER,1/4 IN,316SS | ELEMENT,0.5 MICRON,SS HSG | *OBS*Filtration-Elem : TF, 30-AX-2001, 130-AX-1004, 130-AX-2004, 187-AX-0001, 120-AX-0001, EGTL1-SEA-INS-SC-300451, EGTL1-SEA-INS-SC-300353, EGTL1-SEA-INS-SC-300453, EGTL1-SEA-INS-SC-300351, EGTL1-SE | EA | 8 | 0 | 0 | NO | 182.1055 | 28262.78 | SWAGELOK | SS-4TF-05 | 10544690 | 01,22 | 1 | 1BCB | 1BCB | [6 empty] | 41250 | 44994 | [5 empty] | -1 | 1
8919 | 29200000TL | 03483 | EG1015006 | P | 58015032 | 58 | EGTL Spares | Mtce | 14 | 14C | FLOWMETER:DIRECT READING | LIQUID SERVICE,3 IN GLASS TUBE | Flow Measuring Instruments : PURBE METER 1/4 IN FNPT,17 SLPM,0-36,SCFH AIR RANGE,SS,VITON, WITH VALVE, 0-100%, 130-AX-2004, 187-AX-0001, 178-AX-001A, 187AX-0008, 120-AX-0001, 120-AX-0011, 178-AX-001B, EGTL (FOR ANALYZER) | EA | 11 | 0 | 0 | NO | 272.7735 | 42334.4435 | W&T | 34-D133-SS-XX-2X | 10544121 | 22 | 1 | 1BCB | [7 empty] | 41250 | 43897
8920 | 29200000TL | 03483 | EGC046033 | P | 58015043 | 58 | EGTL Spares | Mtce | 14 | 14I | INDICATOR: SIGHT FLOW 1/2 IN | FNPT,316 SS, ANALYZER | Temperature and heat measuring instruments : MONEL SHAFT 172-AX-0012, 120-AX-1104, 130-AX-1003, 130-AX-2003, 172-AX-0001, 172-AX-0002, 172-AX-0005, 120-AX-2104, 172-AX-0114, 172-AX-0115, 172-AX-0218, 172-AX-0219, 172-AX-0318, 172-AX-031 | EA | 14 | 0 | 0 | NO | 398.2308 | 61805.42 | WE ANDERSON | SF1-300SS-1/2-S3 | 10547691 | 22 | 1 | 1BCB | [7 empty] | 41250 | 45742 |  | -1 | 1 |  |  | -2 | 2
8921 | 29200000TL | 03483 | EGC019023 | P | 58015053 | 58 | EGTL Spares | Mtce | 54 | 54D | FLOWMETER:ANALYZER,3/4 IN FNPT | 2 GPM (8.9 LPM) RANGE,SS, | *OBS*GS&P-Other : NO VALVE, 150-AX-0011, EGTL1-SEA-INS-SC-500653, | EA | 4 | 0 | 0 | NO | 1853.377 | 291018.9027 | W&T | 5120M1-23-32-XX-H1 | 10544907 | 22 | 1 | 1BCB | 1BCB | [6 empty] | 41210 | 44618 | 41984
8922 | 29200000TL | 03483 | EGC019024 | P | 58015065 | 58 | EGTL Spares | Mtce | 54 | 54D | GLASS TUBE FLOWMET,1/4 IN FNPT | 0-70 CCM RANGE, MONEL/VITON | *OBS*GS&P-Other : MEDC SOUNDER / HORN 48VOLT RED COLOUR P/N DB3UL048N2CNR USE F&G ON EGTL PLANT MANUFACTURER MEDC, 3413 NORTH SAM HOUSTON PARKWAY WEST, SUITE 212, HOUSTON, TX 77086, USA | EA | 5 | 0 | 0 | NO | 2981.543 | 472254.386 | KING INSTRUMENT COMPANY | 74C-123G081-293800-09 | 10544934 | 22 | 1 | 1BCB | 1BCB | [6 empty] | 41210 |  | 41984
8923 | 29200000TL | 03483 | EGC046025 | P | 58015068 | 58 | EGTL Spares | Mtce | 66 | 66Z | STRAINER: PIPING Y,1/2 IN,FNPT | 600 LB,MONEL, ANALYZER | Valve-Other : 100 MESH, SS BODY, 120-AX-1104, 120-AX-2104, 172-AX-0114, 172-AX-0115, 172-AX-0218, 172-AX-0219, 172-AX-0318, 172-AX-0319, 172-AX-0418, 172-AX-0419, 160-AX-0002A, 160-AX-0002B, 177-AX-0004 | EA | 14 | 0 | 0 | NO | 736.4268 | 114293.44 | ARMSTRONG | 1/2&QUOT; E25SC | 10544502 | 22 | 1 | 1BCB | [7 empty] | 41250 | 45238 | [5 empty] | -1 | 1
8924 | 29200000TL | 03483 | EGC046016 | P | 58015071 | 58 | EGTL Spares | Mtce | 14 | 14C | FLOWMETER:ANALYZER,1/4 IN FNPT | 2830 SCFM RANGE,SS ANALYZER | Flow Measuring Instruments : WITH VALVE, 0-100%, 178-AX-001B, 187AX-0008, EGTL1-SEA-INS-SC-780951EGTL1-SEA-INS-SC-871151, EGTL1-SEA-INS-SC-781051 | EA | 4 | 0 | 0 | NO | 443.2569 | 68793.47 | W&T | 32-D093-SS-XX-2X | 10544521 | 22 | 1 | 1BCB | [7 empty] | 41250 | 43897
8925 | 29200000TL | 03483 | EGC046044 | P | 58015074 | 58 | EGTL Spares | Mtce | 66 | 66P | REGULATOR: PRESSURE REDUCING | CONTROL VALVE,3600 PSIG INLET | Valve-Regulators : 0-10 PSIG (0-0.7 BARG) OUTLET,1/4 IN IN FNPT,316L SS BODY, 178-AX-001B, EGTL1-SEA-INS-SC-780951, EGTL1-SEA-INS-SC-781051, (FOR ANALYZER) | EA | 4 | 0 | 0 | NO | 542.3143 | 84167.18 | GO | PR1-1L11B3C111 | 10544538 | 01,10,22 | 1 | 1BCB | 1BBB | [6 empty] | 41250 | 42431
8926 | 29200000TL | 03483 | EGC019029 | P | 58015079 | 58 | EGTL Spares | Mtce | 54 | 54D | VALVE:VPREA,18 1/8 IN LONG | 5000 PSIG AT 300°F | *OBS*GS&P-Other : (345 BARG AT 149°C), 1/4 IN BARE TUBE ENDS,303/316 SS BODY,ADJUSTABLE ROD IN TUBE OPERATED,300°F,ROD IN TUBE,ONE WAY, ROD IN TUBE, 120-AX-2104, EGTL1 (FOR ANALYZER) | EA | 7 | 0 | 0 | NO | 2108.1468 | 327271.8624 | SENTRY | VREL-1-1-1 | 10544562 | 02,22 | 1 | 1BCB | 1BCB | [6 empty] | 41210 | 45740 | 41891 | -1 | 1 |  |  | -1 | 1
8927 | 29300000TL | 03483 | EGC046046 | P | 58015080 | 58 | EGTL Spares | Mtce | 14 | 14C | ROTAMETER: LOW FLOWMETER | 2500 CCM | Flow Measuring Instruments : WITH VITON AND 1/4 INCH MNPT ENTRY P/N 10544572 FOR SAMPLE FLOW SYSTEMS TAG: 120-AX-1104, 120-AX-2104, 130-AX-1003, 130-AX-2003, 172-AX-0001, 172-AX-0002, 172-AX-0005, 172-AX-0114, 172-AX-0115, 172-AX-0218, 172-AX-0219, 172 | EA | 7 | 2 | 4 | YES | 690.3571 | 803311.9321 | WALLACE & TIERNAN | 30-C153-SS-XX-XX | 10544572 | 22 | 1 | 1BCB | [6 empty] | PDIU071 | 43770 | 45920 | 45281 | -2 | 2 | -5 | 3 | -4 | 4
8928 | 29200000TL | 03483 | EGC046045 | P | 58015081 | 58 | EGTL Spares | Mtce | 66 | 66Z | VALVE:SEVERE SERVICE, 3/8 IN | 1000°F @ 3030 PSIG /537°C @ | Valve-Other : 208 BAR,3/8 IN SWAGELOK TUBE FITTING,SS BODY,HANDLE OPERATED,1000°F,GRAFOIL PACKING,NEEDLE VALVE/BALL STEM,ONE WAY, 130-AX-1003, 130-AX-2003, 120-AX-2104, 172-AX-0114, 172-AX-0 (FOR ANALYZER) | EA | 1 | 0 | 0 | NO | 288.5514 | 87566.7923 | SWAGELOK | SS-6NBS6-G | 10545148 | 02,22 | 1 | 1BCB | [7 empty] | 41250 | 45639 | 43385 |  |  | -2 | 1 | -4 | 3
8929 | 29200000TL | 03483 | EGC032018 | P | 58015103 | 58 | EGTL Spares | Mtce | 14 | 14Z | SWITCH:PRESSURE ANALYZER, | 125VAC@11A / 30VDC@5A | Instruments - Other & Parts : 18 IN FREE LEADS 1/2-14NPT,TOP,25-65 PSIG (1.7-4.5 BAR) RANGE,SPDT,EXPLOSION PROOF ENCLOSURE, 120-AH-203, 130-AH-143, 130-AH-243, 172-AH-015, 150-AH-001, 174-AH-001, | EA | 11 | 0 | 0 | NO | 376.2249 | 58399.7829 | CCS | 611GZE8105 | 10545137 | 01,10,22 | 1 | 1BCB | [7 empty] | 41210 | 45071 | [5 empty] | -1 | 1
8930 | 29200000TL | 03483 | EGC019010 | P | 58015194 | 58 | EGTL Spares | Mtce | 51 | 51Z | TRANSFORMER:HVAC,0.075KVA | 440-480V,24V,50/60HZ,3PH, HVAC | Electric-Other : &quot;STL/CU 145-CP-002, &quot; | EA | 2 | 0 | 0 | NO | 37.3224 | 5793.93 | DAYTON | 4VZF5 |  | 01,10,22 | 1 | 1CAB | [7 empty] | 41344
8931 | 29300000TL | 03483 | EGC026002 | P | 58015268 | 58 | EGTL Spares | Mtce | 56 | 56Z | COUPLING: SHAFT DRIVE,1-1/8 IN | BORE,2.11 IN OD,2.51 IN LG | Fasteners / Hardware : &quot;SINTERED IRON SHAFT COUPLER BODY,LOVEJOY JAW TYPE 130-XA-008 LOVEJOY - J86985-105L SIZE L095&quot; | EA | 2 | 0 | 1 | YES | 118.5 | 182330.025 | LOVEJOY | J86985-105L | J86985-105L | 01,22 | 1 | 3CCC |  |  | Z-86985-AS1 |  |  |  |  | 43770 |  | 45278
8932 | 29200000TL | 03483 | EGC033010 | P | 58015288 | 58 | EGTL Spares | Mtce | 14 | 14Z | KIT BEAD MAXUM II GC | P/N 2020176-001 | Instruments - Other & Parts : FOR MAXUM II GC TAG: 130-AT-1001, 130-AT-2001 AND 187-AT-0001 | EA | 1 | 2 | 3 | NO | 1564.6363 | 248423.4645 | SIEMENS, HOUSTON, TEXAS, | 2020176-001 |  | 01,22 | 1 | 1BCB | 2CBC |  | EGTL1-SEA-INS-SC-300352 |  |  |  |  | 40914 | 45874 | 41939 | -1 | 1 | -1 | 1
8933 | 29200000TL | 03483 | EGC046027 | P | 58015309 | 58 | EGTL Spares | Mtce | 51 | 51D | CABLE:IDE COMPACT FLASH | MAXUM II GC | Electric Components - Wire / Cable : IDE CABLE 19" FOR COMPACT FLASH FOR MAXUM II GC TAG: 130-AT-1001, 130-AT-2001 AND 187-AT-0001 MANUFACTURER: SIEMENS, 7101 HOLLISTER ROAD, HOUSTON, TX 77040, USA | EA | 2 | 0 | 0 | NO | 24.0201 | 3729.36 | SIEMENS, HOUSTON, TEXAS, | 1901692-001 | 1901692-001 | 01,10,22 | 1 | 1BCB |  |  | EGTL1-SEA-INS-SC-300352 |  |  |  |  | 40914
8934 | 29200000TL | 03483 | EGC046027 | P | 58015323 | 58 | EGTL Spares | Mtce | 51 | 51Z | KIT FITTING MAXUN II GC | P/N 2020155-001 | Electric-Other : FITTING KIT FOR MAXUM II GC TAG: 130-AT-1001, 130-AT-2001 AND 187-AT-0001 MANUFACTURER: SIEMENS, 7101 HOLLISTER ROAD, HOUSTON, TX 77040, USA | EA | 3 | 0 | 0 | NO | 299.2504 | 46461.61 | SIEMENS, HOUSTON, TEXAS, | 2020155-001 |  | 01,22 | 1 | 1BCB | 2CBC |  | EGTL1-SEA-INS-SC-300352 |  |  |  |  | 40914
8935 | 29200000TL | 03483 | EGC046026 | P | 58015325 | 58 | EGTL Spares | Mtce | 51 | 51Z | KIT HARDWARE MAXUM II GC | P/N 2020157-001 | Electric-Other : HARDWARE KIT FOR MAXUM II GC TAG: 130-AT-1001, 130-AT-2001 AND 187-AT-0001 MANUFACTURER: SIEMENS, 7101 HOLLISTER ROAD, HOUSTON, TX 77040, USA | EA | 2 | 0 | 0 | NO | 460.3852 | 71479.4 | SIEMENS, HOUSTON, TEXAS, | 2020157-001 |  | 01,22 | 1 | 1BCB | 2CBC |  | EGTL1-SEA-INS-SC-300352 |  |  |  |  | 40914
8936 | 29200000TL | 03483 | EGC033011 | P | 58015361 | 58 | EGTL Spares | Mtce | 54 | 54D | O-RING: ANALYZER, 115MM | 2.5 MM ID | *OBS*GS&P-O-Rings : &quot;Green Fluorocarbone, REF C75121Z100C3 SERIAL #7MB2121-1AU60-0AA1; SERIAL #7MB2121-1DU60-0AA1; SERIAL #7MB2124-1BG60-0DN1 SERIAL &quot; | EA | 10 | 0 | 0 | NO | 9.0017 | 1397.61 | SIEMENS | 1900580-001 | 1900580-001 | 01,22 | 1 | 1BCB | 1BCB |  | EGTL1-SEA-INS-SC-603851 |  |  |  |  | 40975
8937 | 29200000TL | 03483 | EGC033011 | P | 58015363 | 58 | EGTL Spares | Mtce | 54 | 54D | O-RING | ANALYZER, 70 x 2.0MM ID | *OBS*GS&P-O-Rings : &quot;Nitrile dureté 70 Sh., C75121Z101C2 ; SERIAL #7MB2121-1AU60-0AA1; SERIAL #7MB2121-1DU60-0AA1; SERIAL #7MB2124-1BG60-0DN1; SERIAL #7MB2124-1BG60-0DN1&quot; | EA | 10 | 5 | 10 | NO | 8.0015 | 1242.32 | SIEMENS | 1900582-001 | 1900582-001 | 01,22 | 1 | 1BCB | 1BCB |  | EGTL1-SEA-INS-SC-603851 |  |  |  |  | 40975
8938 | 29200000TL | 03483 | EGC033011 | P | 58015375 | 58 | EGTL Spares | Mtce | 56 | 56Z | NUT | GAS ANALYZER | *OBS*Fastener-Other : TUB STUB TO SAMPLE CELL; C79451A3478C8; SERIAL #7MB2121-1AU60-0AA1; SIEMENS ULTRAMAT 6E; CONTINUOUS GAS ANALYZER; EGTL1-SEA-INS-SC-603851, TUB STUB TO SAMPLE CELL; C79451A3478C8; SERIAL #7MB2121-1AU60-0AA1. | EA | 2 | 1 | 2 | NO | 16.0031 | 2484.64 | SIEMENS | 1901138-001 | 1901138-001 | 01,21,22 | 1 | 1BCB | 1BCB |  | EGTL1-SEA-INS-SC-603851 |  |  |  |  | 40975
8939 | 29200000TL | 03483 | EGC033005 | P | 58015412 | 58 | EGTL Spares | Mtce | 66 | 66O | VALVE | ISOLATOR | FOR SG900 SARASOTA SPECIFIC GRAVITY ANALYZER TAG: 150-AT-0005 | EA | 1 | 0 | 0 | NO | 308.0595 | 47829.32 | THERMO ELECTRON CORPORATI | ZV10-0060 | ZV10-0060 | 02,22 | 1 | 1BCB | 2CBC |  | EGTL1-SEA-INS-SC-502151 |  |  |  |  | 40914
8940 | 29200000TL | 03483 | EGC033009 | P | 58015416 | 58 | EGTL Spares | Mtce | 72 | 72Z | HEATER | CARTRIDGE 115VAC | Filtration - Filters/ Other : FOR FLASH POINT ANALYZER. TAG: 150 AT 0010 P/N 247302 MANUFRACTURER: PAC, 2340 S ARLINGTON HEIGHTS ROAD, SUITE 512, ARLINGTON HEIGHTS, ILLINOIS, 60005, USA | EA | 1 | 1 | 2 | NO | 479.0315 | 74371.27 | PRECISION SCIENTIFIC | 247302 | 247302 | 22 | 1 | 1BCB | 2CBC |  | EGTL1-SEA-INS-SC-500653 |  |  |  |  | 40914 | 45796 |  | -1 | 1
8941 | 29200000TL | 03483 | EGC033002 | P | 58015418 | 58 | EGTL Spares | Mtce | 53 | 53Z | FERRULE: REAR TEFLON 1/8IN | FOR FLASH POINT ANALYZER | Fittings - Tube :TAG: 150 AT 0010 | EA | 4 | 1 | 4 | NO | 16.0031 | 2484.64 | PRECISION SCIENTIFIC | 260960 | 260960 | 01,22 | 1 | 2 | 1BBB |  | EGTL1-SEA-INS-SC-500653 |  |  |  |  | 40914 | 44845
8942 | 29200000TL | 03483 | EGC033011 | P | 58015424 | 58 | EGTL Spares | Mtce | 54 | 54A | GASKET: FLASH CUP | FOR FLASH POINT ANALYZER | Gaskets : TAG: 150 AT 0010 | EA | 8 | 0 | 0 | NO | 113.0083 | 17544.97 | PRECISION SCIENTIFIC | 581410 | 581410 | 01,22 | 1 |  |  |  | EGTL1-SEA-INS-SC-500653 |  |  |  |  | 40914
8943 | 29200000TL | 03483 | EGC033002 | P | 58015449 | 58 | EGTL Spares | Mtce | 53 | 53Z | FERRULE:FRONT,TEFLON,1/8IN MPT | X 4 MA TUBE FITTING, ANALYZER | Fittings - Tube : | EA | 10 | 0 | 0 | NO | 30.0174 | 4658.7 | PRECISION SCIENTIFIC | 260932 | 260932 | 01,22 | 1 | 1BCB | 1BBB |  | EGTL1-SEA-INS-SC-500653 |  |  |  |  | 40914
8944 | 29200000TL | 03483 | EGC033011 | P | 58015471 | 58 | EGTL Spares | Mtce | 34 | 34A | INSERT: TEST CFPP | WITHOUT FILTER | Laboratory - Analytical Instruments : FOR COLD FILTER PLUG POINT ANALYZER. TAG: 150 AT 0011 | EA | 1 | 0 | 0 | NO | 386.2238 | 59941.94 | PRECISION SCIENTIFIC | 301-19 | 301-19 | 01,22 | 1 | 1BCB |  |  | EGTL1-SEA-INS-SC-500653 |  |  |  |  | 40914
8945 | 29200000TL | 03483 | EGC031018 | P | 58015489 | 58 | EGTL Spares | Mtce | 72 | 72Z | ELEMENT | BALSTON | 050-11-BX ELEMANT FOR SOLARTRON 3098 SPECIFIC GRAVITY ANALYZER, TAG: 120-AT-0001,120-AT-0011, 130-AT-1004 AND 130-AT-2004 | EA | 4 | 0 | 0 | NO | 734.1418 | 113982.86 | EMERSON MICRO MOTION INC, | 450600780 | 450600780 | 01,22 | 1 | 1BCB | 1BCB |  | EGTL1-SEA-INS-SC-300354 |  |  |  |  | 40914 | 41931
8946 | 29200000TL | 03483 | EG1016002 | P | 58015491 | 58 | EGTL Spares | Mtce | 66 | 66Z | DIAPHRAGM | ASSEMBLY | FOR SOLARTRON 3098 SPECIFIC GRAVITY ANALYZER TAG: 120-AT-0001, 120-AT-0011, 130-AT-1004 AND 130-AT-2004 | EA | 6 | 0 | 0 | NO | 522.1009 | 81061.38 | EMERSON MICRO MOTION INC, | 30980200A | 30980200A | 22 | 1 | 1BCB | 1BBB |  | EGTL1-SEA-INS-SC-300354 |  |  |  |  | 40914 | 41358
8947 | 29200000TL | 03483 | EG1016002 | P | 58015492 | 58 | EGTL Spares | Mtce | 54 | 54D | O-RING 1.42MM | SOLARTRON | FOR SOLARTRON 3098 SPECIFIC GRAVITY ANALYZER TAG: 120-AT-0001, 120-AT-0011, 130-AT-1004 AND 130-AT-2004 | EA | 8 | 0 | 0 | NO | 16.0031 | 2484.64 | EMERSON MICRO MOTION INC, | 470111330 | 470111330 | 01,22 | 1 | 1BCB | 1BCB |  | EGTL1-SEA-INS-SC-300354 |  |  |  |  | 40914 | 41358
8948 | 29200000TL | 03483 | EG1016002 | P | 58015493 | 58 | EGTL Spares | Mtce | 54 | 54D | O-RING: 20MM | 24MM OD,2.0MM WD,VITON,DOWTY | FOR SOLARTRON 3098 SPECIFIC GRAVITY ANALYZER TAG: 120-AT-0001, 120-AT-0011, 130-AT-1004 AND 130-AT-2004 | EA | 10 | 0 | 0 | NO | 16.0031 | 2484.64 | EMERSON MICRO MOTION INC, | 470112890 | 470112890 | 01,22 | 1 | 1BCB | 1BCB |  | EGTL1-SEA-INS-SC-300354 |  |  |  |  | 40914 | 41358
8949 | 29200000TL | 03483 | EG1016002 | P | 58015494 | 58 | EGTL Spares | Mtce | 54 | 54D | O-RING | 47MM | FOR SOLARTRON 3098 SPECIFIC GRAVITY ANALYZER TAG: 120-AT-0001, 120-AT-0011, 130-AT-1004 AND 130-AT-2004 | EA | 10 | 0 | 0 | NO | 16.0031 | 2484.64 | EMERSON MICRO MOTION INC, | 470112960 | 470112960 | 01,22 | 1 | 1BCB | 1BCB |  | EGTL1-SEA-INS-SC-300354 |  |  |  |  | 40914
8950 | 29200000TL | 03483 | EGC046054 | P | 58015495 | 58 | EGTL Spares | Mtce | 14 | 14Z | ORIFICE | INPUT | FOR SOLARTRON 3098 SPECIFIC GRAVITY ANALYZER TAG: 120-AT-0001, 120-AT-0011, 130-AT-1004 AND 130-AT-2004 | EA | 4 | 0 | 0 | NO | 194.0375 | 30126.26 | EMERSON MICRO MOTION INC, | 30980203A | 30980203A | 22 | 1 | 1BCB | 2CBC |  | EGTL1-SEA-INS-SC-300354 |  |  |  |  | 40914
8951 | 29200000TL | 03483 | EG1016002 | P | 58015497 | 58 | EGTL Spares | Mtce | 54 | 54A | GASKET | TRANSDUCER | FOR SOLARTRON 3098 SPECIFIC GRAVITY ANALYZER TAG: 120-AT-0001, 120-AT-0011, 130-AT-1004 AND 130-AT-2004 | EA | 3 | 2 | 3 | NO | 34.0066 | 5279.86 | EMERSON MICRO MOTION INC, | 30983714A | 30983714A | 01,22 | 1 | 1BCB | 2CBC |  | EGTL1-SEA-INS-SC-300354 |  |  |  |  | 40914 | 41932
8952 | 29300000TL | 03483 | EGC033004 | P | 58015498 | 58 | EGTL Spares | Mtce | 14 | 14Z | GAUGE | PRESSURE | FOR SOLARTRON 3098 SPECIFIC GRAVITY ANALYZER TAG: 120-AT-0001, 120-AT-0011, 130-AT-1004 AND 130-AT-2004 | EA | 2 | 1 | 2 | YES | 1612 | 2671873.88 | EMERSON MICRO MOTION INC, | 340040040 | 340040040 | 05,22 | 1 | 1BCB | 1BCB |  | EGTL1-SEA-INS-SC-300354 |  |  |  | KGISL088 | 43770 |  | 45362
8953 | 29200000TL | 03483 | EGC046054 | P | 58015504 | 58 | EGTL Spares | Mtce | 66 | 66H | VALVE: PRESSURE RELIEF | 1/4 IN NPT(M) INLET,1/4 IN | FOR SOLARTRON 3098 SPECIFIC GRAVITY ANALYZER TAG: 120-AT-0001, 120-AT-0011, 130-AT-1004 AND 130-AT-2004 | EA | 4 | 0 | 0 | NO | 290.056 | 45034.1 | EMERSON MICRO MOTION INC, | 450600250 | 450600250 | 02,22 | 1 | 1BCB |  |  | EGTL1-SEA-INS-SC-300354 |  |  |  |  | 40914
8954 | 29200000TL | 03483 | EG1015012 | P | 58015514 | 58 | EGTL Spares | Mtce | 11 | 11Z | CABLE | DISPLAY | FOR SOLARTRON 3098 SPECIFIC GRAVITY ANALYZER. TAG: 120-AT-0001, 120-AT-0011, 130-AT-1004 AND 130-AT-2004 | EA | 3 | 0 | 0 | NO | 68.0131 | 10559.72 | EMERSON MICRO MOTION INC, | 79503708A | 79503708A | 01,10,22 | 1 | 1BCB | 2CBC |  | EGTL1-SEA-INS-SC-300354 |  |  |  |  | 40914 | 45352 |  |  |  | -1 | 1
8955 | 29200000TL | 03483 | EGC046044 | P | 58015534 | 58 | EGTL Spares | Mtce | 14 | 14Z | GAUGE:1/4INSS PRESS.REGULATOR | 2.5IN DIA,0-50PS/0-4BAR DUAL. | NOSHOK PRESSURE GAUGE, 2.5", 0-50PS/0-4BAR DUAL,1/4"SS, PAR NUMBER 25-500/60/4 BAR FOR PARKER REGULATOR, 2 STAGE.0-60PSI(0-48AR)OUT,SPAN,CGA-350 PART NUMBER IR6002SK5POL3040R2-350 AND REGULATOR, 2 STAGE,0-60PS1(0-4BAR)OUTA2,CGA-5130 PART NUMBER 1R50025K5P | EA | 3 | 0 | 0 | NO | 184.1067 | 28573.36 | NOSHOK | 25-500/15/1 BAR | 37013JE | 05,22 | 1 | 1BCB |  |  | EGTL1-SEA-INS-SC-203041 |  |  |  |  | 40914 | 43817
8956 | 29200000TL | 03483 | EGC033003 | P | 58015539 | 58 | EGTL Spares | Mtce | 51 | 51C | MOTOR STEPPER 24 VOLT H2S | BA0431 | Electric Components - Motor / Generator :FOR SULFUR ANALYZER AT 2005 PICTURE OF PART AVAILABLE AT HTTP://WWW.GALVANIC.COM/PARTS/BA0431" | EA | 1 | 0 | 0 | NO | 762.4419 | 118330.98 | GALVANIC APPLIED SCIENCES | BA0431 |  | 22 | 1 | 1BCB | 2CBC |  | EGTL1-SEA-INS-SC-200151 |  |  |  |  | 40914 | 44003
8957 | 29300000TL | 03483 | EGC032022 | P | 58015541 | 58 | EGTL Spares | Mtce | 14 | 14Z | TAPE | LEAD ACETATE 300 FT | Instruments - Other & Parts : FOR SULFUR ANALYZER. | EA | 11 | 7 | 11 | YES | 205 | 336050.35 | GALVANIC APPLIED SCIENCES | C00329 |  | 01,22 | 1 | 1BCB | 2CBC |  | EGTL1-SEA-INS-SC-200151 |  |  |  |  | 43770 | 45938 | 45501 | -4 | 1 | -13 | 4 | -7 | 2
8958 | 29200000TL | 03483 | EGC033003 | P | 58015543 | 58 | EGTL Spares | Mtce | 54 | 54A | GASKET | REAR WINDOW H2S | Gaskets : FOR SULFUR ANALYZER AT 2005 PICTURE OF PART AVAILABLE AT HTTP://WWW.GALVANIC.COM/PARTS/MC0593" | EA | 3 | 0 | 0 | NO | 105.0157 | 33475.8883 | GALVANIC APPLIED SCIENCES | MC0593 |  | 01,22 | 1 | 1BCB | 2CBC |  | EGTL1-SEA-INS-SC-200151 |  |  |  |  | 40914 | 45279 | 43892 |  |  |  |  | -2 | 2
8959 | 29300000TL | 03483 | EGC033002 | P | 58015550 | 58 | EGTL Spares | Mtce | 54 | 54D | O-RING: KALREZ HIGH TEMP | CONNECTED TO QUARTZ TUBE | *OBS*GS&P-O-Rings : FOR SULFUR ANALYZER 2005 PICTURE OF PART AVAILABLE AT HTTP://WWW.GALVANIC.COM/PARTS/MC0945" | EA | 8 | 5 | 8 | YES | 224.98 | 356604.549 | GALVANIC APPLIED SCIENCES | MC0945 |  | 01,22 | 1 | 1BCB | 1BCB |  | EGTL1-SEA-INS-SC-200151 |  |  |  |  | 43770 | 45631 | 45701 |  |  | -7 | 1 | -8 | 2
8960 | 29200000TL | 03483 | EGC032018 | P | 58015551 | 58 | EGTL Spares | Mtce | 14 | 14Z | SWITCH | THERMO | Instruments - Other & Parts : FOR SULFUR ANALYZER PICTURE OF PART AVAILABLE AT HTTP://WWW.GALVANIC.COM/PARTS/BA1480" | EA | 12 | 0 | 0 | NO | 114.022 | 17703.06 | GALVANIC APPLIED SCIENCES | BA1480 |  | 01,10,22 | 1 | 1BCB | 2CBC |  | EGTL1-SEA-INS-SC-200151 |  |  |  |  | 40914 | 44303
8961 | 29300000TL | 03483 | EGC033002 | P | 58015554 | 58 | EGTL Spares | Mtce | 65 | 65A | STRIP | APERTURE | Tools - Hand / Power :FOR SULFUR (H2S) ANALYZER | EA | 2 | 1 | 2 | YES | 309.5675 | 128328.1 | GALVANIC APPLIED SCIENCES | MC1136 |  | 01,22 | 1 | 1BCB | 2CBC |  | EGTL1-SEA-INS-SC-200151 |  |  |  |  | 43770 |  | 44463
8962 | 29300000TL | 03483 | EGC033009 | P | 58015556 | 58 | EGTL Spares | Mtce | 60 | 60B | TUBING | TYGON 2 FT LONG | Line Pipe - Non-Metal :NEEDED PER ANALYZER FOR SULFUR ANALYZER | EA | 2 | 0 | 1 | YES | 38.5 | 60363.9575 | GALVANIC APPLIED SCIENCES | LT-2-4 |  | 22 | 1 | 1BCB | 2CBC |  | EGTL1-SEA-INS-SC-200151 |  |  |  |  | 43770 |  | 45428
8963 | 29200000TL | 03483 | EGC046044 | P | 58015558 | 58 | EGTL Spares | Mtce | 60 | 60B | SPOOL | TAKE UP | Fabricated Piping :FOR SULFUR (H2S) ANALYSER PICTURE OF PART AVAILABLE AT HTTP://WWW.GALVANIC.COM/PARTS/AF036" | EA | 4 | 0 | 0 | NO | 198.0383 | 30747.42 | GALVANIC APPLIED SCIENCES | AF0367 |  | 22 | 1 | 1BCB | 1BBB |  | EGTL1-SEA-INS-SC-200151 |  |  |  |  | 40914
8964 | 29200000TL | 03483 | EGC033002 | P | 58015560 | 58 | EGTL Spares | Mtce | 02 | 02A | HUMIDIFIER: ROD | WITH GLASS INSERT | Heating Ventilation and Air Conditioning Equipnment & Parts : FOR SULFUR ANALYZER | EA | 3 | 1 | 3 | NO | 20.0039 | 3105.8 | GALVANIC APPLIED SCIENCES | MC2505 | MC2505 | 22 | 1 | 1BCB |  |  | EGTL1-SEA-INS-SC-200151 |  |  |  |  | 40914 | 44370
8965 | 29300000TL | 03483 | EG1015016 | S | 58015568 | 58 | EGTL Spares | Mtce | 14 | 14A | SENSOR :TRACE DISSOLVED OXYGEN | 0.1PPB TO 20PPM RANGE | Analyzers & Monitors : TRACED DISSOLVED OXYGEN SENSOR (PROBE) 0.1PPB TO 20PPM RANGE TAG: 172-AT-0001 MANUFACTURER: EMERSON PROCESS MANAGEMENT, 2400BARRANCA PARKWAY, IRVINE, CA 92606, USA | EA | 1 | 1 | 2 | YES | 5863.46 | 8996013.505 | ROSEMOUNT ANALYTICAL, IRV | 499ATRDO |  | 01,22 | 1 | 1BCB |  |  | EGTL1-SEA-INS-SC-721851 |  |  |  |  | 43770 | 45840 | 45681 | -1 | 1
8966 | 29200000TL | 03483 | EGC027014 | P | 58015569 | 58 | EGTL Spares | Mtce | 14 | 14A | KIT : MEMBRANE | DISSOLVED OXYGEN SENSOR | Analyzers & Monitors : MEMBRANE KIT OF 3 ITEMS USED WITH TRACED DISSOLVED OXYGEN SENSOR TAG: 172-AT-0001 MANUFACTURER: EMERSON PROCESS MANAGEMENT, 2400 BARRANCA PARKWAY, IRVINE, CA 92606, USA | KI | 1 | 0 | 0 | NO | 422.75 | 77905.575 | ROSEMOUNT ANALYTICAL | 23502-04 | 23502-04 | 01,22 | 1 | 1BCB |  |  | EGTL1-SEA-INS-SC-721851 |  |  |  |  | 40914 | 45192 | 42026 |  |  |  |  | -1 | 1
8967 | 29300000TL | 03483 | EGC023014 | S | 58015626 | 58 | EGTL Spares | Mtce | 14 | 14Z | GAUGE:PRESSURE,+10PSI / -10PSI | RANGE,3.5 IN DIAL,1/4 IN 18NPT | *OBS*Gage&Parts-Pres : STEEL CASE,BRASS TUBE,BRASS,BACK,HORIZONTALLY MOUNT,NO FILLED FILLED, VACUUM, QUALITROL 050-35E, 2-TR2-2A,FOR SUBSTATION TRANSFORMERS | PC | 1 | 0 | 1 | YES | 1100 | 1647019 | QUALITROL COMPANY LLC. | 050-35E | MAN 10-G | 05,22 | 1 | 3CAC | 3CAC |  | G193901LEI |  |  |  |  | 43770 |  | 45896
8968 | 29200000TL | 03483 | EGC023014 | P | 58015627 | 58 | EGTL Spares | Mtce | 51 | 51C | CONTACTOR:SST,110/115 V LINE | 110/115 V COIL,9A,3 POLE,GE | Electric Components - Motor / Generator :CL00A3I0TJ, 2-TR2-2A | PC | 2 | 0 | 0 | NO | 127.6121 | 19816.89 | GE | C2000 / GE 109175 | HA00 | 01,10,22 | 1 | 3CAC |  |  | G193901LEI |  |  |  |  | 40914
8969 | 29200000TL | 03483 | EGC023013 | P | 58015628 | 58 | EGTL Spares | Mtce | 51 | 51Z | SWITCH: SELECTOR, 10 AMP | KNOBBED SHAFT,MANUAL,1 NO,1 NC | Electric-Other : POSITION,KNOB OPERATED,WATERPROOF ENCLOSURE, GE CR104PSG21B91, 2-TR2-2A | PC | 2 | 0 | 0 | NO | 76.5593 | 11888.89 | GE | GE CR104PSG21B91 | HA81 | 01,10,22 | 1 | 3CAC |  |  | G193901LEI |  |  |  |  | 40914
8970 | 29200000TL | 03483 | EGC023013 | P | 58015629 | 58 | EGTL Spares | Mtce | 51 | 51Z | SWITCH: SELECTOR,10 A | KNOB OPERATED,MAINTEND 1NO-1NC | Electric-Other : NO OR NC POSITION,NON WEATHER PROOF ENCLOSURE, SQD 43KB, 2-TR2-2A | PC | 2 | 0 | 0 | NO | 106.5786 | 16550.59 | SQUARE D | 43KB | PD206 | 01,10,22 | 1 | 3CAC |  |  | G193901LEI |  |  |  |  | 40914
8971 | 29200000TL | 03483 | EGC023013 | P | 58015630 | 58 | EGTL Spares | Mtce | 51 | 51B | LIGHT: INDICATING,120V,GREEN | PUSH TO TEST,PANEL MOUNT | Electric Components - Lighting : GE CR104PLG42G, 2-TR2-2A | PC | 2 | 0 | 0 | NO | 99.414 | 15438 | GE | GE CR104PLG42G | HA87 | 01,10,22 | 1 | 3CAC |  |  | G193901LEI |  |  |  |  | 40914
8972 | 29200000TL | 03483 | EGC023013 | P | 58015631 | 58 | EGTL Spares | Mtce | 51 | 51B | LAMP:INDICATOR,6.3V,GREEN | T-3-1/4 BULB,15A, BULB, ABOVE | Electric Components - Lighting : &quot;2-TR2-2A, MAN PART NO: P/N 755 T3-1/4 MINI BAY INDIC 6.3 DESCRIPTION - BULB FOR P/N CR104PLG42G&quot; | PC | 10 | 0 | 0 | NO | 10.2016 | 2763.324 | GE |  | 755 | 01,10,22 | 1 | 3CAC | 1CCC |  | G193901LEI |  |  |  |  | 40914 | 43340 | 43529
8973 | 29200000TL | 03483 | EGC023014 | P | 58015632 | 58 | EGTL Spares | Mtce | 51 | 51C | FUSE:SUBSTATION TRANSFORMER | 3A,600VAC,300VDC,100KA IR,PLUG | Electric Components - Motor / Generator :CLOSED,1.99 IN, TCF3, 2-TR2-2A | PC | 50 | 0 | 0 | NO | 22.4445 | 3485.4 | BUSSMANN | 2-TR2-2A | PE040 | 01,22 | 1 | 3CAC |  |  | G193901LEI |  |  |  |  | 40914
8974 | 29200000TL | 03483 | EGC023013 | P | 58015633 | 58 | EGTL Spares | Mtce | 51 | 51C | HOLDER: FUSE,FINGER, 30A,600V | 1.02 IN X 1.99 IN FUSE SIZE | Electric Components - Motor / Generator :BUSSMAN, TFCH30, 2-TR2-2A | PC | 5 | 0 | 0 | NO | 17.151 | 2663.38 | BUSSMANN | 2-TR2-2A | PE042 | 01,22 | 1 | 3CAC |  |  | G193901LEI |  |  |  |  | 40914
8975 | 29200000TL | 03483 | EGC023014 | P | 58015635 | 58 | EGTL Spares | Mtce | 51 | 51Z | RELAY: OVERLOAD,CONTROL,20 AMP | 2 NO-2 NC,2 NO-2 NC CONTACT NO | Electric-Other : 110/115 VAC 50/60 HZ COIL,8 TERMINAL,DIN MOUNT,NON WEATHERPROOF ENCLOSURE, GE, RL4RA022TJ, 2-TR2-2A | PC | 5 | 0 | 0 | NO | 108.5499 | 16856.71 | GE | RL4RA022TJ | HA10 | 01,10,22 | 1 | 3CAC |  |  | G193901LEI |  |  |  |  | 40914 | 44978 | [5 empty] | -1 | 1
8976 | 29200000TL | 03483 | EGC023014 | P | 58015636 | 58 | EGTL Spares | Mtce | 51 | 51Z | RELAY:CONTROL,NEMA P600 | 2NO/2NC,125VDC COIL COIL | Electric-Other : GE, RL4RD022TK, 2-TR2-2A | PC | 5 | 0 | 0 | NO | 190.4425 | 29573.82 | GE | RL4RD022TK | HA11 | 01,10,22 | 1 | 3CAC |  |  | G193901LEI |  |  |  |  | 40914 | 44978 | [5 empty] | -1 | 1
8977 | 29200000TL | 03483 | EGC019020 | P | 58015677 | 58 | EGTL Spares | Mtce | 50 | 50Z | FUSE:PHOTOHELIC, 0.25A ,250V, | 20 MM, INLET AIR FILTERS | Bearings & Accessories - All :&quot;ELECTRIC COMPONENT, 110-XF-201 MAN PART NO: GT06-2711 (OR T062711), &quot; | EA | 13 | 0 | 0 | NO | 0.1081 | 16.775 | DONALDSON | T062711 |  | 01,10,22 | 1 | 3CCA | [7 empty] | 41349
8978 | 29200000TL | 03483 | EGC019013 | P | 58015678 | 58 | EGTL Spares | Mtce | 72 | 72Z | FILTER: AIR PRESSURE REGULATOR | 12 CM X 8 CM X 8 CM, SINTERED | *OBS*Filtration-Elem : &quot;PLASTIC ELEMENT,5 MICRON,PLASTIC HSG, FILTER MEDIA, 110-XF-201 MAN PART NO: GT06-2023 (OR T062023), (INLET AIR FILTERS)&quot; | EA | 22 | 2 | 4 | NO | 9.3068 | 1444.785 | DONALDSON | T062023 |  | 01,22 | 1 | 3CCA | 3CCA | [6 empty] | 41349 | 42189
8979 | 29200000TL | 03483 | EG1016002 | P | 58015704 | 58 | EGTL Spares | Mtce | 51 | 51F | PROTECTOR:MOTOR CIRCUIT,2.5-4A | 2 POLE, 110-XF-201, 110-XS-100 | Electric Components - Circuit Protection:&quot;110-XS-200 MAN PART NO: 3EA-AE17685-01/Q02&quot; | EA | 2 | 0 | 0 | NO | 108.75 | 33244.875 | MOELLER ELECTRIC | 3EA-AE17685-01/Q02 | MOE.PKZM04 | 01,10,22 | 1 | 3CCA |  |  | 3EA-AE17685-01 |  |  |  |  | 40914 | 42903 | 42958
8980 | 29200000TL | 03483 | EGC038024 | P | 58015740 | 58 | EGTL Spares | Mtce | 54 | 54D | O-RING:SEAL,EPDM 180 | API CENTRIFUGAL PUMPS | *OBS*GS&P-O-Rings : &quot;172-PC-001 A/B/C EGTL1-SLZ-MEC-DD-720050 PART NO 41256,&quot; | EA | 1 | 0 | 0 | NO | 642.1469 | 99693.3 | SULZER | 104943079570 | C02323A01 5108 | 01,22 | 1 | 3 | 2BAB | [6 empty] | 41250 | 45176 | [5 empty] | -1 | 1
8981 | 29200000TL | 03483 | EGC038025 | P | 58015751 | 58 | EGTL Spares | Mtce | 54 | 54D | SEAL:PROFILE,REINGRAFIT | API CENTRIFUGAL PUMPS | *OBS*GS&P-Other : &quot;172-PC-001 A/B/C EGTL1-SLZ-MEC-DD-720050 PART 41020&quot; | EA | 3 | 0 | 0 | NO | 3202.3481 | 497164.55 | SULZER | 204648711001 | 8060-32312 | 01,22 | 1 | 3 | 2BAB | [6 empty] | 41250 | 44256
8982 | 29200000TL | 03483 | EGC038017 | P | 58015754 | 58 | EGTL Spares | Mtce | 54 | 54D | O-RING:SEAL,FPM 70-FKM | API CENTRIFUGAL PUMPS | *OBS*GS&P-O-Rings : &quot;172-PC-002 130-PC-007 135-PC-005A/B 130-PC-004A/B EGTL1-SLZ-MEC-DD-720051 PART NO 41205&quot; | PC | 11 | 0 | 0 | NO | 239.607 | 37198.99 | SULZER | 21702021805 | C02495A1426359 | 01,22 | 1 | 2CAC | 2CAC | [6 empty] | 41250 | 45578 |  |  |  | -2 | 1
8983 | 29200000TL | 03483 | EGC038005 | P | 58015757 | 58 | EGTL Spares | Mtce | 54 | 54D | GASKET:API CENTRIFUGAL PUMP | GRAPHITE/316 SS,SPIRAL WOUND | *OBS*GS&P-O-Rings : &quot;172-PC-002 130-PC-007 130-PC-005 A/B 130-PC-004 A/B EGTL1-SLZ-MEC-DD-720051 PART 40007&quot; | PC | 21 | 0 | 0 | NO | 535.5217 | 83139.75 | SULZER | 104944166060 | C02495A2295304 | 01,22 | 1 | 2CAC | 2CAC | [6 empty] | 41250 | 45586 |  |  |  | -3 | 1 | -2 | 1
8984 | 29200000TL | 03483 | EGC038010 | P | 58015760 | 58 | EGTL Spares | Mtce | 76 | 76Z | SEAL:PROFILE, REINGRAFIT | API CENTRIFUGAL PUMPS | Pumps-Other : &quot;172-PC-002 130-PC-007 135-PC-005 A/B EGTL1-SLZ-MEC-DD-720051 PART 41011&quot; | PC | 6 | 0 | 0 | NO | 2186.3043 | 356666.4193 | SULZER | 104098250001 | C02495A38 5304 | 01,22 | 1 | 2CAC | [7 empty] | 41250 | 44257 | 42232
8985 | 29200000TL | 03483 | EGC038021 | P | 58015765 | 58 | EGTL Spares | Mtce | 54 | 54D | O-RING:API CENTRIFUGAL PUMP | BUNA N, | *OBS*GS&P-O-Rings : &quot;172-PC-011A/B/C EGTL1-SLZ-MEC-DD-720052 PART NO 412.116 OR 412.337&quot; | PC | 16 | 0 | 0 | NO | 51.6902 | 8023.4781 | SULZER | 1056182 | 70782 82 5127 | 01,22 | 1 | 2CAC | 2CAC | [6 empty] | 41250
8986 | 29200000TL | 03483 | EGC038018 | P | 58015767 | 58 | EGTL Spares | Mtce | 54 | 54D | SEAL:PROFILE, REINGRAFIT | API CENTRIFUGAL PUMPS | *OBS*GS&P-Other : &quot;130-PC-007 135-PC-005 A/B 130-PC-004 A/B EGTL1-SLZ-MEC-DD-300201 PART 41008&quot; | PC | 7 | 6 | 8 | NO | 432.4843 | 67144.6233 | SULZER | 204649064001 | 8049 305000000 | 01,22 | 1 | 2CAC | 2CAC | [6 empty] | 41250 | 44671
8987 | 29200000TL | 03483 | EGC038031 | P | 58015768 | 58 | EGTL Spares | Mtce | 54 | 54A | O-RING:SEAL, FFKM | API CENTRIFUGAL PUMPS | *OBS*GS&P-O-Rings : &quot;130-PC-004 A/B EGTL1-SLZ-MEC-DD-300200 PART 41209, 130-PC-004 A/B EGTL1-SLZ-MEC-DD-300200 PART 41209&quot; | EA | 7 | 0 | 0 | NO | 5788.9062 | 898727.69 | SULZER | 104943027616 | B01084E0385136 | 01,22 | 1 | 2CAC | 1BBB | [6 empty] | 41250 | 45578 |  |  |  | -1 | 1
8988 | 29200000TL | 03483 | EGC038031 | P | 58015769 | 58 | EGTL Spares | Mtce | 54 | 54A | O-RING:SEAL,FFKM | API CENTRIFUGAL PUMPS | Gaskets : &quot;O-RING:SEAL,FFKM, ADDITIONAL INFORMATION:130-PC-004A/B EGTL1-SLZ-MEC-DD-300200 PART NO 41214, 130-PC-004A/B EGTL1-SLZ-MEC-DD-300200 PART NO 41214&quot; | PC | 5 | 0 | 0 | NO | 8469.7125 | 1364671.4025 | SULZER | 104943031816 | B00003B03 5136 | 01,22 | 1 | 2CAC | [7 empty] | 41250 | 45578 | 42087 |  |  | -1 | 1
8989 | 29200000TL | 03483 | EGC026029 | P | 58015770 | 58 | EGTL Spares | Mtce | 76 | 76Z | SEAL:PROFILE,REINGRAFIT | API CENTRIFUGAL PUMPS | Pumps-Other : &quot;SEAL:PROFILE,REINGRAFIT, ADDITIONAL INFORMATION:130-PC-004 A/B EGTL1-SLZ-MEC-DD-300200 PART 41011&quot; | PC | 2 | 0 | 0 | NO | 2719.8924 | 435528.3643 | SULZER | 104098249001 | B00003B10 5136 | 01,22 | 1 | 2CAC | [7 empty] | 41250 | 45585 | 41962 |  |  | -3 | 3
8990 | 29200000TL | 03483 | EGC038019 | P | 58015772 | 58 | EGTL Spares | Mtce | 54 | 54A | GASKET:API CENTRIFUGAL PUMP | GRAPHITE/316 SS,SPIRAL WOUND | Seals : &quot;130-PC-005 A/B 130-PC-010 A/B 135-PC-006 A/B 172-PC-012 A/B EGTL1-SLZ-MEC-DD-300430 PART 400.02 OR 400.03 OR 400.05 OR 400.1&quot; | EA | 1 | 0 | 0 | NO | 56.9238 | 8555.77 | SULZER | 104943264649 | SEE ADDITIONAL INFO | 01,22 | 1 | 2CAC | 2CAC | [6 empty] | 41250 | 45831 |  | -1 | 1 | -2 | 2 | -1 | 1
8991 | 29200000TL | 03483 | EGC038017 | P | 58015774 | 58 | EGTL Spares | Mtce | 54 | 54A | GASKET:API CENTRIFUGAL PUMP | GRAPHITE/316 SS,SPIRAL WOUND | Gaskets : &quot;130-PC-006 EGTL1-SLZ-MEC-DD-300431 PART 400.02 OR 400.03 OR 400.05 OR 400.10&quot; | PC | 7 | 2 | 8 | NO | 2296.9098 | 356574.7637 | SULZER | 104943265272 | SEE ADDITIONAL INFO | 01,22 | 1 | 2CAC | [7 empty] | 41250 | 44201 | 41893
8992 | 29200000TL | 03483 | EGC038019 | P | 58015775 | 58 | EGTL Spares | Mtce | 54 | 54A | GASKET:API CENTRIFUGAL PUMP | GRAPHITE/316 SS,SPIRAL WOUND | Seals : &quot;130-PC-006 135-PC-002 A/B 172-PC-005 181-PC-001 A/B 172-PC-006 A/B EGTL1-SLZ-MEC-DD-300431 PART NO 400.02 OR 400.03 OR 400.05 OR 400.10 &quot; | EA | 11 | 0 | 0 | NO | 44.3273 | 6881.81 | SULZER | 104943263949 |  | 01,22 | 1 | 2CAC | 1BBB | [6 empty] | 41250 | 45442 |  |  |  | -1 | 1
8993 | 29200000TL | 03483 | EGC027021 | P | 58015777 | 58 | EGTL Spares | Mtce | 54 | 54A | GASKET:API CENTRIFUGAL PUMP | 316 SS/GRAPHITE,SPIRAL WOUND | Gaskets : &quot;130-PC-010 A/B 135-PC-006 A/B EGTL1-SLZ-MEC-DD-300432 PART 400.02 OR 400.03 OR 400.05 OR 400.10&quot; | PC | 3 | 0 | 0 | NO | 2791.0638 | 421429.7558 | SULZER | 104943248966 | 6309ZC3 | 01,22 | 1 | 2CAC | [7 empty] | 41250 | 45831 | 41893 | -1 | 1
8994 | 29200000TL | 03483 | EGC038017 | P | 58015779 | 58 | EGTL Spares | Mtce | 54 | 54A | O-RING:API CENTRIFUGAL PUMP | VITON | Seals : &quot;130-PC-102/202 A/B 130-PC-103/203 A/B 135-PC-003 A/B EGTL1-SLZ-MEC-DD-300433 PART 412.05&quot; | EA | 18 | 0 | 0 | NO | 115.0114 | 17855.52 | SULZER | 21702012505 | JDE58018368 | 01,22 | 1 | 2CAC | 1BBB | [6 empty] | 41250 | 45968 |  | -1 | 1
8995 | 29200000TL | 03483 | EGC039025 | P | 58015782 | 58 | EGTL Spares | Mtce | 54 | 54A | GASKET:API CENTRIFUGAL PUMP | 316 SS/GRAPHITE,SPIRAL WOUND | Seals : &quot;130-PC-108/208 A/B/C EGTL1-SLZ-MEC-DD-300435 PART 400.02 OR 400.03 OR 400.05 OR 400.10&quot; | EA | 6 | 0 | 0 | NO | 221.3438 | 53184.05 | SULZER | 104943265149 | JDE58018371 | 01,22 | 1 | 2CAC | 1BBB | [6 empty] | 41250 | 44296 | 42761
8996 | 29200000TL | 03483 | EGC038018 | P | 58015783 | 58 | EGTL Spares | Mtce | 54 | 54A | GASKET:API CENTRIFUGAL PUMP | 316 SS/GRAPHITE,SPIRAL WOUND | Seals : &quot;130-PC-108/208 A/B/C EGTL1-SLZ-MEC-DD-300435 PART 400.02/400.03/400.05/400.10&quot; | EA | 4 | 0 | 0 | NO | 194.0817 | 30131.18 | SULZER | 3631EN232970 | JDE58018372 | 01,22 | 1 | 2CAC | 1BBB | [6 empty] | 41250 | 45791 |  | -1 | 1
8997 | 29200000TL | 03483 | EGC038004 | P | 58015785 | 58 | EGTL Spares | Mtce | 54 | 54D | O-RING:API CENTRIFUGAL PUMP | EPR | *OBS*GS&P-O-Rings : &quot;130-PC-108/208 A/B/C EGTL1-SLZ-MEC-DD-300435 PART NO 412.02&quot; | PC | 2 | 0 | 0 | NO | 197.6758 | 30689.17 | SULZER | 21501032909 | JDE58018374 | 01,22 | 1 | 2CAC | 2CAC | [6 empty] | 41250 | 45839 |  | -2 | 2 |  |  | -1 | 1
8998 | 29200000TL | 03483 | EGC038017 | P | 58015786 | 58 | EGTL Spares | Mtce | 54 | 54D | O-RING:API CENTRIFUGAL PUMP | VITON | *OBS*GS&P-O-Rings : &quot;130-PC-108208 A/B/C EGTL1=SLZ-MEC-DD-350435 PART NO 412.05&quot; | PC | 5 | 0 | 0 | NO | 560.6805 | 87045.65 | SULZER | 21703033005 | JDE58018375 | 01,22 | 1 | 2CAC | 2CAC | [6 empty] | 41250 | 45839 |  | -2 | 2 |  |  | -1 | 1
8999 | 29200000TL | 03483 | EGC032025 | P | 58015787 | 58 | EGTL Spares | Mtce | 54 | 54A | GASKET:API CENTRIFUGAL PUMP | GRAPHITE/316 SS,SPIRAL WOUND | Gaskets : &quot;135-PC-002 A/B EGTL1-SLZ-MEC-DD-350436 PART 400.02/400.03/400.05/400.10&quot; | PC | 7 | 0 | 0 | NO | 513.3889 | 79700.4736 | SULZER | 104943265366 | JDE58018376 | 01,22 | 1 | 2CAC | [7 empty] | 41250 | 45028 | 41893 |  |  |  |  | -1 | 1
9000 | 29200000TL | 03483 | EGC027020 | P | 58015788 | 58 | EGTL Spares | Mtce | 54 | 54A | GASKET:API CENTRIFUGAL PUMP | GRAPHITE/316 SS,SPIRAL WOUND | Gaskets : &quot;135-PC-003 A/B 181-PC-001 A/B EGTL1-SLZ-MEC-DD-350437 PART 400.02/400.03/400.05/400.10&quot; | PC | 4 | 0 | 0 | NO | 822.1515 | 138377.2184 | SULZER | 104943208566 | JDE58018377 | 01,22 | 1 | 2CAC | [7 empty] | 41250 | 45584 | 42209 |  |  | -1 | 3
9001 | 29200000TL | 03483 | EGC030022 | P | 58015845 | 58 | EGTL Spares | Mtce | 54 | 54D | ELEMENT: LUBE OIL FILTER | WITH O-RINGS | *OBS*GS&P-O-Rings : BHAGWATI FILTER ELEMENT PART NR: 1.1401.H10.AOOOPSIZE: 500MM X140MM X 90MM 10 MICRONS EQUIPMENT NUMBER: 150-XF-003A/B ,150-XF-005A/B | EA | 2 | 2 | 4 | NO | 113.0921 | 17556.41 | BHAGWATI | 1.1401.H10.AOOOP |  | 01,22 | 1 |  | 2BAB | [6 empty] | 41349 | 45680 |  | -2 | 1 | -8 | 6 | -2 | 1
9002 | 29300000TL | 03483 | EGC038019 | P | 58015848 | 58 | EGTL Spares | Mtce | 56 | 56Z | WASHER: LOCK,MB14 NOM,1.0330 | STL,API CENTRIFUGAL PUMPS | *OBS*Fastener-BottWa : &quot;172-PC-002 130-PC-007 135-PC-005 A/B 130-PC-004 A/B EGTL1-SLZ-MEC-DD-720051 PART 93102&quot; | PC | 3 | 2 | 3 | YES | 104.085 | 39500.4229 | SULZER | 15507500381 | 15507500381 | 01,22 | 1 | 2CAC |  |  | E0-S.4610.085-X |  |  |  |  | 43770 | 44757 | 43992
9003 | 29200000TL | 03483 | EGC038019 | P | 58015849 | 58 | EGTL Spares | Mtce | 76 | 76Z | RING: RETAINING | CIRCLIP,SPRING STL,DIN 471 | Pumps-Other : &quot;172-PC-002 130-PC-007 135-PC-005 A/B 130-PC-004A/B EGTL1-SLZ-MEC-DD-720051 PART 93201&quot; | PC | 3 | 0 | 0 | NO | 8.3412 | 1421.3725 | SULZER | 17033100030 | 17033100030 | 01,22 | 1 | 2CAC |  |  | E0-S.4610.085-X |  |  |  |  | 40914 | 44686 | 42031
9004 | 29200000TL | 03483 | EGC038024 | P | 58015852 | 58 | EGTL Spares | Mtce | 56 | 56Z | RING: RETAINING | CIRCLIP,SPRING STL | Fasteners / Hardware : &quot;130-PC-102/202 A/B 130-PC-103/203 A/B 135-PC-003A/B EGTL1-SLZ-MEC-DD-300433 PART 932.01&quot; | PC | 26 | 0 | 0 | NO | 31.1489 | 4835.87 | SULZER | 17033200110 | 17033200110 | 01,22 | 1 | 2CAC |  |  | CS056919404 |  |  |  |  | 40914 | 45963 |  | -2 | 1
9005 | 29200000TL | 03483 | EGC038034 | P | 58015863 | 58 | EGTL Spares | Mtce | 76 | 76Z | SLEEVE:SPACER,T420 SS A276/ | U4021QT700, 130-PC-007 | Pumps-Other : &quot;135-PC-005 A/B 130-PC-004 A/B EGTL1-SLZ-MEC-DD-300201 PART 52505&quot; | PC | 3 | 0 | 0 | NO | 904.5166 | 140426.2 | SULZER | 104089609001 | 104089609001 | 01,22 | 1 | 2CAC |  |  | E0-S.4610.090-X |  |  |  |  | 40915 | 45549 |  |  |  | -1 | 1
9006 | 29200000TL | 03483 | EGC040032 | P | 58015865 | 58 | EGTL Spares | Mtce | 87 | 87B | RING: WEAR,ASTM A743 GR CA40 | STATIONARY, 130-PC-004 A/B | Engines - Parts : EGTL1-SLZ-MEC-DD-300200 PART 50207 | PC | 2 | 0 | 0 | NO | 2053.4324 | 318795.38 | SULZER | 104097503003 | 104097503003 | 01,22 | 1 | 2CAC |  |  | E0-S.4610.091-X |  |  |  |  | 40914 | 44671
9007 | 29200000TL | 03483 | EGC038025 | P | 58015867 | 58 | EGTL Spares | Mtce | 76 | 76Z | SLEEVE:SPACER,A276T420/ | U4021QT700, 130-PC-007 | Pumps-Other : &quot;135-PC-005 A/B 130-PC-004 A/B EGTL1-SLZ-MEC-DD-300201 PART 52502&quot; | PC | 2 | 0 | 0 | NO | 1195.221 | 202689.1725 | SULZER | 104097974001 | 104097974001 | 01,22 | 1 | 2CAC |  |  | E0-S.4610.090-X |  |  |  |  | 40914 | 45549 | 42069 |  |  | -1 | 1
9008 | 29200000TL | 03483 | EGC038032 | P | 58015871 | 58 | EGTL Spares | Mtce | 76 | 76Z | SEAL:LABYRINTH,BRONZE/VITON | RING, 172-PC-002, 130-PC-007 | Pumps-Other : &quot;135-PC-005 A/B 130-PC-004 A/B EGTL1-SLZ-MEC-DD-720051 PART 42310/42311/42312/42314 THE PART NO BELOW IS NOT ON 172-PC-002 SHAFT DIAMETER: PROPRIETARY WIDTH: PROPRI&quot; | PC | 1 | 0 | 0 | NO | 2277.4649 | 353576.43 | SULZER | 104932051101 | 104932051101 | 01,22 | 1 | 2CAC |  |  | E0-S.4610.085-X |  |  |  | SULZERL533 | 40914 | 45549 |  |  |  | -1 | 1
9009 | 29200000TL | 03483 | EGC038032 | P | 58015872 | 58 | EGTL Spares | Mtce | 76 | 76Z | SEAL:LABYRINTH,BRONZE/ VITON | RING, 172-PC-002, 130-PC-007 | Pumps-Other : &quot;135-PC-005 A/B 130-PC-004 A/B EGTL1-SLZ-MEC-DD-720051 PART NO 42310/42311/42312/42314 PART NO BELOW IS NOT ON 172-PC-002 SHAFT DIAMETER: PROPRIETARY WIDTH: P&quot; | PC | 2 | 3 | 4 | NO | 2529.0524 | 392635.38 | SULZER | 104932051111 | 104932051111 | 01,22 | 1 | 2CAC | 1BBB |  | E0-S.4610.085-X |  |  |  |  | 40914 | 45549 |  |  |  | -1 | 1 | -1 | 1
9010 | 29300000TL | 03483 | EGC038005 | P | 58015873 | 58 | EGTL Spares | Mtce | 76 | 76Z | SEAL:LABYRINTH,BRONZE/ VITON | API CENTRIFUGAL PUMPS | Pumps-Other : &quot;SEAL:LABYRINTH,BRONZE / VITON, :RING 172-PC-002 130-PC-007 135-PC-005 A/B 130-PC-004 A/B EGTL1-SLZ-MEC-DD-720051 PART 42310/42311/42312/42314 PART NO BELOW IS NOT SHOWN ON 172-PC-002 SHAFT DIAMETER: PROPRIETARY WIDT&quot; | PC | 1 | 0 | 1 | YES | 4978.07 | 2066048.3921 | SULZER | 104932051141 | 104932051141 | 01,22 | 1 | 2CAC |  |  | E0-S.4610.085-X |  |  |  | SULZERL586 | 43770 |  | 44723
9011 | 29200000TL | 03483 | EGC038019 | P | 58015874 | 58 | EGTL Spares | Mtce | 76 | 76Z | SEAL:LABYRINTH,BRZ/VITON | RING, 172-PC-002, 130-PC-007 | Pumps-Other : &quot;135-PC-005 A/B 130-PC-004 A/B EGTL1-SLZ-MEC-DD-720051 PART 42310/42311/42312/42314 PART NO BELOW NOT SHOWN ON 172-PC-002 DRAWING SHAFT DIAMETER: PROPRIETARY WIDT&quot; | PC | 1 | 0 | 0 | NO | 3649.8171 | 620669.3947 | SULZER | 104932051131 | 104932051131 | 01,22 | 1 | 2CAC | 2CAC |  | E0-S.4610.085-X |  |  |  |  | 40914 | 45549 | 42141 |  |  | -1 | 1 | -1 | 2
9012 | 29300000TL | 03483 | EGC038034 | P | 58015879 | 58 | EGTL Spares | Mtce | 76 | 76Z | FAN:API CENTRIFUGAL PUMPS | 172-PC-002, 130-PC-007 | Pumps-Other : &quot;135-PC-005 A/B, 130-PC-004 A/B PPN MATERIAL EGTL1-SLZ-MEC-DD-720051 PART 83201&quot; | PC | 1 | 0 | 1 | YES | 48.04 | 19938.0412 | SULZER | 104949100600 | 104949100600 | 01,22 | 1 | 2CAC |  |  | E0-S.4610.085-X |  |  |  | SULZERL579 | 43770 |  | 44723
9013 | 29200000TL | 03483 | EGC022012 | P | 58015880 | 58 | EGTL Spares | Mtce | 02 | 02A | COVER:FAN,TIEFZIEHBLECH | API CENTRIFUGAL PUMPS | *OBS*HVAC-Other : &quot;172-PC-002 130-PC-007 135-PC-005 A/B 130-PC-004A/B EGTL1-SLZ-MEC-DD-720051 PART 83201&quot; | PC | 5 | 1 | 4 | NO | 71.8821 | 11159.7 | SULZER | 104949200600 | 104949200600 | 01,22 | 1 | 2CAC | 2CAC |  | E0-S.4610.085-X |  |  |  |  | 40914 | 44684
9014 | 29200000TL | 03483 | EGC039005 | P | 58015888 | 58 | EGTL Spares | Mtce | 50 | 50Z | BEARING:FORCED OIL LUBRICATED | DIN 1.0401 AISI 1015,TEGOSTA | Bearings & Accessories - All :&quot; 172-PC-001 A/B/C EGTL1-SLZ-MEC-DD-720050 PART 31301&quot; | PC | 4 | 0 | 0 | NO | 5181.5024 | 804428.24 | SULZER | 204645378001 | 204645378001 | 01,21,22 | 1 | 2CAC |  |  | E9-S.4620.017-X |  |  |  |  | 40914 | 44894
9015 | 29200000TL | 03483 | EGC038031 | P | 58015895 | 58 | EGTL Spares | Mtce | 87 | 87B | RING: WEAR, ASTM A743 GR CA6NM | IMPELLER | Engines - Parts : API CENTRIFUGAL PUMPS | PC | 11 | 0 | 0 | NO | 1915.6583 | 297405.95 | SULZER | 204646352002 | 204646352002 | 01,22 | 1 | 2CAC |  |  | E0-S.4610.085-X |  |  |  |  | 40914
9016 | 29200000TL | 03483 | EGC038026 | P | 58015899 | 58 | EGTL Spares | Mtce | 87 | 87B | RING: WEAR,ASTM A743 GR CA6NM | IMPELLER | Engines - Parts : API CENTRIFUGAL PUMPS | PC | 12 | 0 | 0 | NO | 1967.1738 | 305403.74 | SULZER | 204647051001 | 204647051001 | 01,22 | 1 | 2CAC |  |  | E0-S.4610.085-X |  |  |  |  | 40914 | 42149
9017 | 29200000TL | 03483 | EGC038011 | P | 58015900 | 58 | EGTL Spares | Mtce | 87 | 87B | RING: WEAR,ASTM A743 GR CA6NM | IMPELLER, 130-PC-004 A/B | Engines - Parts : &quot;EGTL1-SLZ-MEC-DD-300200 PART 50206 OR 50207 PART NO BELOW IS -52001 NOT FOR THIS ITEM&quot; | PC | 1 | 0 | 0 | NO | 2174.4339 | 337580.87 | SULZER | 204647052001 | 204647052001 | 01,22 | 1 | 2CAC |  |  | E0-S.4610.085-X |  |  |  | SULZERL573 | 40914 | 44671
9018 | 29200000TL | 03483 | EGC038003 | P | 58015910 | 58 | EGTL Spares | Mtce | 76 | 76F | RING: WEAR,ASTM A743 GR CA40 | STATIONARY, 130-PC-007 | Pump - Centrifugal - Parts : &quot;EGTL1-SLZ-MEC-DD-300201 PART 50207 &quot; | PC | 1 | 0 | 0 | NO | 3975.14 | 617140.485 | SULZER | 204647214002 | 204647214002 | 01,22 | 1 | 2CAC |  |  | E0-S.4610.090-X |  |  |  |  | 40914 | 41669 | 41827
9019 | 29200000TL | 03483 | EGC038034 | P | 58015918 | 58 | EGTL Spares | Mtce | 76 | 76Z | SLEEVE:SPACER,COATED ASTM A890 | GR 1B,135-PC-005 A/B | Pumps-Other : EGTL1-SLZ-MEC-DD-350202 PART 52512 | PC | 1 | 0 | 0 | NO | 11465.1971 | 1779971.85 | SULZER | 204647312001 | 204647312001 | 01,22 | 1 | 2CAC |  |  | E0-S-4610-092-X |  |  |  |  | 40914 | 45553 |  |  |  | -1 | 1
9020 | 29200000TL | 03483 | EGC038003 | P | 58015922 | 58 | EGTL Spares | Mtce | 76 | 76Z | BUSHING: PUMP,ASTM A890 GR 3A | INTERSTAGE,MULTI STAGE PUMP | Pumps-Other : &quot; 135-PC-005 A/B EGTL1-SLZ-MEC-DD-350202 PART 54101&quot; | PC | 10 | 1 | 6 | NO | 884.15 | 137264.29 | SULZER | 204648640003 | 204648640003 | 01,22 | 1 | 2CAC |  |  | E0-S-4610-092-X |  |  |  |  | 40914
9021 | 29300000TL | 03483 | EGC041007 | P | 58015952 | 58 | EGTL Spares | Mtce | 56 | 56Z | NUT:IMPELLER,420 SS,ASTM A276 | API CENTRIFUGAL PUMPS | *OBS*Fastener-Other : &quot;130-PC-005A/B EGTL1-SLZ-MEC-DD-300430 PART 922.01&quot; | PC | 1 | 0 | 1 | YES | 3126.16 | 1300951.484 | SULZER | 104065670212 | 104065670212 | 01,21,22 | 1 | 2CAC |  |  | CS056919401 |  |  |  |  | 43770 |  | 44518
9022 | 29200000TL | 03483 | EGC042011 | P | 58015953 | 58 | EGTL Spares | Mtce | 56 | 56Z | RING: RETAINING,CIRCLIP,STL | 130-PC-005 A/B, 130-PC-010 A/B | Fasteners / Hardware : &quot;135-PC-006 A/B 172-PC-012 A/B EGTL1-SLZ-MEC-DD-300431 PART 932.01&quot; | PC | 30 | 0 | 0 | NO | 49.0889 | 7625.6414 | SULZER | 17033200130 | 17033200130 | 01,22 | 1 | 2CAC |  |  | CS056919401 |  |  |  |  | 40914 | 41871
9023 | 29200000TL | 03483 | EGC040005 | P | 58015955 | 58 | EGTL Spares | Mtce | 76 | 76Z | SEAL:LABYRINTH,BRONZE / VITON | RING, 130-PC-005 A/B | Pumps-Other : &quot;130-PC-010 A/B 135-PC-006 A/B 172-PC-012 A/B EGTL1-SLZ-MEC-DD-300430 PART NO NOT SHOWN ON DRAWING SHAFT DIAMETER: PROPRIETARY WIDTH: PROPRIETARY HOUSING BORE: PR&quot; | PC | 7 | 0 | 0 | NO | 2681.2028 | 416256.74 | SULZER | 106427ISL453OM3260Z | 6427ISL43OM3260Z | 01,22 | 1 | 2CAC |  |  | CS056919401 |  |  |  |  | 40914 | 44074
9024 | 29200000TL | 03483 | EGC039011 | P | 58015975 | 58 | EGTL Spares | Mtce | 76 | 76Z | RING | LUBRICATING, PTFE | Pumps-Other : API CENTRIFUGAL PUMP, PTFE, 130-PC-102/202 A/B; EGTL1-SLZ-MEC-DD-300433 PART 644.01, 130-PC-102/202 A/B | EA | 2 | 0 | 0 | NO | 509.165 | 79047.86 | SULZER | 104063211001 | 104063211001 | 01,22 | 1 | 2CAC | 2CBC |  | CS056919404 |  |  |  |  | 40914 | 45963 |  | -1 | 1
9025 | 29200000TL | 03483 | EGC040006 | P | 58015981 | 58 | EGTL Spares | Mtce | 87 | 87B | RING: WEAR | ASTM A890 GR 3A | Engines - Parts : 130-PC-103/203 A/B; EGTL1-SLZ-MEC-DD-300434 PART 502.01 AND 502.02; API CENTRIFUGAL PUMP | PC | 8 | 0 | 0 | NO | 6657.4817 | 1033574.04 | SULZER | 6431759XXR3965ZC | 6431759XXR3965ZC | 01,22 | 1 | 2CAC |  |  | CS056919405 |  |  |  |  | 40914
9026 | 29200000TL | 03483 | EGC039004 | P | 58015992 | 58 | EGTL Spares | Mtce | 56 | 56Z | RING: RETAINING | CIRCLIP, STEEL | Fasteners / Hardware : EGTL1-SLZ-MEC-DD-300435 PART 932.01, 130-PC-108/208 A/B/C; API CENTRIFUGAL PUMP | PC | 12 | 0 | 0 | NO | 201.2699 | 31247.15 | SULZER | 17033200280 | 17033200280 | 01,22 | 1 | 2CAC |  |  | CS056919412 |  |  |  |  | 40914
9027 | 29200000TL | 03483 | EGC023001 | P | 58015995 | 58 | EGTL Spares | Mtce | 76 | 76Z | SEAL: LABYRINTH | BRONZE / VITON | Pumps-Other : &quot;EGTL1-SLZ-MEC-DD-350436; PART NO NOT SHOWN; SHAFT DIAMETER: PROPRIETARY WIDTH: PROPRIETARY; HOUSING BORE: PROPRIETARY; STATIONARY ELEMENT MATERIAL: BRZ&quot; | PC | 1 | 0 | 0 | NO | 1932.4308 | 300009.88 | SULZER | 106432ISL43VBXX40Z | 6432ISL43VBXX40Z | 01,22 | 1 | 2CAC |  |  | CS056919406 |  |  |  |  | 40914 | 45028 | [5 empty] | -1 | 1
9028 | 29200000TL | 03483 | EGC041003 | P | 58016002 | 58 | EGTL Spares | Mtce | 87 | 87B | RING: WEAR IMPELLER | 316L SS ASTM A276 CF3M | Engines - Parts : 135-PC-003 A/B; EGTL1-SLZ-MEC-DD-350437 PART 503.01, API CENTRIFUGAL PUMP | PC | 2 | 0 | 0 | NO | 845.8129 | 131312.45 | SULZER | 75926M1422Z0 | 75926M1422Z0 | 01,22 | 1 | 2CAC |  |  | CS056919407 |  |  |  |  | 40914
9029 | 29200000TL | 03483 | EGC039033 | P | 58016007 | 58 | EGTL Spares | Mtce | 56 | 56Z | NUT | IMPELLER, 2205 DUPLEX | *OBS*Fastener-Other : ASTM A182/A240,GR GR F51/S31803; EGTL1-SLZ-MEC-DD-720439 PART NO 922.01, 172-PC-005; API CENTRIFUGAL PUMP | EA | 1 | 0 | 0 | NO | 4477.0576 | 695063.2 | SULZER | 6435751262C100Z0 | 6435751262C100Z0 | 01,21,22 | 1 | 2CAC | 2CAC |  | CS059619409 |  |  |  |  | 40914
9030 | 29300000TL | 03483 | EGC039033 | P | 58016012 | 58 | EGTL Spares | Mtce | 56 | 56Z | NUT: IMPELLER | 11-13CR, SA 276, GR 410 SS | Fasteners / Hardware : EGTL1-SLZ-MEC-DD-810442 PART NO 922.01, 181-PC-001 A/B; API CENTRIFUGAL PUMP | PC | 1 | 0 | 1 | YES | 4324.89 | 6953125.653 | SULZER | 751252C100Z0 | 751252C100Z0 | 01,21,22 | 1 | 2CAC |  |  | CS056919413 |  |  |  |  | 43770 |  | 45525
9031 | 29200000TL | 03483 | EGC028032 | P | 58016055 | 58 | EGTL Spares | Mtce | 72 | 72C | ELEMENT: LUBE OIL FILTER | WITH O-RINGS | Filtration-Media : 215MM LG X 57MM OD; ELEMENT FILTER HOUSING: IDGL-1-95-" ANSI- 150# MATERIAL: STAINLESS STEEL/POLYFIBRE; O-RING (4131) SIZE 32.93 X 3.53 MM VITON A90 SHORE O-RING (4237) SIZE 59.92 X 3.53 MM VITON A90 SHORE | EA | 10 | 0 | 0 | NO | 689.4618 | 108160.3541 | INDUFIL | INR-S-0095-API-PF010-B |  | 01,22 | 1 | 2CAC |  |  | 700853 |  |  |  |  | 40975 | 45644 | 41443 |  |  | -1 | 3
9032 | 29200000TL | 03483 | EGC023001 | P | 58016082 | 58 | EGTL Spares | Mtce | 51 | 51B | LAMP: INCANDESCENT 60W, 25V | SAFETY, E-27 BULB | Electric Components - Lighting : ES BASE, XP145/245-CONTROL ROOM | EA | 8 | 0 | 0 | NO | 4.6314 | 719.24 | BAYLITE | ES LAMP 60W 25V | ES LAMP 60W 25V | 01,10,22 | 1 | 1CCA |  |  | COMMON COMPONENT |  |  |  |  | 40975 | 43436
9033 | 29300000TL | 03483 | EGC022001 | P | 58016096 | 58 | EGTL Spares | Mtce | 51 | 51Z | ISOLATOR: ROTORY SWITCH | DISCONNECT SWITCH | Electric-Other : SALZER 40A 4P, N/A, XP145-CONTROL ROOM, XP245 CONTROL ROOM | EA | 4 | 2 | 4 | YES | 103.74 | 152432.064 | SALZER | H233-41400-710N4 |  | 01A | 1 | 1CCA | 2BBB |  | 10469-1-19 O&M MANUAL |  |  |  | BKNL158 | 43770 | 45916 | 45925 | -1 | 1 | -5 | 4 | -3 | 2
9034 | 29200000TL | 03483 | EGC021005 | P | 58016099 | 58 | EGTL Spares | Mtce | 56 | 56Z | HINGE: DOOR, 105 X 223MM | STAINLESS STEEL | Fasteners / Hardware : | EA | 2 | 0 | 0 | NO | 66.2491 | 10285.18 | FURGOCAR | 10150619A | 10150619A | 22 | 1 | 1CCA |  |  | 10469-1-19 O&M MANUAL |  |  |  |  | 40975
9035 | 29200000TL | 03483 | EGC021009 | P | 58016102 | 58 | EGTL Spares | Mtce | 56 | 56Z | LOCK: EXTERNAL DOOR | HANDLE LEVER TRIM 3-1/2INX16IN | Fasteners / Hardware : LOCKWOOD/PANIC HARDWARE MODEL NUMBER 31H5 LOCKWOOD 1000 SERIES LEVER TRIM, 3-1/2 X 16", DEVICE FUNCTION 5 KEY OUTSIDE LOCKS OR UNLOCKS THUMBPIECE PART NUMBER 0T 53 TC(BRITON, 8040) | EA | 2 | 0 | 0 | NO | 445.63 | 87566.295 | BRITON | 8040 | 8040 | 01,22 | 1 | 1CCA |  |  | 10469-1-19 O&M MANUAL |  |  | 1000 SERIES |  | 40975 | 42037 | 42106
9036 | 29200000TL | 03483 | EGC021005 | P | 58016104 | 58 | EGTL Spares | Mtce | 56 | 56Z | HOOK: CABIN, 12IN METAL | AIR SEPERATION UNIT | Fasteners / Hardware : XP145 BATTERY ROOM, XP245 CONTROL ROOM | EA | 1 | 0 | 0 | NO | 4.9588 | 769.86 | JAGGER | 2682/011S | 2682/011S | 02,22 | 1 | 1CCA |  |  | 10469-1-19 O&M MANUAL |  |  |  |  | 40975
9037 | 29200000TL | 03483 | EGC021019 | P | 58016106 | 58 | EGTL Spares | Mtce | 56 | 56Z | BOLT | SHORT SPRING | *OBS*Fastener-BottWa : FURGOCAR POMMIER IS ITALIAN COMPANY | EA | 1 | 0 | 0 | NO | 6.3487 | 985.63 | FURGOCAR | 0837/001 | 0837/001 | 01,22 | 1 | 1CCA | 1CCA |  | 10469-1-19 O&M MANUAL |  |  |  |  | 40975
9038 | 29300000TL | 03483 | EGC022030 | P | 58016108 | 58 | EGTL Spares | Mtce | 02 | 02A | FAN: EC CENTRIFUGAL | BACKWARD CURVED SINGLE INLET | *OBS*HVAC-Other : BCR ECI, 400MM, 48VDC, 2000 CFM MAX CAPACITY, XP245 CONTROL ROOM, XP245 ANALYSER ROOM, XP245 BATTERY ROOM | EA | 7 | 0 | 1 | YES | 914.56 | 1372269.8432 | EBM-PAPST | R3G400-AD20-30 | R3G400-AD20-30 | 01,22 | 1 | 1CCA | 1CCA |  | 10469-1-19 O&M MANUAL |  |  |  |  | 43770 |  | 45574
9039 | 29200000TL | 03483 | EGC021021 | P | 58016109 | 58 | EGTL Spares | Mtce | 14 | 14Z | SWITCH | PRESSURE DIFFERENTIAL | Instruments - Other & Parts : ANALYSER ROOM, XP145 BATTERY ROOM | EA | 1 | 0 | 0 | NO | 273.2535 | 42435.36 | DAQ | 400-40-0056 | 400-40-0056 | 01,10,22 | 1 | 1CCA | 1BBB |  | 10469-1-11-7 |  |  |  |  | 40975 | 42812
9040 | 29200000TL | 03483 | EGC021021 | P | 58016111 | 58 | EGTL Spares | Mtce | 51 | 51Z | TRANSDUCER | PRESSURE | Electric-Other : XP145 ANALYSER ROOM, XP145 BATTERY ROOM | EA | 1 | 0 | 0 | NO | 2033.1913 | 315747.81 | DAQ | 700-00-0336 | 700-00-0336 | 22 | 1 | 1CCA | 2CBC |  | 10469-1-11-7 |  |  |  |  | 40975 | 43076
9041 | 29200000TL | 03483 | EGC021004 | P | 58016116 | 58 | EGTL Spares | Mtce | 56 | 56Z | SCREW | TAMPER PROOF, 40 MM LG | *OBS*Fastener-BottWa : XP245 BATTERY ROOM, 40MM, N/A, XP145-CONTROL ROOM | EA | 2 | 0 | 0 | NO | 7.7214 | 1198.74 | DAQ | 300-54-0018 | 300-54-0018 | 02,21,22 | 1 | 1CCA | 1CCA |  | ALL HVAC UNITS |  |  |  |  | 40975
9042 | 29200000TL | 03483 | EGC021019 | P | 58016117 | 58 | EGTL Spares | Mtce | 65 | 65A | TOOL: TAMPER PROOF | AIR SEPERATION UNIT | Tools - Hand / Power :XP145-CONTROL ROOM, XP145 ANALYSER ROOM, XP145 BATTERY ROOM, XP245 CONTROL ROOM, XP245 ANALYSER ROOM, XP245 BATTERY ROOM, N/A, XP145-CONTROL ROOM, XP145 ANALYSER ROOM, XP145 BATTERY ROOM, XP245 CONTROL ROOM, | EA | 2 | 0 | 0 | NO | 108.0988 | 16782.34 | DAQ | 700-00-0367 | 700-00-0367 | 22 | 1 | 1CCA |  |  | ALL HVAC UNITS |  |  |  |  | 40975
9043 | 29200000TL | 03483 | EGC021024 | P | 58016124 | 58 | EGTL Spares | Mtce | 72 | 72Z | FILTER:EMC | AIR SEPERATION UNIT | *OBS*Filtration-Elem : FILTER:EMC, ADDITIONAL INFORMATION:N/A, XP145 BATTERY ROOM, XP245 BATTERY ROOM, N/A, XP145 BATTERY ROOM, XP245 BATTERY ROOM | EA | 5 | 0 | 0 | NO | 1768.1881 | 274511.2 | DAQ | 400-15-0011 |  | 01,22 | 1 | 1CCA | 1CCA |  | 10469-1-14 |  |  |  |  | 41003
9044 | 29200000TL | 03483 | EGC022006 | P | 58016125 | 58 | EGTL Spares | Mtce | 72 | 72Z | FILTER:SINE | AIR SEPERATION UNIT | *OBS*Filtration-Elem : &quot;XP145 BATTERY ROOM, XP245 BATTERY ROOM, THIS MAY BE A SINE INVERTER POSSIBLE SUPPLIER/PART NO, ORBIK - MS150/1 OR MS150/3 FOR 1 OR 3 HOUR USE&quot; | EA | 5 | 0 | 0 | NO | 8230.954 | 1277855.61 | DAQ | 400-15-0012 |  | 01,22 | 1 | 1CCA | 1CCA |  | 10469-1-14 |  |  |  |  | 41003
9045 | 29200000TL | 03483 | EGC021016 | P | 58016129 | 58 | EGTL Spares | Mtce | 51 | 51Z | RELAY: 9A,240VAC COIL | AIR SEPERATION UNIT | Electric-Other : XP145-CONTROL ROOM, XP145 ANALYSER ROOM, XP145 BATTERY ROOM, XP245 CONTROL ROOM, XP245 ANALYSER ROOM, XP245 BATTERY ROOM | EA | 3 | 0 | 0 | NO | 297.698 | 46271.3201 | DAQ | 400-60-0045 |  | 01,10,22 | 1 | 1CCA |  |  | 10469-1-11-14 |  |  |  |  | 41003
9046 | 29200000TL | 03483 | EGC023001 | P | 58016131 | 58 | EGTL Spares | Mtce | 51 | 51Z | CLOCK:REAL TIME | AIR SEPERATION UNIT | Electric-Other : XP145-CONTROL ROOM, XP145 ANALYSER ROOM, XP145 BATTERY ROOM, XP245 CONTROL ROOM, XP245 ANALYSER ROOM, XP245 BATTERY ROOM | EA | 2 | 0 | 0 | NO | 898.4737 | 139533.2 | DAQ | 700-00-0397 |  | 01,22 | 1 | 1CCA |  |  | 10469-1-11-14 |  |  |  |  | 41003
9047 | 29200000TL | 03483 | EGC023001 | P | 58016133 | 58 | EGTL Spares | Mtce | 51 | 51Z | RELAY: 9A 240VAC | COIL (DAQ 400-60-0045) | Electric-Other : 2-YEAR SPARES FOR AIR SEPARATION UNIT | EA | 3 | 0 | 0 | NO | 182.6096 | 28360.17 | ALLEN BRADLEY | 700-HN103 C |  | 01,10 | [9 empty] | 41560
9048 | 29200000TL | 03483 | EGC021019 | P | 58016136 | 58 | EGTL Spares | Mtce | 51 | 51C | FUSE:SLOW BLOW,6A,48VDC | AIR SEPERATION UNIT | Electric Components - Motor / Generator :CYLINDRICAL FUSE-LINK, aM,10X38, 500V.XP145-CONTROL ROOM, XP145 ANALYSER ROOM, XP145 BATTERY ROOM, XP245 CONTROL ROOM, XP245 ANALYSER ROOM, XP245 BATTERY ROOM | EA | 50 | 0 | 0 | NO | 21.6198 | 3356.47 | ETI SYSTEMS | 002621005 |  | 01,22 | 1 | 1CCA |  |  | 10469-1-11-14 |  |  |  |  | 41003
9049 | 29200000TL | 03483 | EGC021004 | P | 58016138 | 58 | EGTL Spares | Mtce | 51 | 51Z | BREAKER: CIRCUIT MOTOR | 415V, 2 POLE, 10A, 10 KAAIC | Electric-Other : "DC RAIL, C, XP145-CONTROL ROOM, XP145 ANALYSER ROOM, XP145 BATTERY ROOM, XP245 CONTROL ROOM, XP245 ANALYSER ROOM, XP245 BATTERY ROOMSUPPLIER COULD BE MERLIN GERIN -C60" | EA | 4 | 0 | 0 | NO | 131.2629 | 20378.56 | GARO | MCB C210 |  | 01,10,22 | 1 | 1CCA |  |  | 10469-1-11-7 |  |  |  |  | 41003
9050 | 29200000TL | 03483 | EGC021013 | P | 58016140 | 58 | EGTL Spares | Mtce | 51 | 51Z | BREAKER: MOTOR CIRCUIT | 240V,2 POLE,2A,10 KAAIC | Electric-Other : AC RAIL, N/A, XP145-CONTROL ROOM, XP145 ANALYSER ROOM, XP145 BATTERY ROOM, XP245 CONTROL ROOM, XP245 ANALYSER ROOM, XP245 BATTERY ROOM | EA | 1 | 0 | 0 | NO | 166.7811 | 25892.76 | GARO | GCB C202 |  | 01,10,22 | 1 | 1CCA |  |  | 10469-1-11-14 |  |  | E2142517 |  | 41003
9051 | 29200000TL | 03483 | EGC021015 | P | 58016141 | 58 | EGTL Spares | Mtce | 51 | 51Z | BREAKER: MOTOR CIRCUIT | 415V,2 POLE,6A,10 KAAIC | Electric-Other : DC RAIL, C, N/A, XP145 BATTERY ROOM, XP245 BATTERY ROOM..POSSIBLE ALTERNATE IS MERLIN GERIN - C60HC206, DC RAIL, C, N/A, XP145 BAT | EA | 2 | 0 | 0 | NO | 128.86 | 39489.5585 | GARO | GCB C206 |  | 01,10,22 | 1 | 1CCA |  |  | 10469-1-11-14 |  |  | E2142519 |  | 41003 | 43152 | 43355
9052 | 29200000TL | 03483 | EGC021015 | P | 58016144 | 58 | EGTL Spares | Mtce | 51 | 51Z | ISOLATOR:DC RAIL, 2P 40A, | AIR SEPERATION UNIT | Electric-Other : XP145-CONTROL ROOM, XP145 ANALYSER ROOM, XP145 BATTERY ROOM, XP245 CONTROL ROOM, XP245 ANALYSER ROOM, XP245 BATTERY ROOM, 2P 40A, N/A, XP145-CONTROL ROOM, XP145 ANALYSER ROOM, XP145 BATTERY ROOM | EA | 1 | 0 | 0 | NO | 222.3748 | 34523.68 | GARO | GSV 2P 40 |  | 22 | 1 | 1CCA |  |  | 10469-1-11-14 |  |  | E1481415 |  | 41003
9053 | 29200000TL | 03483 | EGC021014 | P | 58016150 | 58 | EGTL Spares | Mtce | 28 | 28E | SENSOR: OXYGEN LS, -40 TO +65 | DEG C, 5 - 25% VOLUME RANGE | Fire and Gas Control Systems : XP145 ANALYSER ROOM, XP245 ANALYSER ROOM | EA | 1 | 0 | 0 | NO | 1015.2608 | 167104.44 | DRAGER | 6809630 |  | 01,22 | 1 | 1CCA |  |  | 10469-1-19 O&M MANUAL |  |  |  |  | 41003 | 45792 | 42342 | -1 | 1
9054 | 29200000TL | 03483 | EGC021020 | P | 58016155 | 58 | EGTL Spares | Mtce | 28 | 28C | BASE:DIODE DETECTOR BASE | 100MM DIA,POLYCARBONATE | *OBS*Safety-Other : &quot;XP145-CONTROL ROOM, XP145 ANALYSER ROOM, XP245 CONTROL ROOM, XP245 ANALYSER ROOM , CONFIGURATION: ROUND, VOLTAGE: 24V DC , WATTAGE: PROPRIETARY, CONTACT: 9 , CONNECTION: SCREWED&quot; | EA | 3 | 0 | 0 | NO | 18.5277 | 2876.97 | APOLLO | 45681-201APO |  | 22 | 1 | 1CCA | 1CCA |  | 10469-1-19 O&M MANUAL |  |  |  |  | 41003
9055 | 29200000TL | 03483 | EGC023001 | P | 58016157 | 58 | EGTL Spares | Mtce | 28 | 28C | BASE:IONISATION SMOKE DETECTOR | 100MM DIAMETER X 8MM HEIGHT | *OBS*Safety-Other : &quot;INTRINSICALLY SAFE BASE, WHITE POLYCARBONATE, SERIES 60 DETECTOR BASE , BASEEFA CERTIFIED DETECTOR, XP145 BATTERY ROOM, XP245 BATTERY ROOM&quot; | EA | 1 | 0 | 0 | NO | 37.0625 | 5753.95 | APOLLO | 45681-207APO |  | 22 | 1 | 1CCA | 1CCA |  | 10469-1-19 O&M MANUAL |  |  |  |  | 41003
9056 | 29200000TL | 03483 | EGC021005 | P | 58016160 | 58 | EGTL Spares | Mtce | 51 | 51Z | RELAY:DOUBLE POLE BOXED | 240VAC 5A,VFCO CONTACT, 24VDC | Electric-Other : COIL, REAR MOUNT, IP55,ABS ENCLOSURE, WITH VFCO CONTACTS, N/A, XP145-CONTROL ROOM, XP245 CONTROL ROOM, WITH VFCO CONTACTS, XP145-CONTROL ROOM, XP245 CONTROL ROOM | EA | 2 | 0 | 0 | NO | 125.0858 | 19419.57 | HAES SYSTEMS | RE24-50D |  | 01,10,22 | 1 | 1CCA |  |  | 10469-1-19 O&M MANUAL |  |  |  |  | 41003
9057 | 29200000TL | 03483 | EGC021020 | P | 58016162 | 58 | EGTL Spares | Mtce | 28 | 28C | ALARM:MANUAL BRK GLASS CALL PT | AIR SEPERATION UNIT | *OBS*Safety-Other : &quot;XP145/245 CONTROL AND ANALYZER ROOM , NORMALLY OPEN + MONITORING RESISTOR, MADE BY KAC WITH SAME PART NUMBER&quot; | EA | 2 | 0 | 0 | NO | 41.6843 | 6473.19 | KAK | WR2072-SR |  | 01,22 | 1 | 1CCA | 1CCA |  | 10469-1-19 O&M MANUAL |  |  |  |  | 41003
9058 | 29300000TL | 03483 | EGC037015 | P | 58016164 | 58 | EGTL Spares | Mtce | 67 | 67B | BLADE | BAND SAW | bi-metal (Tuff Tooth TPI 6/8)To suit EGTL workshop band saw - Clausing Kalamazoo HB280SA** blade size 1inch width, 11feet 11 inches length, 0.35inches thick. ** | EA | 2 | 1 | 2 | YES | 170.25 | 261955.1625 | LENOX TOOLS | 1"X11'X0.35" 6/8 | 1"X11'X0.35" 6/8 | 01 |  |  | 1BBB | [6 empty] | 43770 | 45251 | 45322 |  |  |  |  | -2 | 1
9059 | 29200000TL | 03483 | EGC036029 | P | 58016172 | 58 | EGTL Spares | Mtce | 54 | 54A | KIT:GASKET,FOR 6 IN FLG | CONTAINS PHENOLIC GASKET | Gaskets : SP-82-H001 THRU H058, SP-82-HM001 THRU 051, EGTL1-WFH-LOS-DD-820014, SP-82-H001 THRU H058, SP-82-HM001 THRU 051, EGTL1-WFH-LOS-DD-820014 | EA | 53 | 0 | 0 | NO | 75.0628 | 11654.25 | NATIONAL GASKET |  |  | 01,22 | 1 | 2BBB |  |  | EGTL1-WFH-LOS-DD-820012 |  |  |  |  | 41310
9060 | 29200000TL | 03483 | EGC046069 | P | 58016231 | 58 | EGTL Spares | Mtce | 51 | 51D | SEAL:CRIMP 19MM,TEMPERED SS | STEAM TRACING MATERIALS | Electric Components - Wire / Cable : FOR 19MM BANDING | EA | 750 | 12 | 24 | NO | 0.2296 | 35.74 | GERRARD | 3CRSS | ASL14KGR-19.13 | 01,22 | 1 | 2CAC | [7 empty] | 41285 | 45166 | [5 empty] | -500 | 1
9061 | 29200000TL | 03483 | EGC046062 | P | 58016232 | 58 | EGTL Spares | Mtce | 56 | 56Z | NUT:SPRING 1/4 IN DIA,20 TPI | HOT DIPPED GALV,ASTM A576 | *OBS*Fastener-Other : GR 1015, (FOR STEAM TRACING MATERIALS) | EA | 360 | 0 | 0 | NO | 62.3032 | 9673.2057 | TEXAS STEAM |  | ASL14KGR-19.63 | 01,21,22 | 1 | 2CAC | 2CAC | [6 empty] | 41285 | 43874
9062 | 29200000TL | 03483 | EGC046069 | P | 58016233 | 58 | EGTL Spares | Mtce | 50 | 50Z | BOLT: CARRIAGE 1/4 IN DIA | 1 IN LG,20 TPI,GALV CS | Bearings & Accessories - All :ASTM A307. FOR STEAM TRACING MATERIALS | EA | 600 | 0 | 0 | NO | 66.5129 | 10326.79 | TEXAS STEAM | 2CB-HDG | ASL14KGR-20.63 | 02,22 | 1 | 2CAC | [7 empty] | 41285
9063 | 29200000TL | 03483 | EGC046069 | P | 58016234 | 58 | EGTL Spares | Mtce | 56 | 56Z | BOLT: MACHINE 1/4 IN DIA | 1 IN LG,20 TPI,HEX HD,GALV CS | *OBS*Fastener-BottWa : ASTM A307. FOR STEAM TRACING MATERIALS | EA | 450 | 0 | 0 | NO | 41.2927 | 6411.1078 | TEXAS STEAM | 2HB1-HDG | ASL14KGR-22.13 | 02,22 | 1 | 2CAC | [7 empty] | 41285 | 42001
9064 | 29200000TL | 03483 | EGC046069 | P | 58016235 | 58 | EGTL Spares | Mtce | 50 | 50Z | NUT: HEX 1/4 IN DIA,20 TPI | 0.234 IN HT,GALV,ASTM A307 | Bearings & Accessories - All :FOR STEAM TRACING MATERIALS | EA | 602 | 0 | 0 | NO | 0.12 | 18.63 | TEXAS STEAM | 2HN-HDG | ASL14KGR-25.63 | 01,21,22 | 1 | 2CAC | [7 empty] | 41285
9065 | 29200000TL | 03483 | EGC043016 | P | 58016391 | 58 | EGTL Spares | Mtce | 54 | 54A | O-RING:COVER GASKET | 5/16 IN CROSS SECTION WD,BUNA | Gaskets : BUNA, FOR DANIEL 12 IN X 16 IN X 10 IN INLINE VERTICLE STRAINER | EA | 40 | 0 | 0 | NO | 29.12 | 4877.6 | JAMISON | C74404T-A2-2 |  | 01,22 | 1 | 1BAC |  |  | EGTL1-DAN-INS-GA-830010 |  |  |  |  | 41003 | 41519 | 42010
9066 | 29200000TL | 03483 | EGC018018 | P | 58016397 | 58 | EGTL Spares | Mtce | 65 | 65A | KIT:TOOL | FOR FISCAL METERING SKID | *OBS*Tools - Other : CONTAINS EXTENDED 6MM ALLEN KEY,STD ALLEN KEYS OF SIZES 2 MM,3 MM,4 MM,5 MM,6 MM AND 8 MM,4 IN (100 MM) SCREWDRIVER,SCREWDRIVER SCREWGRIPPING FOR TERMINAL SCREWS,SPECIAL DRIVER BIT, 183-XV-502, 183- | KI | 2 | 0 | 0 | NO | 591.2549 | 96997.52 | ROTORK | 11B FOR A MARK II, IQ25 | 116-BDH-300 | 01 | 1 | 2AAB | 2AAB | [6 empty] | 41368 | 42445
9067 | 29300000TL | 03483 | EGC038001 | P | 58016398 | 58 | EGTL Spares | Mtce | 51 | 51Z | DIAPHRAGM: ACTUATOR | SIZE 70,0220 NBR/NYLON 17E44 | Electric-Other : | EA | 1 | 2 | 3 | YES | 1103.465 | 1777324.3803 | FISHER | 2N126902202 | BS-320/GB200 | 22 | 1 | 2AAB | [7 empty] | 43770 | 45939 | 45982 | -2 | 2
9068 | 29300000TL | 03483 | EGC039001 | P | 58016406 | 58 | EGTL Spares | Mtce | 51 | 51Z | SWITCH: DETECTOR PROVER SPHERE | Screwed Replacement Passage De | Electric-Other : KIDD UNI-TEC MODEL 100-W SPHERE AND PIG PASSAGE INDICATOR FOR METER PROVER SERVICE MOUNTING ON 24" SCH. 40 (.688") WALL ASTM A106 GR. B PIPE. SWITCH CONTACT SPDT; ATEX EXPLOSION PROOF. CONDULET EEX D IIC T6 IP65; CONDUIT CONNECTION ? M-2 | EA | 3 | 1 | 2 | YES | 4686 | 3030451.82 | KIDD PIPELINE & SPECIALIT | 100-W |  | 01,22 | 1 | 1BAB | 1BAB |  | EGTL1-DAN-INS-GA-830011 |  |  | 100-W | RGN392 | 43770 | 45133 | 45140 |  |  |  |  | -2 | 1
9069 | 29200000TL | 03483 | EGC018023 | P | 58016410 | 58 | EGTL Spares | Mtce | 56 | 56Z | KIT: SPARES, 3J-45-0124-00 | FOR 210P CELL SAMPLER | CONTAINS SLYDRING 37-0518-00, BALSEAL 37-0531-00, O-RING 37-0701-00,'O' RING 37-0705-00, SEAL RING 36-1190-00, FLAT WASHER – M6 99-0001-00, SERIES 210, EH & EH-HP CELL SAMPLER SPARE | KI | 2 | 0 | 0 | NO | 81.0439 | 12581.25 | JISKOOT | 3J-45-0124-00 | 904-1341-002 | 01 | 1 |  | 1CCC | [6 empty] | 41349
9070 | 29200000TL | 03483 | EGC018019 | P | 58016417 | 58 | EGTL Spares | Mtce | 57 | 57A | HOSE:TFE FLEXIBLE BREAD, | 60 IN,91 SERIES PERMANENT | FITTINGS ARE REQUIRED,MAXIMUM WORKING PRESSURE 2500 PSI,TFE WITH 304 SS WIRE BREAD OUTER COVER, TFE FLEXIBLE HOSE 919 TFE | EA | 2 | 0 | 0 | NO | 38.6064 | 5993.25 | JISKOOT | SS-TL-4-PM4-PM4 | DB3UL0248N2CNR | 01,22 | 1 |  | 1CCC | [6 empty] | 41349
9071 | 29200000TL | 03483 | EGC018023 | P | 58016420 | 58 | EGTL Spares | Mtce | 66 | 66S | VALVE: 4-WAY SOLENOID | 1.8 WATTS LOW POWER | Valve - On/Off, solenoid, actuated :MAXIMUM PRESSURE 120 PSI,1/8 IN NPT,PNEUMATIC,24 VDC COIL,STEEL CHROMATE HOUSING ENCLOSURE, VERSA | EA | 4 | 2 | 4 | NO | 560.8475 | 103697.125 | JISKOOT | CSG-4322-316-H2-XNW-D024 | SFL-24-24-100UDS | 02,22 | 1 | [8 empty] | 41349 |  | 42050
9072 | 29200000TL | 03483 | EGC018023 | P | 58016422 | 58 | EGTL Spares | Mtce | 66 | 66Z | MANIFOLD: VALVE | V-SERIES TYPE | A=3.82,B:1.62;C:0.31;D:2.12;E:1.31;F:2.50;G:3.02,1/2 IN. FEMALE NPT,4130 PSIG WORKING PRESSURE BASED ON STD PTFE PACKING,450 DEG F WITH STD PTFE PACKING,316 SS BODY | EA | 2 | 0 | 0 | NO | 187.1377 | 29051.25 | JISKOOT | SS-V2BFL8 | 116-BN-342/EX | 22 | 1 |  | 1CCC | [6 empty] | 41349
9073 | 29300000TL | 03483 | EGC018023 | P | 58016423 | 58 | EGTL Spares | Mtce | 14 | 14H | GAUGE: PRESSURE | FISCAL METERING SKID | *OBS*Gage&Parts-Pres : GAUGE,PRESSURE:0-800 PSI RANGE,4 IN DIAL,1/2 IN MALE NPT,SS CASE,SS TUBE,SS,LOWER MOUNT,LOWER MOUNT,GLYCERIN FILLED | EA | 4 | 2 | 4 | YES | 798.573 | 1266936 | JISKOOT | PGI-100B-PG800-LAP1-BJ | 116-BSD-340/EX | 05,22 | 1 | 2AAB | [7 empty] | 43770 |  | 46001
9074 | 29200000TL | 03483 | EGC018015 | P | 58016425 | 58 | EGTL Spares | Mtce | 34 | 34Z | KIT: SPARES | LAB MIXTURE JISKOOT | Laboratory - Other :CONTAINS 1- 3/4 IN QUICK COUPLER,1- 1/2 IN QUICK COUPLER,1- 3/4 IN ID HOSE P/N 881-12 WITH HOSE COUPLING,1- ASSEMBLED HOSE,1/2 IN ID X 4FT LONG | KI | 2 | 0 | 0 | NO | 142.4407 | 22112.5 | JISKOOT | PL21528 | EAU-321 | 01 | 1 | 2AAB | [7 empty] | 41349
9075 | 29200000TL | 03483 | EGC018014 | P | 58016426 | 58 | EGTL Spares | Mtce | 66 | 66A | VALVE: BALL | 25 TO 150 PSIG,3 WAY PORT | Valve-Ball : 180 DEG.,SS BODY,MODEL 151,ELECTRO-PNEUMATIC OPERATED,-17 DEG C TO 48 DEG C RANGE,DEGINATORS, SPRING RETURN ACTUATOR/SOLENOID ENERGIZED TO SWITCH (OLD PN: SS-43-GXF4-51-SR) | EA | 10 | 5 | 10 | NO | 505.1018 | 97850.1 | SWAGELOK | SS-43GXF4-51S | 116-BSE-320 | 02,22 | 1 | 2AAB | [7 empty] | 41349 |  | 42050
9076 | 29200000TL | 03483 | EGC018023 | P | 58016427 | 58 | EGTL Spares | Mtce | 75 | 75F | CELL: LOAD SINGLE POINT | MODEL 1011-0030-I001R | Material Handling - Lifting Equipment and Accessories : FOR FISCAL METERING SKID | EA | 2 | 0 | 0 | NO | 710 | 139515 | JISKOOT | 48-0566-00 | 116-BZ500 | 01,22 | 1 | [8 empty] | 41349 | 42396 | 42439
9077 | 29200000TL | 03483 | EGC018018 | P | 58016438 | 58 | EGTL Spares | Mtce | 54 | 54A | GASKET:AMPLIFIER VITON,ROUND | 251.5 MM X 81.5 MM | THICKNESS = 0.125 IN | EA | 1 | 0 | 0 | NO | 42.0057 | 6520.5 | MICROMOTION | 78353710A | XB15UL02406RWBNR | 01 | 1 |  | 1CCC | [6 empty] | 41360 | 41566
9078 | 29200000TL | 03483 | EGC024023 | P | 58016581 | 58 | EGTL Spares | Mtce | 72 | 72Z | FILTER: PLUG, 1/2 IN | 100 MICRON, 316 SS HSG | *OBS*Filtration-Elem : 316 SS ELEMENT, 1BPC, CROSS REF DWG: EGTL1-DRE-PRO-GA-050140, 720201, 1BPC | EA | 5 | 0 | 0 | NO | 34.5076 | 6572.2712 | DRESSER | 4818801 | 4818801 | 01,22 | 1 | 1BBC | 1BBC |  | SEE ITEM NOTE |  |  |  |  | 40914 |  | 42683
9079 | 29200000TL | 03483 | EGC046004 | P | 58016592 | 58 | EGTL Spares | Mtce | 54 | 54B | RING: RETAINING | PSV'S | *OBS*GS&P-O-Rings : 11, INC, CROSS REF DWG: EGTL1-DRE-PRO-GA-720127, 780054, 780101, 720129, 720131 | EA | 1 | 0 | 0 | NO | 1627.1048 | 252608.02 | DRESSER | 2410811 | 2410811 | 01,22 | 1 | 1BBC | 1BBB |  | SEE ITEM NOTE |  |  |  |  | 40914 | 44279
9080 | 29200000TL | 03483 | EGC046003 | P | 58016594 | 58 | EGTL Spares | Mtce | 54 | 54C | RING: RETAINING | PSV'S | *OBS*GS&P-O-Rings : 09, INC, CROSS REF DWG: EGTL1-DRE-PRO-GA-720183, 720047, 720048, 720049, 750079 | EA | 4 | 0 | 0 | NO | 10.2816 | 1697.343 | DRESSER | 2410809 | 2410809 | 01,22 | 1 | 1BBC |  |  | SEE ITEM NOTE |  |  |  |  | 40914 | 44197 | 42683
9081 | 29200000TL | 03483 | EGC024015 | P | 58016601 | 58 | EGTL Spares | Mtce | 56 | 56Z | SCREW: SET, 1/4 IN DIA | 1/4 IN LG, 28 UNF-2A | *OBS*Fastener-BottWa : CUP POINT, SOCKET HD, 316 SS, ASTM, CROSS REF DWG: EGTL1-DRE-PRO-GA-050140, 720201 | EA | 3 | 0 | 0 | NO | 20.5616 | 3273.759 | DRESSER | 2071738 | 2071738 | 02,21,22 | 1 | 1BBC | 1BBC |  | SEE ITEM NOTE |  |  |  |  | 40914 |  | 42683
9082 | 29200000TL | 03483 | EGC024023 | P | 58016604 | 58 | EGTL Spares | Mtce | 66 | 66H | PIN: ADJ RING, 316 SS | PSV'S | Valve-Safety Relief : ASSY, CROSS REF DWG: EGTL1-DRE-PRO-GA-720183, 720047, 720048, 720049, 750079 | EA | 2 | 0 | 0 | NO | 217.616 | 36402.15 | DRESSER | 1076416 | 1076416 | 01,22 | 1 | 1BBC |  |  | SEE ITEM NOTE |  |  |  |  | 40914 | 44197 | 42683
9083 | 29200000TL | 03483 | EGC022004 | P | 58016669 | 58 | EGTL Spares | Mtce | 75 | 75F | SWITCH:SELECTOR,OFF/AUTO/START | MAINTAINED,600V 10A,DPST,2NO | Material Handling - Lifting Equipment and Accessories : &quot;3 POSITION,KNOB OPERATED,FRP (FIBERGLASS REINFORCED POLYESTER) ENCLOSURE, LOCAL CONTROL PANEL, VARIOUS, EGTL1-PBL-MEC-GA-500008, TYPE: SELECTOR, PHASE: 3 &quot; | EA | 2 | 0 | 0 | NO | 395.015 | 61323.7501 | STAHL | CD55845 24 03 03 |  | 01,10,22 | 1 | 3CAC |  |  | EGTL1-PBL-MEC-GA-500008 |  |  |  |  | 41003 |  | 41437
9084 | 29200000TL | 03483 | EGC018029 | P | 58016723 | 58 | EGTL Spares | Mtce | 56 | 56Z | STUD: 3/4IN DIA,195MM LG | 10 UNC,CR MOLY,ASME SA193 | *OBS*Fastener-BottWa : GR B7, (2) SA194 2H HEAVY NUTS, BOLT. ( “Note: This item requires PMI testing and logging, if passed, markings and documentation as per the PMI specification are required.”) | ST | 6 | 0 | 0 | NO | 7.84 | 2394.336 | SAMSUNG BOLT CO. | 2638-SPL2-B-01-04 | DE-6206 ZC3 | 02,21,22 | 1 | 2CBA | 2CBA |  |  |  |  | DK2006-210 |  | 41285 | 42720 | 42754
9085 | 292000TLDE | 03483 | EGC040034 | P | 58016780 | 58 | EGTL Spares | Mtce | 76 | 76Z | KIT: RREPAIR ACCESSORIES | SHAFT SLEEVE AND BEARING KITS | Pumps-Other : CONTAINS SHAFT SLEEVE - 303 STAINLESS,INBOARD AND OUTBOARD SLEEVE,SLEEVE GASKETS,LOCKING COLLARS-WHERE APPLICABLE, MISC, | KI | 2 | 0 | 0 |  | 0 | 0 | PACO PUMP | 91911537(K2321-1) | OSB102727100002 | 01,22 | 1 | 1AXX |  |  | EGTL1-SLZ-MEC-DD-823064 |  |  | KP-8020 |  | 44645
9086 | 29200000TL | 03483 | EGC041004 | P | 58016783 | 58 | EGTL Spares | Mtce | 76 | 76Z | CONTROLLER:HIGH VOLTAGE PUMP | 5000-7200 V , 400 AMPS | Pumps-Other : &quot;182-PC-001A-M 5001-7200V FIRETROL - FTA2000-K1-7-MK2,(FIRE WATER PUMP) &quot; | ST | 2 | 0 | 0 | NO | 3813.627 | 829586.4173 | SPS | FTA2000-K1-7-MK2 | ELD102727100001 | 01,11,22 | 1 | 1AXX |  |  | EGTL1-SLZ-MEC-DD-823064 |  |  |  |  | 40914 |  | 43567
9087 | 29300000TL | 03483 | EGC027022 | P | 58016788 | 58 | EGTL Spares | Mtce | 72 | 72Z | FILTER:FIRE WATER PUMP | 93 MM OD X 265 MM LONG | *OBS*Filtration-Elem : CELLULOSE ELEMENT,2 MICRONS,STEEL HSG, AS FU, 182-PC-001B-D/C-D | PC | 3 | 2 | 4 | YES | 78 | 120258.06 | MUSTANG CAT | 1R-0749 |  | 01,22 | 1 | 1AXX | [6 empty] | BENL1565 | 43770 | 45997 | 45915 | -5 | 4 | -3 | 2 | -6 | 2
9088 | 29200000TL | 03483 | EGC041005 | P | 58016789 | 58 | EGTL Spares | Mtce | 72 | 72Z | ELEMENT: FILTER | 10 MM ID X 57 MM OD X 76 MM LG | *OBS*Filtration-Elem : &quot;10 MICRON,CELLULOSE MEDIA, A-F 182-PC-001B-D/C-D&quot; | PC | 5 | 0 | 0 | NO | 42.0793 | 8184.0116 | MUSTANG CAT | 9M-2342 |  | 01,22 | 1 | 1AXX | 2BAB | [6 empty] | 40880 | 44012 | 43494
9089 | 29200000TL | 03483 | EGC026010 | P | 58016793 | 58 | EGTL Spares | Mtce | 72 | 72Z | ELEMENT: FILTERV 149.5 MM ID | X 268.5 MM OD X 213 MM LONG | *OBS*Filtration-Elem : &quot;PAPER, A ,182-PC-001B-D/C-D&quot; | PC | 3 | 0 | 0 | NO | 575.0569 | 89277.58 | MUSTANG CAT | 7C-1572 |  | 01,22 | 1 | 1AXX | 2BAB | [6 empty] | 41244 | 44071
9090 | 29200000TL | 03483 | EGC041005 | P | 58016796 | 58 | EGTL Spares | Mtce | 51 | 51Z | SWITCH:FIRE WATER PUMP | GP MAGNETIC | Electric-Other : 182-PC-002A/B | PC | 1 | 0 | 0 | NO | 956.94 | 292694.9119 | MUSTANG CAT | 5N-4806 | MOT102727150013 | 01,10,22 | 1 | 1AXX |  |  | EGTL1-SLZ-MEC-DD-823066 |  |  |  |  | 40914 | 45445 | 43477 |  |  | -1 | 1
9091 | 29200000TL | 03483 | EGC031003 | P | 58016844 | 58 | EGTL Spares | Mtce | 65 | 65A | STONE:GRINDING,15.9 MM | COMFORT GRIP HANDPIECE ALLOWS | *OBS*Tools - Other : FINGERTIP CONTROL TO CUT,GRIND,SAND,POLISH AND MORE GRIT,ALUM OXIDE, 8193, MULTIPACK OF 2 EACH, (DREMEL ACCESSORIES) | PK | 15 | 0 | 0 | NO | 1.91 | 296.5275 | DREMEL | 26158193JA |  | 01 |  | 3CAC | 3CAC | [6 empty] | 40915
9092 | 29200000TL | 03483 | EGC031003 | P | 58016845 | 58 | EGTL Spares | Mtce | 65 | 65A | STONE:GRINDING,9.5 MM | COARSE GRIT,ALUM OXIDE | *OBS*Tools - Other : 952, MULTIPACK OF 3 EACH, (DREMEL ACCESSORIES) | PK | 17 | 0 | 0 | NO | 1.91 | 296.5275 | DREMEL | 26150952JA |  | 01 |  | 3CAC | 3CAC | [6 empty] | 40915
9093 | 29200000TL | 03483 | EGC031003 | P | 58016846 | 58 | EGTL Spares | Mtce | 65 | 65A | STONE:GRINDING,6.4 MM | COARSE GRIT,ALUM OXIDE | *OBS*Tools - Other : 997, MULTIPACK OF 3 EACH, (DREMEL ACCESSORIES) | PK | 9 | 0 | 0 | NO | 1.91 | 296.5275 | DREMEL | 26150997JA |  | 01 |  | 3CAC | [7 empty] | 40915 | 42560
9094 | 29200000TL | 03483 | EGC024023 | P | 58016847 | 58 | EGTL Spares | Mtce | 65 | 65A | SHAFT:FLEXIBLE,1070 MM LG | COMFORT GRIP HANDPIECE ALLOWS | *OBS*Tools - Other : FINGERTIP CONTROL TO CUT,GRIND,SAND,POLISH AND MORE, 225, (DREMEL ACCESSORIES) | EA | 3 | 0 | 0 | NO | 33 | 5123.25 | DREMEL | 26150225PD |  | 00 |  | 3CAC | 3CAC | [6 empty] | 40915
9095 | 29200000TL | 03483 | EGC023007 | P | 58016857 | 58 | EGTL Spares | Mtce | 14 | 14Z | THERMOWELL:1/2 IN NPS PROCESS | 6 IN INSERTION LG,3 IN STEM LG | Instruments - Other & Parts : &quot;0.260 IN BORE, STRAIGHT SHANK, 316 SS, WELL ONLY COLD SERVICE, COMPOSITE (RTDS & HEAD MNTD TRANSMITTERS)&quot; | EA | 2 | 0 | 0 | NO | 46.2298 | 7179.02 | THERMO ELECTRIC | C6S3W2RDU1AW | C6S3W2RDU1AW | 22 | 1 | 2BAA |  |  | C/CD55245-S63212 |  |  |  |  | 40914
9096 | 292000TLDE | 03483 | EGC031005 | P | 58017237 | 58 | EGTL Spares | Mtce | 54 | 54B | KIT:GASKET, AIR COOLER MAC-1 | 7MM/10MM,VITON/K100 | Seals : &quot;8 PIECE, 110-ES-101 (CONSISTING OF:1 X GASKET (POS.1730), 1 X GASKET (POS.1740), 1 X GASKET (POS.1750), 1 X GASKET (POS.1760), 1 X GASKET (POS.1770), 3 X GASKET (POS.1780) 1730: 7MM&quot; | LO | 1 | 0 | 0 | NO | 39850.5519 | 63165117.245 | MAN TURBO | EKE310.1000.1.1.19P |  | 01 | 1 | 2CAC | 1AAA | [6 empty] | 45802 |  |  | 1 | 1
9097 | 29200000TL | 03483 | EGC019023 | P | 58017243 | 58 | EGTL Spares | Mtce | 54 | 54A | GASKET: AIR COOLER BAC-3 | 916 MM/1130 MM/1186 MM | Gaskets : &quot;VITON,5 PIECE, ADDITIONAL INFORMATION:10% GASKETS 110-ES-104 (CONSISTING OF:1 X GASKET (POS.1360), 2 X GASKET (POS.1370), 2 X GASKET (POS.1380) 1360: 1186 MM DIAMETER X 7 MM THICK, VITON 13 0: 916 MM&quot; | EA | 2 | 0 | 0 | NO | 16986.19 | 6123521.495 | MANTURBO | 10544704 |  | 01 | 1 | 2CAC | 1CCC | [6 empty] | 41206 | 43633 | 43801
9098 | 29200000TL | 03483 | EGC024002 | P | 58017279 | 58 | EGTL Spares | Mtce | 54 | 54A | SEAL: MECHANICAL | 50 MM,88 MM,CARTRIDGE | Seals : BALANCED,SGL ARRANGEMENT,SS 316,SILICON CARBIDE ROT FACE,SS 316 HARDWARE,SS 316 SPRING,O-RING,BUNA-N GASKET, 110-PC-101A/B | EA | 1 | 6 | 8 | NO | 0 | 0 |  |  |  | 00 | 1 | 2CAC | 1BBB | [6 empty] | 41206
9099 | 29300000TL | 03483 | EGC022007 | P | 58017298 | 58 | EGTL Spares | Mtce | 02 | 02A | ELEMENT | FILTER CONTROL OIL | Heating Ventilation and Air Conditioning Equipnment & Parts : CARTRIDGE, CONSIST OF: FILTER ELEMENT(GLASSFIBRE ), 6.3MICRON ,O-RING(VITON-A 90 SHORE) ,BACK-UP RING(PTFE), , DRAWING NUMBER:A4 045.14.199.99 ,ITEM 3,ITEM 7, ITEM 8,MANUFACTURER PART NUMBER: O | EA | 3 | 2 | 3 | YES | 787.92 | 534563.8049 | INDUFIL | OTE-V-320-A-GF25-V |  | 00 | 1 | 2CAC | 2CBC | [5 empty] | BNL3676 | 43770 | 45388 | 45064 |  |  | -1 | 3 | -3 | 2
9100 | 29300000TL | 03483 | EGC044008 | P | 58017299 | 58 | EGTL Spares | Mtce | 02 | 02A | ELEMENT: FILTER | OIL MIST SEPERATOR | Heating Ventilation and Air Conditioning Equipnment & Parts : KIT CONSIST OF: 9 FILTER ELEMENTS GLASS FIBRES WITH BINDER, TYPE 51-476-50-CR , DIMENSIONS 476 X 50.8 MM, 1 O-RING SEAL NRB75, DIMENSIONS 405.26 X 6.99 MM MANUFACTURER: CONTECMODEL:OIL MIST | ST | 2 | 0 | 1 | YES | 3524.5 | 5142386.48 | CONTEC | COMS-1500-S-50 |  | 01,22 | 1 | 2CAC | [5 empty] | 1500/980 |  | 43770 | 45604 | 45789 |  |  | -1 | 1
9101 | 29200000TL | 03483 | EGC024003 | P | 58017301 | 58 | EGTL Spares | Mtce | 02 | 02A | PANEL: CONTROL | OIL TANK HEATING | Heating Ventilation and Air Conditioning Equipnment & Parts : | EA | 1 | 0 | 0 | NO | 1810.7553 | 281192.19 |  |  | 6316-C3 | 00 | 1 | 2CAC | [7 empty] | 41206
9102 | 29200000TL | 03483 | EGC020025 | P | 58017302 | 58 | EGTL Spares | Mtce | 74 | 74Z | KIT:INTERMEDIATE SERVICE | FOR OIL CLEANING UNIT | *OBS*Machinery-Misc- : CONTAINS O-RINGS,BALL BEARINGS,SEAL RINGS,GASKETS | KI | 1 | 0 | 0 | NO | 10015.2652 | 1555270.54 |  |  | NU320 | 00 | 1 | 2CAC | [7 empty] | 41206
9103 | 29300000TL | 03483 | EGC024002 | S | 58017305 | 58 | EGTL Spares | Mtce | 54 | 54A | GASKET:BLADDER ACCUMULATOR | 22 MM/80 MM/90 MM DIAMETER | Seals : SS,3 PIECE, 110-VX-101 | EA | 1 | 0 | 1 | YES | 303.95 | 438706.2325 |  |  | 78350210AVV | 00 | 1 | 2CAC | 1BBB | [6 empty] | 43770 |  | 45712
9104 | 29200000TL | 03483 | EGC024002 | P | 58017307 | 58 | EGTL Spares | Mtce | 02 | 02A | RELAY:SECURITY,6 AMP | 2 NO,SILVER NICKEL CONTACT | Heating Ventilation and Air Conditioning Equipnment & Parts : DPDT,250 VAC/DC COIL,IP 20 TERMINAL,SURFACE MOUNT,POLYCARBONATE ENCLOSURE, EQUIPMENT: 110-CC-101SECURITY RELAY (MAN TURBO, 10544902 ) | EA | 4 | 3 | 6 | NO | 241.3723 | 45234.6372 |  |  | 991-19658922.88 | 00 | 1 | 2CAC | [7 empty] | 41206 |  | 41952
9105 | 29200000TL | 03483 | EGC024002 | P | 58017308 | 58 | EGTL Spares | Mtce | 02 | 02A | RELAY:UNIVERSAL,6 AMP | 3 NO,SILVER NICKEL CONTACT | Heating Ventilation and Air Conditioning Equipnment & Parts : DPDT,250 VAC/DC COIL,IP 20 TERMINAL,SURFACE OR DIN RAIL MOUNT,POLYCARBONATE ENCLOSURE, EQUIPMENT: 110-CC-101UNIVERSAL RELAY (MAN TURBO, 10544903) | EA | 2 | 1 | 2 | NO | 144.7734 | 25684.2016 |  |  | 991-19658924.88 | 00 | 1 | 2CAC | [7 empty] | 41206 |  | 41952
9106 | 29200000TL | 03483 | EGC024003 | P | 58017309 | 58 | EGTL Spares | Mtce | 02 | 02A | RELAY:SECURITY,250 VAC | 5 -NO 2- NC, SILVER STANNIC | Heating Ventilation and Air Conditioning Equipnment & Parts : OXIDE, GOLD FLASHED CONTACT,DPDT,24 VAC/DC COIL,IP 20 TERMINAL,DIN RAIL MOUNT,POLYAMIDE ENCLOSURE, EQUIPMENT: 110-CC-101SECURITY RELAY (MAN TURBO, 10544904 ) | EA | 2 | 1 | 2 | NO | 1211.6229 | 214963.7018 |  |  | 991-01965898.88 | 00 | 1 | 2CAC | [7 empty] | 41206 |  | 41952
9107 | 29200000TL | 03483 | EGC024002 | P | 58017310 | 58 | EGTL Spares | Mtce | 02 | 02A | UNIT:INLET SUPPLY | 0 | Heating Ventilation and Air Conditioning Equipnment & Parts : EQUIPMENT: 110-CC-101INLET SUPPLY UNIT (MAN TURBO, 10544905 ) | EA | 1 | 1 | 2 | NO | 502.7635 | 78074.15 |  |  | 991-19658914.88 | 00 | 1 | 2CAC | [7 empty] | 41206
9108 | 29200000TL | 03483 | EGC024001 | P | 58017311 | 58 | EGTL Spares | Mtce | 02 | 02A | AMPLIFIER:ISOLATED | 20-30VDC INPUT | Heating Ventilation and Air Conditioning Equipnment & Parts : 40VDC/126.5VAC-253VAC OUTPUT,1W,2-4ATRANSFORMER ISOLATED AMPLIFIER (MAN TURBO, 10544906 ) | EA | 1 | 1 | 2 | NO | 1053.608 | 163614.79 |  |  | 991-01962153.88 | 00 | 1 | 2CAC | [7 empty] | 41206
9109 | 29200000TL | 03483 | EGC024001 | P | 58017315 | 58 | EGTL Spares | Mtce | 51 | 51C | THERMOSTAT:CONTROL CUBICLE | 230VAC/60VDC | Electric Components - Motor / Generator :ENCLOSURE INTERNAL,5-60 DEG C RANGE | EA | 1 | 4 | 8 | NO | 133.8061 | 20778.75 |  |  | 11B | 00 | 1 | 2CAC | [7 empty] | 41206
9110 | 29200000TL | 03483 | EGC024002 | P | 58017317 | 58 | EGTL Spares | Mtce | 51 | 51Z | SWITCH:MAIN, | SPST, 380/480 VAC, 25A | Electric-Other : 3PH,50/60HZ,1NO-1NC,SNAP IN 35 MM RAILS/SCREW MOUNT | EA | 1 | 0 | 0 | NO | 187.6808 | 29144.95 |  |  | 641214 | 00 | 1 | 2CAC | [7 empty] | 41206
9111 | 29200000TL | 03483 | EGC024001 | P | 58017319 | 58 | EGTL Spares | Mtce | 02 | 02A | CONTACTOR:BASE DEVICE, AUX | 230/600VAC LINE,24V COIL | Heating Ventilation and Air Conditioning Equipnment & Parts : 10A,8 POLE,NEMA A600 ENCLOSURE, SIEMEN 3RH1262-1BB40. | EA | 2 | 1 | 2 | NO | 267.0046 | 42235.77 | SIEMENS | 3ZX1912-0RH11-1AA1 | 1054419 | 00 | 1 | 2CAC | [5 empty] | 3RH1262-1BB40 |  | 41206 |  | 41906
9112 | 29200000TL | 03483 | EGC024001 | P | 58017321 | 58 | EGTL Spares | Mtce | 51 | 51Z | SWITCH: PUSHBUTTON | START-STOP,ILLUMINATED BUTTON | Electric-Other : STATION,125 VAC,DPST,MOMENTARY,1NO-1NC,BLACK,MOLDED PLASTIC ENCLOSURE,SNAP-IN MOUNT | EA | 1 | 2 | 4 | NO | 116.9753 | 18165.09 |  |  | 641464 | 00 | 1 | 2CAC | [7 empty] | 41206
9113 | 29200000TL | 03483 | EGC024001 | P | 58017322 | 58 | EGTL Spares | Mtce | 51 | 51Z | SWITCH: PUSHBUTTON | START-STOP,ILLUMINATED BUTTON | Electric-Other : STATION,120VAC,DPST,MOMENTARY,1NO-1NC,RED,MOLDED PLASTIC ENCLOSURE,SNAP-IN MOUNT | EA | 1 | 0 | 0 | NO | 116.9753 | 18165.09 |  |  | 642637 | 00 | 1 | 2CAC | [7 empty] | 41206
9114 | 29200000TL | 03483 | EGC024001 | P | 58017338 | 58 | EGTL Spares | Mtce | 51 | 51Z | BLOCK:DIODE, 45MMX15MM | MOLDED PLASTIC CASE | Electric-Other : | EA | 4 | 2 | 4 | NO | 429 | 84298.5 |  | 10544933 | 10544933 | 00 | 1 | 2CAC | [7 empty] | 41206 | 42176 | 42192
9115 | 29200000TL | 03483 | EGC024002 | P | 58017339 | 58 | EGTL Spares | Mtce | 02 | 02A | RESISTOR:CONTROL CUBICLE | 400 OHM,20W,SOLDER LEADS | Heating Ventilation and Air Conditioning Equipnment & Parts : 1 PERCENT, EQUIPMENT: 110-CC-101. OLD PN:552933 | EA | 8 | 4 | 8 | NO | 77.1782 | 14720.7794 |  | 10544934 | 552933 | 00 | 1 | 2CAC | [7 empty] | 41206 |  | 42192
9116 | 29200000TL | 03483 | EGC024001 | P | 58017341 | 58 | EGTL Spares | Mtce | 02 | 02A | COUNTER:IMPULSE | 4 TO 6KV RANGE | Heating Ventilation and Air Conditioning Equipnment & Parts : IMPULSE,ANALOG READOUT | EA | 1 | 0 | 0 | NO | 344.5217 | 53500.78 |  |  | 642768 | 00 | 1 | 2CAC | [7 empty] | 41206
9117 | 29200000TL | 03483 | EG1016003 | P | 58017356 | 58 | EGTL Spares | Mtce | 14 | 14B | MODULE:PLC TYPE:GA FAB SIPO | MCADA-S DUPLEX I/P:24 VDC : 2A | O/P:90 MA POWER SOURCE:14 -30 VOLT DC GA FIELD CONNECTION MODULE FOR ANALOG INPUTS AND ANALOG OUTPUTS, ONE TRANSMITTER CONNECTED TO TWO MCADA-S CARDS. COMPATIBLE WITH DUPLEX SYSTEMS. HART COMMUNICATIONS AS AN OPTION. 2X D-SUB 50 FOR MCADA-S TYPE 1 / 3, 1X | EA | 2 | 0 | 0 | NO | 6656.14 | 1033299.1736 | MAN TURBO | 10544522 | 10544522 | 00 | 1 | 2CAC | [7 empty] | 40914 | 45113 | 41688 |  |  |  |  | -1 | 1
9118 | 29200000TL | 03483 | EGC018030 | P | 58017370 | 58 | EGTL Spares | Mtce | 66 | 66Z | KIT:INNER SITTING | VALVE | Valve-Other : CONTAINS VALVE SEAT,PACKING RING,VALVE PLUG,SCREW,GASKET, COMPLETE, 110-PV-1079 | EA | 1 | 0 | 0 | NO | 7851.9731 | 1219332.9 |  |  | 110N726-A426/A427 | 00 | 1 | 2CAC | [7 empty] | 41206
9119 | 29200000TL | 03483 | EGC024001 | P | 58017371 | 58 | EGTL Spares | Mtce | 54 | 54A | GASKET: COVER FLANGE | 140MM DIAMETER | Gaskets : OEM FLEXITALLIC OR KLINGER SPIRAL WOUND GASKET GRAPHITE FILLER 304 STAINLESS STEEL STYLE R, OD 2.5IN X ID 2IN, (63 X 58)MM GRAPHITE FILLER WITHOUT OR/IR | EA | 2 | 0 | 0 | NO | 136.3945 | 24289.083 | FLEXITALLIC /KLINGER | 10545151 | 110N726-A428/A429 | 00 | 1 | 2CAC | [7 empty] | 41206 |  | 42024
9120 | 29200000TL | 03483 | EGC024002 | P | 58017372 | 58 | EGTL Spares | Mtce | 54 | 54A | GASKET:VALVE SEAT,5MM DIA | PTFE AND ECOTROL | Seals : (PROPRIETARY),CIRCULAR, 110-PV-1079 | EA | 1 | 0 | 0 | NO | 133.8061 | 20778.75 |  |  | 140N920-A966/A971/A974 | 00 | 1 | 2CAC | 1BBB | [6 empty] | 41206
9121 | 29200000TL | 03483 | EGC024002 | P | 58017374 | 58 | EGTL Spares | Mtce | 66 | 66Z | RING: BASE,25 MM DIA,PTFE | 110-CC-101 | Valve - Actuator & Positioner: 110-PV-1079 & 110-PV-1070, DWG 10000252944_FOR_PV1070 | EA | 2 | 4 | 6 | NO | 0 | 0 |  |  |  | 00 | 1 | 2CAC | 1BBB | [6 empty] | 41206
9122 | 29200000TL | 03483 | EGC024002 | P | 58017375 | 58 | EGTL Spares | Mtce | 66 | 66Z | V-RING: RETAINING | 25 MM DIAMETER,PTFE | Valve - Actuator & Positioner: &quot;110-PV-1079 & 110-PV-1070, DWG: 10000252944_FOR_PV1070 EQUIPMENT: 110-CC-101, 110-PV-1079 & 110-PV-1070, DWG: 10000252944_FOR_PV1070 EQUIPMENT: 110-CC-101&quot; | EA | 2 | 0 | 0 | NO | 33.4515 | 5194.69 |  |  |  | 00 | 1 | 2CAC | 1BBB | [6 empty] | 41206
9123 | 29200000TL | 03483 | EGC018020 | P | 58017381 | 58 | EGTL Spares | Mtce | 66 | 66Z | KIT: INNER SITTING | FOR VALVE | Valve-Other : CONTAINS VALVE SEAT,PACKING RING,VALVE PLUG,SCREW GASKET, COMPLETE, 110-TV-1929 | EA | 1 | 0 | 0 | NO | 4987.5997 | 774524.36 |  |  |  | 00 | 1 | 2CAC | [7 empty] | 41206
9124 | 29200000TL | 03483 | EGC024001 | P | 58017385 | 58 | EGTL Spares | Mtce | 66 | 66Z | RING: BASE,PTFE | 25 MM DIAMETER | Valve - Actuator & Positioner: | EA | 1 | 0 | 0 | NO | 0 | 0 |  |  | 755A | 00 | 1 | 2CAC | 1BBB | [6 empty] | 41206
9125 | 29200000TL | 03483 | EGC020028 | P | 58017389 | 58 | EGTL Spares | Mtce | 66 | 66Z | KIT: INNER SITTING | FOR VALVE | Valve-Other : CONTAINS VALVE SEAT,PACKING RING,VALVE PLUG,SCREW,GASKET, COMPLETE, 110-PV-1070 | EA | 1 | 0 | 0 | NO | 7130.869 | 1107352.65 |  |  | R022 | 00 | 1 | 2CAC | [7 empty] | 41206
9126 | 29200000TL | 03483 | EGC024002 | P | 58017391 | 58 | EGTL Spares | Mtce | 56 | 56Z | BOLT:FLANGE | 5/8IN DIA,2-1/2IN LG | *OBS*Fastener-BottWa : 11,HEX WASHER HD,STEEL,SAE,GR 8 | EA | 1 | 0 | 0 | NO | 22.4344 | 3483.8438 |  |  | R013 | 00 | 1 | 2CAC | [7 empty] | 41206
9127 | 29200000TL | 03483 | EGC024002 | P | 58017393 | 58 | EGTL Spares | Mtce | 54 | 54D | O-RING:SEAL STEM EXPT,50MM ID | 56 MM OD,3 MM WD | *OBS*GS&P-O-Rings : &quot;FLUOROELASTOMER,AS568-136, 110-PV-1070 EQUIPMENT: 110-CC-101&quot; | EA | 1 | 0 | 0 | NO | 0 | 0 |  |  | R010 | 00 | 1 | 2CAC | 2CAC | [6 empty] | 41206
9128 | 29200000TL | 03483 | EGC024002 | P | 58017394 | 58 | EGTL Spares | Mtce | 54 | 54A | GASKET:STUFFING BOX,270MM DIA | 270MM DIAMETER,SS | Seals : FLAT/SQUARE, 110-PV-1070 | EA | 1 | 0 | 0 | NO | 22.4344 | 3483.8438 |  |  | FPFR01006/12 | 00 | 1 | 2CAC | 1BBB | [6 empty] | 41206
9129 | 29200000TL | 03483 | EGC023004 | P | 58017407 | 58 | EGTL Spares | Mtce | 02 | 02A | KIT: SPARE PART | FOR ACTUATOR | Heating Ventilation and Air Conditioning Equipnment & Parts : CONTAINS PISTON,PISTON ROD,SPRING,SPRING PLATE,RING,LOCK RING, ADDITIONAL INFORMATION:110-XV-1002, 110-XV-1002 | KI | 1 | 0 | 0 | NO | 1618.4615 | 251330.8938 |  |  | SEE ADDITIONAL INFO | 00 | 1 | 2CAC | [7 empty] | 41206
9130 | 29200000TL | 03483 | EGC019022 | P | 58017410 | 58 | EGTL Spares | Mtce | 51 | 51Z | SWITCH: LIMIT | 5-25VDC, SPDT | Electric-Other : NAMUR SHAFT,NAMUR CONNECTION,CALIBRE POLYCARBONATE ENCLOSURE, 110-XV-1002, 110-XV-1001, CROSS REF DWG: 10000252938, FOR XV1002+1001 | EA | 1 | 0 | 0 | NO | 2001.0478 | 310742.7064 |  |  | R028 | 00 | 1 | 2CAC | [7 empty] | 41206
9131 | 29200000TL | 03483 | EGC024002 | P | 58017425 | 58 | EGTL Spares | Mtce | 54 | 54D | O-RING:SEAL AIR REGULATOR MAC | 119 MM ID,129 MM OD | *OBS*GS&P-O-Rings : &quot;5 MM WD,FLUROELASTOMER,AS568-351, EQUIPMENT: 110-CC-101, 110-PV-1017 &quot; | EA | 1 | 0 | 0 | NO | 0 | 0 |  |  | R026 | 00 | 1 | 2CAC | 2CAC | [6 empty] | 41206
9132 | 29200000TL | 03483 | EGC036011 | P | 58017429 | 58 | EGTL Spares | Mtce | 56 | 56Z | SCREW: SET,M10 DIA,16 MM LG | M10,DOG POINT,SOCKET HD,SS | *OBS*Fastener-BottWa : STAINLESS,GR 316,SP-72-010, SP-72-017, SP-72-014, SP-72-023, , SP-20-005, SP-35-001, SP-78-011,SP-20-006, SP-20-007, SP-20-060, SP-72-013, SP-72-020, SP-35-001 | EA | 30 | 0 | 0 | NO | 9.7418 | 1512.51 | SFC (USA) | GDM1016 |  | 02,21,22 | 1 | 1BAB | 1BAB |  | MT503S |  |  |  |  | 41003
9133 | 29200000TL | 03483 | EGC036011 | P | 58017431 | 58 | EGTL Spares | Mtce | 56 | 56Z | PIN:ANCHOR,316 SS | SP-72-010,SP-72-017, SP-78-009 | *OBS*Fastener-Other : SP-78-011, SP-78-008, SP-72-014, SP-72-023, SP-20-005, SP-35-001, SP-78-011, SP-20-006, CU505S, SP-20-007, SP-20-060, SP-72-013, SP-72-020, SP-35-001 | EA | 20 | 0 | 0 | NO | 5.6241 | 873.2 | SFC (USA) | SFC24000 |  | 01,22 | 1 | 1BAB | 1BAB |  | MT503S |  |  |  |  | 41003
9134 | 29200000TL | 03483 | EGC036011 | P | 58017436 | 58 | EGTL Spares | Mtce | 56 | 56Z | SCREW: SET,M10 DIA,10 LG | M10,SET POINT,SOCKET HD,SS | *OBS*Fastener-BottWa : SP-78-009, SP-78-011, SP-20-005, SP-35-001, SP-78-011, SP-35-001, SP-72-010, SP-72-010, SP-72-021, SP-72-015, SP-78-004, SP-78-007, SP-72-024, SP-72-025, SP-78-004, SP-78-005, | EA | 12 | 0 | 0 | NO | 3.6155 | 561.34 | SFC (USA) | OCM1010 |  | 02,21,22 | 1 | 1BAB | 1BAB |  | ZZ977S |  |  |  |  | 41003
9135 | 29200000TL | 03483 | EGC036011 | P | 58017437 | 58 | EGTL Spares | Mtce | 56 | 56Z | SCREW:SET,M10 DIA,12 MM LG | 10,CONE POINT,SOCKET HD,SS | *OBS*Fastener-BottWa : STAINLESS,GR 316,SP-78-009, SP-78-011, SP-20-005, SP-35-001, SP-78-011, SP-35-001, SP-72-010, SP-72-010, SP-72-021, SP-72-015, SP-78-004, SP-78-007, SP-72-024, SP-72-025, SP-78- | EA | 12 | 0 | 0 | NO | 8.7375 | 1356.58 | SFC (USA) | GPM1012 |  | 02,21,22 | 1 | 1BAB | 1BAB |  | ZZ977S |  |  |  |  | 41003
9136 | 29200000TL | 03483 | EGC036010 | P | 58017477 | 58 | EGTL Spares | Mtce | 28 | 28A | NOZZLE:SPRAY,2.5 IN | FNST,BRASS, 500 GPM | Fire Protection / Prevention Equipment & Materials : QA Codes 02, 01A, 21 | EA | 2 | 0 | 0 | NO | 900 | 274275 | ELKHART BRASS | CJ-B |  | 02,01A,21 | 1 | 2BBB |  |  | EGTL1-WFH-LOS-DD-820014 |  |  |  |  | 41003 | 44005 | 42719
9137 | 29200000TL | 03483 | EG1015007 | P | 58017498 | 58 | EGTL Spares | Mtce | 51 | 51C | CUTOUT: THERMAL COMPRESSOR | 460V,220-250 DEGREES RANGE | Electric Components - Motor / Generator :&quot;SHELTER 120-AH-203, SHELTER 172-AH-015, SHELTER 174-AH-001, SHELTER 130-AH-243, SHELTER 150-AH-001, SHELTER 130-AH-143M, 120-AH-103 EGTL1-SEA-ELE-DD-000100&quot; | EA | 2 | 0 | 0 | NO | 396.2297 | 61494.8405 | MARC CLIMATIC | ESB707C3H | 624764 | 00 | 1 | 1BCB | [7 empty] | 41250 | 44198
9138 | 29200000TL | 03483 | EGC033003 | P | 58017504 | 58 | EGTL Spares | Mtce | 51 | 51C | FUSE:TIME DELAY CLASS CC | ANALYZER, 1-4/10A,600VAC | Electric Components - Motor / Generator :&quot;200KA IR,FERRULE,FIBERGLASS,1.5 X .41IN, FILLED, CORRECTED 2/15/2010, SHELTER 120-AH-203, SHELTER 172-AH-015, SHELTER 174-AH-001 FERRAZ SHAWMUT, FILLED, CORRECTED 2/15/2010, SHELTER&quot; | EA | 16 | 0 | 0 | NO | 38.022 | 5901.02 | MARC CLIMATIC | ATQR 1-4/10 | 642863 | 01,22 | 1 | 1BCB | [7 empty] | 41250 | 45150 | [5 empty] | -4 | 1
9139 | 29200000TL | 03483 | EGC032009 | P | 58017507 | 58 | EGTL Spares | Mtce | 51 | 51C | MOTOR:EVAPORATOR,1/2HP | 1200RPM,208V-230V-460V | MANUFACTURER BALDOR MOTOR: CAT NUMBER M3539, SPEC 34A61-5884, TYPE 3418M, OUTPUT 0.5HP, SPEED 1140RPM, 3PH, FREQUENCY 60HZ, VOLTAGE 230V/460V, FRAME 56 | EA | 1 | 0 | 0 | NO | 1509.1229 | 285339.6855 | BALDOR ELETRIC MOTOR | M3539 | WPB320A204MS | 01,11,19,22, | 1 | 1BCB | 1BBB |  | EGTL1-SEA-ELE-DD-000100 |  |  | SPEC 34A61-5884 |  | 41250 | 45151 | 43034 |  |  |  |  | -1 | 1
9140 | 29300000TL | 03483 | EGC032019 | P | 58017509 | 58 | EGTL Spares | Mtce | 51 | 51C | THERMOSTAT: TWO STAGE LINE | VOLTAGE HEATING | Electric Components - Motor / Generator :COOLING,AND VENTILATIONANALYZER,30 TO 110F RANGE,120/240VAC, (2) SPDT. | EA | 1 | 0 | 1 | YES | 387 | 160639.83 | MARC CLIMATIC | 2E207 | 0003200015 | 00 | 1 | 1BCB | [7 empty] | 43770 |  | 44547
9141 | 29300000TL | 03483 | EG1015007 | P | 58017510 | 58 | EGTL Spares | Mtce | 51 | 51C | SWITCH: FLOW | 2 WIRE,115 VAC | Electric Components - Motor / Generator :&quot;HERMETICALLY SEALED ENCLOSURE,POLYPROPYLENE, AIR FLOW, HERMETICALLY SEALED, SHELTER 20-AH-203, SHELTER 172-AH-015, SHELTER 174-AH-001, SHELTER 130-AH-243, SHELTER 150-AH-001, SHELTER 120-A -203, SHELTER&quo | EA | 5 | 0 | 1 | YES | 184 | 110484.76 | MARC CLIMATIC | 160450 | 0080017701 | 01,10,22 | 1 | 1BCB | [7 empty] | 43770 | 44882 | 45107
9142 | 29300000TL | 03483 | EG1015007 | P | 58017515 | 58 | EGTL Spares | Mtce | 51 | 51C | CONTACTOR: MOTOR | MINIATURE NON REVERSING | Electric Components - Motor / Generator :IEC/EN 60947,IEC 536,440V LINE,110V COIL,20A,3 POLE,GENERAL PURPOSE ENCLOSURE, 3PH, STARTER CONTACTOR, SHELTER 120-AH-203, SHELTER 172-AH-015, SHELTER 174-AH-001, SHELTER 130-AH-243 | EA | 1 | 0 | 1 | YES | 98.259 | 118826.3125 | MARC CLIMATIC | LC1-K0610F7 | 4 | 01,10,22 | 1 | 1BCB | 1AAA | [6 empty] | 43770 | 45575 | 45415 |  |  | -1 | 1 | -1 | 1
9143 | 29200000TL | 03483 | EGC033004 | P | 58017528 | 58 | EGTL Spares | Mtce | 51 | 51C | FUSE:TIME DELAY CLASS CC,8/10A | 600VAC,200KA IR | Electric Components - Motor / Generator :FERRULE,FIBERGLASS,1.5 X .41 IN, FILLED, CORRECTED 2/15/2010, SHELTER 130-AH-243, SHELTER 150-AH-001 | EA | 8 | 0 | 0 | NO | 38.022 | 5901.02 | MARC CLIMATIC | ATQR 8/10 | RPACKX00122 | 01,22 | 1 | 1BCB | [7 empty] | 41250 | 45982 |  | -2 | 1
9144 | 29200000TL | 03483 | EGC046046 | P | 58017529 | 58 | EGTL Spares | Mtce | 51 | 51C | FUSE:TIME DELAY CLASS CC,1A | 600VAC,200KA IR | Electric Components - Motor / Generator :FERRULE,FIBERGLASS,1.5 X .41IN, FILLED, CORRECTED 2/15/2010, SHELTER 130-AH-243, SHELTER 150-AH-001, SHELTER 120-AH-203, SHELTER 130-AH-143, SHELTER 130-AH-243, SHELTER 172-AH-015 | EA | 18 | 0 | 0 | NO | 38.022 | 5901.02 | MARC CLIMATIC | ATQR 1 | 7415-0006-CCP12.5-370 | 01,22 | 1 | 1BCB | [7 empty] | 41250 | 44198
9145 | 29200000TL | 03483 | EGC020030 | P | 58017532 | 58 | EGTL Spares | Mtce | 56 | 56Z | SPIDER:BUNA N COUPLING INSERT | STYLE A/L075, TORQUE 90IN LB | Fasteners / Hardware : COLOR BLACK,BUNA N, ASSY, SHELTER NO 130-AH-243/150-AH-001/130-AH-143,EGTL1-SEA-ELE-DD-000100 | AS | 3 | 0 | 0 | NO | 104.855 | 25922.6498 | MARC CLIMATIC | 2X814 |  | 00 | 1 | 1BCB | [7 empty] | 41295 | 45997 | 43438 | -2 | 2
9146 | 29300000TL | 03483 | EGC032012 | P | 58017539 | 58 | EGTL Spares | Mtce | 51 | 51C | TRANSFORMER: CONTROL,75KVA | 230/460VAC,115VAC,50/60HZ,1PH | MICRON CONTROL TRANSFORMER SERIES: IMPERVITRAN, PART NUMBER B075BTZ13JKhttps://www.galco.com/buy/Micron-Industries/B075BTZ13JK | EA | 2 | 0 | 1 | YES | 107.9532 | 167678.2763 | MICRON INDUSTRIES CORP | B075BTZ13JK |  | 01,10,22 | 1 | 1BCB |  |  | EGTL1-SEA-ELE-DD-000100 |  |  |  |  | 43770 | 45671 | 45631 | 1 | 1 | -2 | 2
9147 | 29200000TL | 03483 | EGC042016 | P | 58017560 | 58 | EGTL Spares | Mtce | 54 | 54A | GASKET: FLANGE NON-SPIRAL | 1-1/2 IN TO 2 IN PIPE | Gaskets : 150/300 LB,GRAPHITE/METAL,102MM ID,120MM OD,1MM THK, 3.248 BODY, 110-LV-1715B, 110-LV-2715A, 110-LV-2715B, 110-XV-1209, 110-XV-2209, 110-XV-0617, 110-XV-0724, 110-HV-0625, 110-XV (CRYOGENIC GLOBE CONTROL VALVES) | EA | 4 | 1 | 3 | NO | 7.1882 | 1115.97 | SAMSON CONTROLS | 8414-1493 | 8414-1493 | 01,22 | 1 | 2 |  |  | EB 8093 EN |  |  |  |  | 40914 | 44455
9148 | 29200000TL | 03483 | EGC023027 | P | 58017579 | 58 | EGTL Spares | Mtce | 28 | 28E | DETECTOR: FIRE PROTECTION | SMOKE,-20 TO 70C,10 TO 27VDC | Fire and Gas Control Systems : 3MAA, AUTRONICA DETECTOR HEAD | EA | 3 | 0 | 0 | NO | 729.4694 | 113279.31 | AUTRONICA | BHH-520 |  | 00 | 1 | 2BBB |  |  | EGTL1-POW-ARC-LO-001209 |  |  |  |  | 41003 | 44978 | [5 empty] | -4 | 1
9149 | 29200000TL | 03483 | EGC023020 | P | 58017580 | 58 | EGTL Spares | Mtce | 28 | 28E | BASE:AUTROSAFE DETECTOR,4IN WD | X 4 FT LG,BLEND OF MAKROLON | Fire and Gas Control Systems : POLYCARBONATE(PC) AND ACRYLONITRILE BUTADIENE STYRENE POLYMER(ABS) | EA | 1 | 0 | 0 | NO | 54.0348 | 8391.06 | AUTRONICA | BWA-100 |  | 00 | 1 | 2BBB |  |  | EGTL1-POW-ARC-LO-001209 |  |  |  |  | 41003
9150 | 29200000TL | 03483 | EGC022021 | P | 58017600 | 58 | EGTL Spares | Mtce | 51 | 51Z | RELAY:OVERLOAD,AMBIENT,32A MAX | 1NO-1NC,SPST,FORM C CONTACT | Electric-Other : AUTOMATIC/MANUAL,600VAC COIL,SCREW TERMINAL,SCREW MOUNT,GENERAL PURPOSE ENCLOSURE, C-H FREEDOM, SZ. 00, 0,5-8. COMPENSATED, MANUAL OR AUTO RESET, 1-HVAC-01, 2-HVAC-02, 2-HVA | EA | 3 | 0 | 0 | NO | 438.2821 | 68060.82 | CUTLER-HAMMER | C306DN3B |  | 01,10,22 | 1 | 3CAC |  |  | SEE ADDITIONAL INFO |  |  |  |  | 41003
9151 | 29200000TL | 03483 | EGC022017 | P | 58017601 | 58 | EGTL Spares | Mtce | 51 | 51Z | RELAY: OVERLOAD,SPST,FORM C | CONTACT 10A 600VAC 3/4 HP | Electric-Other : &quot;1NO-1NC,MANUAL,120VAC COIL,SCREW TERMINAL,REAR MOUNT,NEMA 1 ENCLOSURE, NEMA 00-2, 2-HVAC-01, CROSS REF DWG: EGTL1-POW-ARC-DD-001289 EGTL1-POW-ARC-DD-002057&quot; | EA | 2 | 2 | 3 | NO | 1588.022 | 246603.93 | CUTLER-HAMMER | C306DN3B |  | 01,10,22 | 1 | 3CAC |  |  | SEE ADDITIONAL INFO |  |  |  |  | 41003
9152 | 29200000TL | 03483 | EGC024023 | P | 58017605 | 58 | EGTL Spares | Mtce | 87 | 87B | SUPPRESSOR: SURGE PROTECTOR | 480V AC 5 KVA PLASTIC | Engines - Parts : | EA | 10 | 0 | 0 | NO | 215.2174 | 33412.5 | KATO | K8541175316 |  | 00 | 1 | 3CAA |  |  | GENERATOR PARTS MANUAL |  |  |  |  | 41003 | 41454 | 41431
9153 | 29200000TL | 03483 | EGC028020 | P | 58017609 | 58 | EGTL Spares | Mtce | 09 | 09N | DETECTOR: OPTICAL FLAME | 40/40I (IR3 )FLAME DETECTOR | Miscellaneous Gases:TRIPLE IR (IR3) SPECTRAL RESPONSE -3IR BANDS,DETECTION RANGE-65M,RESPONSE TIME-5 SECONDS,SENSITIVITY RANGES- 15M TO 65M,FIELD OF VIEW -HORIZONTAL 100 DEGREES,VERTICAL 95 DEGREES, HEATED OPTICS,OPERATING VOLTAGE -24VDC, 0-20mA,CABLE ENT | EA | 1 | 2 | 5 | NO | 3808.8082 | 591430.4815 | SPECTREX S-EYE 40/40D-I | 40/40D-I-1-6-3-2-S-C-Y-8 |  | 01,22 |  | 1AXX |  |  | PARTS MANUAL |  |  |  |  | 41003 | 45029 | 41522 |  |  |  |  | -3 | 2
9154 | 29200000TL | 03483 | EG1015017 | P | 58017638 | 58 | EGTL Spares | Mtce | 66 | 66S | ACTUATOR:SPRING RETURN,24VAC | 90 DEG ON-OFF TRAVEL,15 NM | Valve - Actuator & Positioner: OEM TROX TECHNIK, SCHISCHEK EXMAX-15-BF-TR, TORQUE,FK-K90-2/ZEX1, 90 DEG ON-OFF TRAVEL 15 NM, ACTUATOR SPRING RETURN,24VAC | EA | 1 | 0 | 0 | NO | 1870.3242 | 367500 | TROX | TORQUE,FK-K90-2/ZEX1 |  | 00 | 1 | 2CAC | 1BBB |  | EGTL1-JBN-HVC-DD-901306 |  |  | SCHISCHEK EXMAX-15-BF-TR |  | 41003 |  | 42283
9155 | 29200000TL | 03483 | EGC022001 | P | 58017639 | 58 | EGTL Spares | Mtce | 51 | 51C | ACTUATOR:MAGNET,24VAC,13MM | LINEAR TRAVEL,195MM X 105MM | Electric Components - Motor / Generator :ERO44-24V | EA | 1 | 0 | 0 | NO | 345.5134 | 53640.95 | ACTION AIR | NO. 252941-MA |  | 00 | 1 | 2CAC |  |  | EGTL1-JBN-HVC-DD-9013XX |  |  |  |  | 41003
9156 | 29200000TL | 03483 | EGC021027 | P | 58017640 | 58 | EGTL Spares | Mtce | 28 | 28E | RELEASE:LATCH,72°C, MSW-72C | THERMAL FIRE DAMPER RELEASE | Fire and Gas Control Systems : | EA | 1 | 0 | 0 | NO | 74.7574 | 11606.09 | ACTION AIR | NO. 252941-TS |  | 00 | 1 | 2CAC |  |  | EGTL1-JBN-HVC-DD-9013XX |  |  |  |  | 41003
9157 | 29200000TL | 03483 | EGC022001 | P | 58017641 | 58 | EGTL Spares | Mtce | 51 | 51Z | SWITCH:ON-OFF POSITION,24VAC | NC,PLUG IN MOUNT, M TYPE | Electric-Other : POTENTIAL FREE CONTACT | EA | 1 | 0 | 0 | NO | 106.7449 | 16572.15 | ACTION AIR | NO. 252941-PS |  | 00 | 1 | 2CAC |  |  | EGTL1-JBN-HVC-DD-9013XX |  |  |  |  | 41003
9158 | 29200000TL | 03483 | EG1015017 | P | 58017642 | 58 | EGTL Spares | Mtce | 66 | 66S | ACTUATOR:DAMPER,24VAC | 90 DEG CONTINUOUS TRAVEL | Valve - Actuator & Positioner: 10 NM OF TORQUE, REGLAIR, GLB161.1E | EA | 1 | 0 | 0 | NO | 320.627 | 63000 | SIEMENS | REF.877110 - 05909 |  | 00 | 1 | 2CAC | 1BBB |  | EGTL1-JBN-HVC-DD-901306 |  |  |  |  | 41003 |  | 42283
9159 | 29200000TL | 03483 | EGC021027 | P | 58017677 | 58 | EGTL Spares | Mtce | 02 | 02A | FUSE:ISOLATING,160A,460V,160A | IR,KNIFE BLADE,CERAMIC,50M X | Heating Ventilation and Air Conditioning Equipnment & Parts : 45MM X 30MM, CHILLER 1XWKSHP, 1EH 3 PIECES | EA | 16 | 8 | 15 | NO | 72.0218 | 11181.4155 | TRANE | FUS0142E |  | 00 | 1 | 2CAC |  |  | EGTL1-JBN-HVC-DD-902315 |  |  |  |  | 41003 |  | 41638
9160 | 29200000TL | 03483 | EG1015011 | P | 58017704 | 58 | EGTL Spares | Mtce | 14 | 14Z | PLUG:ADDRESS,20MM,PLASTIC | CONTROL SYSTEM PANEL EQUIPMENT | Instruments - Other & Parts : CROSS REF DWG EGTL1-JBN-ELE-SC-90137072, SUPPLIER PART NO 09-104-EGTL-ADMIN-CP1-2 & WKSHP-CP1 | EA | 1 | 0 | 0 | NO | 53.63 | 8326.0575 | SIEMENS | TXA1.K24 |  | 00 | 1 | 2CAC |  |  | SEE ADDITIONAL INFO |  |  |  |  | 41003 |  | 41663
9161 | 29300000TL | 03483 | EG1015011 | P | 58017705 | 58 | EGTL Spares | Mtce | 14 | 14Z | MODULE:POWER SUPPLY,120VAC INP | 24VAC OUTPUT,CONTROL SYSTEM | Instruments - Other & Parts : PANEL EQUIPMENT, E/A BUS ADAPTER, CROSS REF DWG EGTL1-JBN-ELE-SC-90137072, SUPPLIER PART NO 09-104-EGTL-ADMIN-CP1-2 & WKSHP-CP1 | EA | 2 | 0 | 1 | YES | 585 | 239645.25 | SIEMENS | TXB1.PBUS |  | 00 | 1 | 2CAC |  |  | SEE ADDITIONAL INFO |  |  |  |  | 43770 |  | 44427
9162 | 29200000TL | 03483 | EGC021026 | P | 58017727 | 58 | EGTL Spares | Mtce | 14 | 14Z | CONTACTOR: MOTOR,HVAC FAN | NEMA SZ 1,460VAC LINE,120VAC | Instruments - Other & Parts : COIL,10A,3 POLE,GENERAL PURPOSE ENCLOSURE,CONTROL SYSTEM PANEL EQUIPMENT, 7.5KW, 50/60HZ | EA | 2 | 0 | 0 | NO | 193.8999 | 45873.504 | SIEMENS | 3RT1025-1AK60 |  | 00 | 1 | 2CAC | [7 empty] | 41003 | 42732 | 42951
9163 | 29200000TL | 03483 | EGC021027 | P | 58017731 | 58 | EGTL Spares | Mtce | 51 | 51F | FUSE:AUTOMATIC,2A,240VAC,14KA | IR,SCREW,PLASTIC,60MMX 70MM X | Electric Components - Circuit Protection:60MM X 70MM X 17.5MM, CONTROL SYSTEM PANEL EQUIPMENT, C, 1P | EA | 2 | 0 | 0 | NO | 114.7486 | 18474.6263 | SIEMENS | 5SJ4102-7HG41 |  | 00 | 1 | 2CAC | [7 empty] | 41003 |  | 41710
9164 | 29200000TL | 03483 | EG1015017 | P | 58017751 | 58 | EGTL Spares | Mtce | 14 | 14Z | ACTUATOR:VALVE,24VAC,90 DEG | ON-OFF TRAVEL,10 NM TORQUE | Instruments - Other & Parts : CONTROL SYSTEM FIELD DEVICES, BUTTERFLY VALVE, 0-10V SIGNAL | EA | 1 | 0 | 1 | NO | 582.4724 | 114450 | SIEMENS | SI.SAL03T10 |  | 00 | 1 | 2CAC |  |  | SEE ADDITIONAL INFO |  |  |  |  | 41003 |  | 42283
9165 | 29200000TL | 03483 | EG1015014 | P | 58017752 | 58 | EGTL Spares | Mtce | 14 | 14Z | ACTUATOR:DAMPER,24-230VAC | 90 DEG CONTINUOUS TRAVEL | Instruments - Other & Parts : 5 NM TORQUE, CONTROL SYSTEM FIELD DEVICES, ATEX, 5/10NM | EA | 1 | 0 | 0 | NO | 1527.4754 | 237108.3 | SCHISCHEK | EXMAX-5.10 |  | 00 | 1 | 2CAC |  |  | SEE ADDITIONAL INFO |  |  |  |  | 41003 |  | 41637
9166 | 29200000TL | 03483 | EG1015014 | P | 58017753 | 58 | EGTL Spares | Mtce | 14 | 14Z | THERMOSTAT:ROOM INSTALLATION | 0-60 DEG C RANGE,24VAC | Instruments - Other & Parts : CONTROL SYSTEM FIELD DEVICES | EA | 1 | 0 | 0 | NO | 316.5774 | 49141.95 | ALRE | JET-120R |  | 00 | 1 | 2CAC |  |  | SEE ADDITIONAL INFO |  |  |  |  | 41003 |  | 41637
9167 | 29200000TL | 03483 | EG1015014 | P | 58017754 | 58 | EGTL Spares | Mtce | 14 | 14Z | MONITOR:AIR FLOW,0.2-10 M/S | 24VAC POWER,CONTROL SYSTEM | Instruments - Other & Parts : FIELD DEVICES, ELECTRONIC, CROSS REF DWG EGTL1-JBN-ELE-SC-90137072, SUPPLIER PART NO 09-104-EGTL-ADMIN-CP1-2 & WKSHP-CP1 | EA | 1 | 0 | 0 | NO | 695.1351 | 107905.05 | ALRE | JSL-20 |  | 00 | 1 | 2CAC |  |  | SEE ADDITIONAL INFO |  |  |  |  | 41003 |  | 41637
9168 | 29200000TL | 03483 | EG1015017 | P | 58017764 | 58 | EGTL Spares | Mtce | 14 | 14Z | SWITCH:CONTROL SYST,3P,460VAC | 20A,3PH,50/60HZ,NO-NC,SURFACE | Instruments - Other & Parts : MOUNT, FIELD DEVICES, MAINTENANCE, ATEX | EA | 1 | 0 | 0 | NO | 696.431 | 108120.92 | SCHISCHEK | SC.EXC-R20 |  | 00 | 1 | 2CAC |  |  | SEE ADDITIONAL INFO |  |  |  |  | 41003 |  | 41638
9169 | 29200000TL | 03483 | EG1015014 | P | 58017767 | 58 | EGTL Spares | Mtce | 14 | 14Z | TRANSDUCER:SIGNAL,0-10V INPUT | 24V OUTPUT,24VAC POWER | Instruments - Other & Parts : CONTROL SYSTEM FIELD DEVICES, ATEX, FOR PASSIVE SENSORS | EA | 1 | 0 | 0 | NO | 893.853 | 138751.8 | SCHISCHEK | EXL-IMU-1 |  | 00 | 1 | 2CAC |  |  | SEE ADDITIONAL INFO |  |  |  |  | 41003 |  | 41637
9170 | 29200000TL | 03483 | EGC028026 | P | 58017769 | 58 | EGTL Spares | Mtce | 72 | 72C | FILTER,OIL:3 INX3 IN X4 IN | PAPER ELEMENT,21 NOMINAL | *OBS*Filtration-Elem : MICRON RATING,METAL HSG, FOR WELDING MACHINE | EA | 9 | 0 | 0 | NO | 15 | 2328.75 | KUBOTA | KUBOTA 70000 -15241 |  | 00 | 1 | 3XAC | [7 empty] | 41003 | 45901 |  | -2 | 1
9171 | 29200000TL | 03483 | EGC020026 | P | 58017771 | 58 | EGTL Spares | Mtce | 72 | 72Z | ELEMENT:FILTER,FUEL,3.425 IN | X 1.142 IN,10 NOMINAL MICRON | *OBS*Filtration-Elem : RATING,PLASTIC/PAPER, FOR WELDING MACHINE | EA | 24 | 0 | 0 | NO | 12 | 1863 | KUBOTA | KUBOTA 15231-43560 |  | 00 | 1 | 3XAC | 3XAC | [6 empty] | 41003 | 42109
9172 | 29200000TL | 03483 | EGC032034 | P | 58017780 | 58 | EGTL Spares | Mtce | 66 | 66F | SEAT: VALVE BUTTERFLY, 4 IN | 4 IN, EPDM | Valve - Parts & Accessories :FOR PARA SEAL/112 ACTUATOR VALVES (FAIL CLOSED+SPECIAL TRAVEL STOP), DWG# PART LIST PARASEAL KEYSTONE/TYCO REF. 158151-1, (SOLENOID VALVES AND SILECER) | EA | 1 | 0 | 0 | NO | 176.1112 | 27341.26 | TYCO VALVES | 158151-1-PARASEAL/112 - 4 | 158151-1-PARASEAL/112 - 4 | 01,22 | 1 | 1AXX |  |  | 158151-1 |  |  |  |  | 40914 | 45852 |  | -1 | 1
9173 | 29300000TL | 03483 | EG1015011 | P | 58017791 | 58 | EGTL Spares | Mtce | 14 | 14H | GAUGE:PRESSURE, 0-10 BAR RANGE | 115 MM DIAL, 1/2 IN MNPT | *OBS*Gage&Parts-Pres : PHENOLIC CASE, 316L SS TUBE, 316L SS, BOTTOM, 1/2 IN NPT TO INSTRUMENT MOUNT, GLYCERINE FILLED, M/N 233.34 WITH SAFETY GLASS, DEGREE OF PROTECTION IP 65, WETTED PARTS MAT AISI 316L, (SOLENOID VALVES AND SILECER) | EA | 2 | 3 | 5 | YES | 400 | 583616 | WIKA INSTRUMENTS | 233.34 RANGE: 0�10 | 233.34 RANGE: 0�10 | 05,22 | 1 | 1AXX |  |  | PM 02.10 |  |  |  | FENL068 | 43770 | 45890 | 45896 | -4 | 4 | -6 | 6 | -4 | 2
9174 | 29300000TL | 03483 | EG1015017 | P | 58017797 | 58 | EGTL Spares | Mtce | 14 | 14H | GAUGE: PRESSURE,-6 TO 10 BAR | RANGE,160MM DIAL,1/2IN NPT | Pressure measuring and control Instruments : Measuring system: stainless steel; Case: stainless steel; Bezel ring: cam ring(bayonet type),stainless steel; Movement: stainless steel; Nominal size: 160mm(6?); Unit: mbarg; Range: -6 mbarg?+10 mbarg; Process | EA | 2 | 1 | 2 | YES | 600 | 276252 | WIKA INSTRUMENTS | M/N 632.50.160 |  | 05,22 | 1 | 1BAB |  |  | PM 06.03 |  |  |  |  | 43770 |  | 45028
9175 | 29300000TL | 03483 | EGC036008 | P | 58017810 | 58 | EGTL Spares | Mtce | 14 | 14H | GAUGE: PRESSURE,0-1 BAR RANGE | 115MM DIAL,1/2IN MNPT,PHENOLIC | Pressure measuring and control Instruments : Measuring system: stainless steel; Case filling: with; Nominal size: 4 1/2"(115MM) ;Scale range: 0...1 bar; Process connection: 1/2 NPT; Connector location: lower mount; Window: laminated safety glass; Restrict | EA | 2 | 0 | 1 | YES | 350 | 265342 | WIKA INSTRUMENTS |  |  | 05,22 | 1 | 1BAB | 1BAB |  | &QUOT;PM 02.10 DS 99.26&Q |  |  |  |  | 43770 |  | 44913
9176 | 29200000TL | 03483 | EGC020027 | P | 58017818 | 58 | EGTL Spares | Mtce | 51 | 51Z | OPERATOR,SWITCH:PUSHBUTTON | BLACK,PLASTIC | Electric-Other : | EA | 1 | 0 | 0 | NO | 5.0933 | 790.94 | EUROPA | RCAS-PBF2 |  | 01,10,22 | 1 | 3CAC |  |  | EGTL1-VAC-ELE-EL-100001 |  |  |  |  | 41003
9177 | 29200000TL | 03483 | EGC020027 | P | 58017819 | 58 | EGTL Spares | Mtce | 51 | 51Z | OPERATOR,SWITCH:PUSHBUTTON | RED,PLASTIC | Electric-Other : | EA | 1 | 0 | 0 | NO | 5.0933 | 790.94 | EUROPA | RCAS-PBF4 |  | 01,10,22 | 1 | 3CAC |  |  | EGTL1-VAC-ELE-EL-100001 |  |  |  |  | 41003
9178 | 29200000TL | 03483 | EGC020027 | P | 58017821 | 58 | EGTL Spares | Mtce | 51 | 51Z | BLOCK:CONTACT, DRIVES,10A,NC | VARIABLE SPEED DRIVES | Electric-Other : | EA | 1 | 0 | 0 | NO | 4.2427 | 658.85 | EUROPA | RAS-CBNC |  | 01,22 | 1 | 3CAC |  |  | EGTL1-VAC-ELE-EL-100001 |  |  |  |  | 41003
9179 | 29200000TL | 03483 | EGC020027 | P | 58017822 | 58 | EGTL Spares | Mtce | 51 | 51Z | BLOCK:CONTACT:DRIVES,10A,NO | VARIABLE SPEED DRIVES | Electric-Other : | EA | 1 | 0 | 0 | NO | 4.2427 | 658.85 | EUROPA | RAS-CBNO |  | 01,22 | 1 | 3CAC |  |  | EGTL1-VAC-ELE-EL-100001 |  |  |  |  | 41003
9180 | 29200000TL | 03483 | EGC020027 | P | 58017823 | 58 | EGTL Spares | Mtce | 28 | 28C | SWITCH: SELECTOR MAINTAINED | 120VAC,SPDT,1NO-1NC,2 POSITION | *OBS*Safety-Other : KEY OPERATED | EA | 1 | 0 | 1 | NO | 16.7608 | 2602.78 | EUROPA | RCAS-SKWK2RS |  | 01,10,22 | 1 | 3CAC | 3CAC |  | EGTL1-VAC-ELE-EL-100001 |  |  |  |  | 41003
9181 | 29200000TL | 03483 | EGC023013 | P | 58017824 | 58 | EGTL Spares | Mtce | 51 | 51C | FUSE:DRIVES,20A,550V AC,80 KA | IR,HOLDER,12.7 MM DIA X | Electric Components - Motor / Generator :58.5 MM LG | EA | 30 | 0 | 0 | NO | 5.7837 | 898.15 | EUROPA | NSD20 |  | 01,22 | 1 | 3CAC |  |  | EGTL1-VAC-ELE-EL-100001 |  |  |  |  | 41003
9182 | 29200000TL | 03483 | EGC023013 | P | 58017825 | 58 | EGTL Spares | Mtce | 51 | 51C | FUSE:DRIVES,10A,550V AC,80KA | IR,HOLDER,12.7 MM DIA X | Electric Components - Motor / Generator :58.5 MM LG | EA | 30 | 0 | 0 | NO | 5.7837 | 898.15 | EUROPA | NSD10 |  | 01,22 | 1 | 3CAC |  |  | EGTL1-VAC-ELE-EL-100001 |  |  |  |  | 41003
9183 | 29200000TL | 03483 | EGC023013 | P | 58017826 | 58 | EGTL Spares | Mtce | 51 | 51C | FUSE:DRIVES,2A,550V AC,80KA | IR,HOLDER,12.7 MM DIA X | Electric Components - Motor / Generator :58.5 MM LG | EA | 40 | 0 | 0 | NO | 5.7837 | 898.15 | EUROPA | NSD2 |  | 01,22 | 1 | 3CAC |  |  | EGTL1-VAC-ELE-EL-100001 |  |  |  |  | 41003
9184 | 29200000TL | 03483 | EGC023013 | P | 58017827 | 58 | EGTL Spares | Mtce | 51 | 51C | FUSE:DRIVES,4A,550V AC,80KA | IR,HOLDER,12.7 MM DIA X | Electric Components - Motor / Generator :58.5 MM LG | EA | 40 | 0 | 0 | NO | 5.7837 | 898.15 | EUROPA | NSD4 |  | 01,22 | 1 | 3CAC |  |  | EGTL1-VAC-ELE-EL-100001 |  |  |  |  | 41003
9185 | 29200000TL | 03483 | EGC023013 | P | 58017828 | 58 | EGTL Spares | Mtce | 51 | 51C | FUSE:DRIVES,16A,550 VAC,80KA | IR,HOLDER,12.7 MM DIA X | Electric Components - Motor / Generator :58.5 MM LG | EA | 20 | 0 | 0 | NO | 5.7837 | 898.15 | EUROPA | NSD16 |  | 01,22 | 1 | 3CAC |  |  | EGTL1-VAC-ELE-EL-100001 |  |  |  |  | 41003
9186 | 29200000TL | 03483 | EGC023013 | P | 58017829 | 58 | EGTL Spares | Mtce | 51 | 51C | FUSE:FUSE HOLDER,32A,660 | 80KA IR,CLIP ON,12.8 MM WIDE X | Electric Components - Motor / Generator :58.7 MM LONG | EA | 20 | 0 | 0 | NO | 15.1397 | 2351.05 | EUROPA | 32NNL |  | 01,22 | 1 | 3CAC |  |  | EGTL1-VAC-ELE-EL-100001 |  |  |  |  | 41003
9187 | 29200000TL | 03483 | EGC023013 | P | 58017835 | 58 | EGTL Spares | Mtce | 51 | 51E | KIT:CONTACT,10A,2NO + 2NC POLE | CONTACTOR,AUXILIARY,2 X N/C | Electric Components - Conduit / Fitting : | EA | 2 | 1 | 2 | NO | 115.3242 | 17908.7 | ABB | OZXK2 |  | 01,22 | 1 | 3CAC |  |  | EGTL1-VAC-ELE-EL-100001 |  |  |  |  | 41003
9188 | 29200000TL | 03483 | EGC023021 | P | 58017836 | 58 | EGTL Spares | Mtce | 51 | 51C | FUSE:ISOLATOR-C2 FUSELINK,630A | 550,80KA IR,1/4 IN FNPT X THD | Electric Components - Motor / Generator :POST,10.5 MM DIA X 210 MM LG | EA | 4 | 0 | 0 | NO | 105.9482 | 16452.69 | ABB | ATTM630 |  | 01,22 | 1 | 3CAC |  |  | EGTL1-VAC-ELE-EL-100001 |  |  |  |  | 41003
9189 | 29200000TL | 03483 | EGC023013 | P | 58017837 | 58 | EGTL Spares | Mtce | 51 | 51C | FUSE:ISOLATOR B2 FUSELINK,200A | 600V,1/4 IN FNPT X THD POST | Electric Components - Motor / Generator :CERAMIC | EA | 1 | 0 | 0 | NO | 32.9912 | 5123.21 | ABB | ATF200 |  | 01,22 | 1 | 3CAC |  |  | EGTL1-VAC-ELE-EL-100001 |  |  |  |  | 41003
9190 | 29200000TL | 03483 | EGC023015 | P | 58017840 | 58 | EGTL Spares | Mtce | 51 | 51C | POWER SUPPLY:LOW VOLTAGE DC | VARIABLE SPEED DRIVES | Electric Components - Motor / Generator : | EA | 1 | 0 | 0 | NO | 134.8368 | 20938.8 | FARNELL | 110-8935 |  | 01,22 | 1 | 3CAC |  |  | EGTL1-VAC-ELE-EL-100001 |  |  |  |  | 41003
9191 | 29200000TL | 03483 | EGC023013 | P | 58017841 | 58 | EGTL Spares | Mtce | 51 | 51C | THERMISTOR:DRIVES,-20 TO 460 C | RANGE, COMPOSITE | Electric Components - Motor / Generator :Thermistor Motor Protection Relay, Manufacturer: ABB, Model: CM-MSS, Order code: 1SVR 430 720 R0400, Former P/N: RS 396-2759, Former Manuf: RS | EA | 1 | 0 | 0 | NO | 199.4 | 60975.301 | ABB COMPONENTS | 1SVR 430 720 R0400 |  | 01,22 | 1 | 3CAC |  |  | EGTL1-VAC-ELE-EL-100001 |  |  | CM-MSS |  | 41003 | 45844 | 43432 | -1 | 1
9192 | 29200000TL | 03483 | EGC023013 | P | 58017842 | 58 | EGTL Spares | Mtce | 51 | 51Z | SUPPRESSOR:BLOCK,250V AC/ | 400V DC,COMPOSITE | Electric-Other : | EA | 10 | 0 | 0 | NO | 15.0497 | 2337.07 | EUROPA | LA9-D09980 |  | 00 | 1 | 3CAC |  |  | EGTL1-VAC-ELE-EL-100001 |  |  |  |  | 41003
9193 | 29200000TL | 03483 | EGC034025 | P | 58017860 | 58 | EGTL Spares | Mtce | 73 | 73A | TIP:PILOT, CK20 // 310 SS | PROCESS HEATERS,STM SUP-HEATER | *OBS*HEAT TRANS-PART : &quot;REFER TO DRAWING MBUP00125.600.01, ST-1-SE, CK 20, 120-HF-101/120-HF-201 FOR DIMENSIONS, PLEASE REFER TO DRAWING MBUP00125.601.01&quot; | EA | 1 | 0 | 0 | NO | 1525.2947 | 236817.25 | JOHN ZINK | SP101405-0203 | ST-1-S SPL | 00 |  | 2BAB | 2BAB |  | BIH DOC: 606-400-106AA |  |  |  |  | 40914 | 45108 | [5 empty] | -5 | 1
9194 | 29300000TL | 03483 | EGC034017 | P | 58017864 | 58 | EGTL Spares | Mtce | 73 | 73A | ROD TYPE:IGNITION SIZE:NA | MATL:SS IGNITION ROD | CUSTOMER REFERENCE DRAWING NO.: MBUP00125-600.01 JOHN ZINK REFERENCE: SP101405-0207 FOR UNIT 20 FIRED HEATER 120-HF-101A/B AND 120-HF-201A/B. EGTL TAG: 120-BXU-2011A TO 120-BXU-2011P AND 120-BXU-2001A TO 120-BXU-2001F | EA | 7 | 1 | 2 | YES | 159.61 | 247282.1769 | JOHN ZINK | SP101405-0207 | CA-ST-0898 | 00 |  | 2BAB | 2BAB |  | BIH DOC: 606-400-106AA |  |  |  | IBCL023 | 43782 | 45934 | 45730 | -9 | 2 |  |  | -6 | 3
9195 | 29300000TL | 03483 | EGC034019 | P | 58017869 | 58 | EGTL Spares | Mtce | 51 | 51Z | BOX:ELECTRICAL TYPE:HEAT | TRANSFER GANG:NA SIZE:NA | SHAPE:NA KNOCKOUTS:NA MATL:NA PILOT BOX ASSEMBLY with insulator (T>200°C) Customer Reference Drawing No: MBUP00125-600.01 John Zink Reference: SP101405-0211 For Unit 20 Fired heater 120-HF-101A/B and 120-HF-201A/B. EGTL TAG: 120-BXU-2011A To 120-BXU-201 | AS | 1 | 0 | 1 | YES | 2150 | 3219173.5 | JOHN ZINK | SP101405-0211 |  | 01,10,22 |  | 2BAB | [7 empty] | 43770 | 45717 | 45839 | -1 | 1
9196 | 29200000TL | 03483 | EGC035011 | P | 58017874 | 58 | EGTL Spares | Mtce | 73 | 73A | SCANNER:ULTRAVIOLET FLAME | 250VAC 2A, 24VDC 0.5A | FIREYE PHOENIX 85UVF1-1QD FLAME SCANNER PHOENIX INTEGRATED SCANNER, SELECTABLE FFRT - ULTRA-VIOLET, WITH QUICK DISCONNECT WITH SCANNER CABLES PART NUMBER 59-546-3 8-CONDUCTOR 3-METER CABLE ASSEMBLY WITH 8-PIN FEMALE CONNECTOR. NOTE: P/N (85UVF2-1 & 85UVF3 | EA | 6 | 0 | 0 | NO | 3153.5776 | 785803.9758 | FIREYE PHOENIX | 85UVF1A-1QD +59-546-3 |  | 00 |  | 2BAB |  |  | BIH DOC: 606-400-106AA |  |  | 85UVF1A-1QD |  | 40914 | 45734 | 43782 | -1 | 1
9197 | 29300000TL | 03483 | EGC034025 | S | 58017876 | 58 | EGTL Spares | Mtce | 73 | 73A | CABLE TYPE:IGNITION SIZE:NA | MATL:WIRE STRUCTURE:SHIELDING | CABLE IGNITION CUSTOMER REFERENCE: DRAWING NO: B11741-600.01 REV.10 / B11741-600.02 REV.5 JOHN ZINK REFERENCE: SP101405-0084 TRANSFORMER IRIS, 110V/8000V CUSTOMER REFERENCE: DRAWING NO: B11741-600.01 REV.10 / B11741-600.02 REV.5 JOHN ZINK REFERENCE: | EA | 100 | 0 | 1 | YES | 63.67 | 92897.0768 | JOHN ZINK | SP101405-0084 |  | 01,10,22 |  | 2BAB |  |  | BIH DOC: 606-400-106AA |  |  |  |  | 43770 |  | 45848
9198 | 29200000TL | 03483 | EG1015004 | P | 58017916 | 58 | EGTL Spares | Mtce | 14 | 14Z | GAUGE:PRESSURE,0-100 PSI RANGE | 2 IN DIAL,1/4IN NPT,BRASS CASE | *OBS*Gage&Parts-Pres : BRASS,BACK FLG,OIL FILLED, OIL CLEANING VACUUM DEHYDRATION UNIT | EA | 1 | 0 | 1 | NO | 225.029 | 34931.25 | PARKER | 25310100PSIBARBFF |  | 00 | 1 | 3XAC | 3XAC | [6 empty] | 41003
9199 | 29200000TL | 03483 | EG1015011 | P | 58017918 | 58 | EGTL Spares | Mtce | 14 | 14Z | SWITCH:FLOW,1-1/2IN,125/250VAC | 5A,1000 PSIG,SPDT,EP ENCLOSURE | Instruments - Other & Parts : BRASS, FLOWTECH, OIL CLEANING VACUUM DEHYDRATION UNIT | EA | 1 | 0 | 0 | NO | 527.0679 | 81816.75 | PARKER | V6EPBBS5B |  | 00 | 1 | 3XAC | [7 empty] | 41003
9200 | 29200000TL | 03483 | EG1015012 | P | 58017919 | 58 | EGTL Spares | Mtce | 66 | 66P | VALVE:SOLENOID,3/4IN PIPE,110V | BRASS BODY,2-WAY,3000 LB,NPT | Valve - Control : NO,110V,BRASS ENCLOSURE, GOLD RING CONTROL, OIL CLEANING VACUUM DEHYDRATION UNIT | EA | 1 | 0 | 0 | NO | 725.0934 | 112556.25 | PARKER | 12F23O2248ACF4C05 |  | 00 | 1 | 3XAC | [7 empty] | 41003
9201 | 29200000TL | 03483 | EG1015012 | P | 58017920 | 58 | EGTL Spares | Mtce | 66 | 66P | VALVE:SOLENOID,3/4IN PIPE,110V | BRASS BODY,2-WAY,3000 LB,NPT | Valve - Control : NC,110V,BRASS ENCLOSURE, GOLD RING CONTROL, OIL CLEANING VACUUM DEHYDRATION UNIT | EA | 3 | 0 | 0 | NO | 475 | 73743.75 | PARKER | 12F23C2248ACF4C05 |  | 00 | 1 | 3XAC | [7 empty] | 41003
9202 | 29200000TL | 03483 | EG1015011 | P | 58017921 | 58 | EGTL Spares | Mtce | 51 | 51C | THERMOCOUPLE:J,500 DEG F | 72 IN LG,2 IN SHEATH DIA,STL | Electric Components - Motor / Generator :SHEATH,1/4 IN NPT,PIPE THD MOUNT, PYROMATION, OIL CLEANING VACUUM DEHYDRATION UNIT | EA | 1 | 0 | 0 | NO | 117.0151 | 18164.25 | PARKER | PYROJ3925100 |  | 00 | 1 | 3XAC | [7 empty] | 41003
9203 | 29200000TL | 03483 | EG1015010 | P | 58017923 | 58 | EGTL Spares | Mtce | 76 | 76Z | KIT:MAJOR REPAIR,VACUUM PUMP | CONTAINS OIL CLEANING | Pumps-Other : VACUUM DEHYDRATION UNIT | EA | 1 | 0 | 0 | NO | 2667.3436 | 414051.75 | PARKER | K9601046/1 |  | 00 | 1 | 3XAC | [7 empty] | 41003
9204 | 29200000TL | 03483 | EG1015011 | P | 58017925 | 58 | EGTL Spares | Mtce | 14 | 14C | SENSOR:MOISTURE,0-100% RANGE | OIL CLENING VAC DEHY UNIT | Flow Measuring Instruments : | EA | 1 | 0 | 0 | NO | 2316.2984 | 359559 | PARKER | MS3202510 |  | 00 | 1 | 3XAC | [7 empty] | 41003
9205 | 29200000TL | 03483 | EGC046048 | P | 58017965 | 58 | EGTL Spares | Mtce | 76 | 76Z | SLEEVE: SHAFT,45MM | CARPENTER 20 | Pumps-Other : 172-PC-003 | EA | 2 | 0 | 0 | NO | 798.9485 | 124044.75 | ITT CORPORATION | 73705X 2230 |  | 00 | 1 | 2BAB | [7 empty] | 41286 | 44049
9206 | 29200000TL | 03483 | EGC020012 | P | 58017998 | 58 | EGTL Spares | Mtce | 02 | 02A | BLADE: FAN, MOTOR | 311MM DIA, 23, PLASTIC | Heating Ventilation and Air Conditioning Equipnment & Parts : MOTOR TEFC / IEEE-841 / 460V / 5 HP / 3540 RPM, (SOLENOID VALVES AND SILECER) | EA | 1 | 0 | 0 | NO | 329.4597 | 51148.62 | GE-MAPRO | 4001A5914AMG01 | 4001A5914AMG01 | 01,22 | 1 | 3CAC |  |  | 4002B5818PAP5301 |  |  |  |  | 40914
9207 | 29200000TL | 03483 | EGC026016 | P | 58018099 | 58 | EGTL Spares | Mtce | 51 | 51E | CONNECTOR: ELECTRICAL TERMINAL | LONG BARREL LUG, 350 MCM | Electric Components - Conduit / Fitting :COND, COPPER TIN-PLATED, COMP, COPPER TIN-PLATED CONNECTOR, (2) 3/8 IN BOLT HOLE, 45 DEG TERMINATION, NONE INSUL, RED, 600V TO 35KV | EA | 30 | 0 | 0 | NO | 10.8014 | 1676.92 | THOMAS & BETTS | 54872BEUF0616 |  | 00 | 1 | 2CAC | [7 empty] | 40915 | 45289 | [5 empty] | -20 | 2
9208 | 29200000TL | 03483 | EGC027029 | P | 58018104 | 58 | EGTL Spares | Mtce | 51 | 51E | CONNECTOR: ELECTRICAL TERMINAL | LONG BARREL LUG, 1/0 AWG | Electric Components - Conduit / Fitting :COND, COPPER TIN-PLATED, COMP, COPPER TIN-PLATED CONNECTOR, (2) 1/2 IN BOLT HOLE, 90 DEG TERMINATION, NONE INSUL, PINK, 600V-35KV | EA | 50 | 0 | 0 | NO | 18.5154 | 2874.52 | THOMAS & BETTS | 54860BEUB0828 |  | 00 | 1 | 2CAC | [7 empty] | 40915
9209 | 29200000TL | 03483 | EGC018022 | P | 58018106 | 58 | EGTL Spares | Mtce | 51 | 51E | CONNECTOR: ELECTRICAL TERMINAL | LONG BARREL LUG, 500 MCM | Electric Components - Conduit / Fitting :COND, COPPER TIN-PLATED, COMP, COPPER TIN-PLATED CONNECTOR, (2) 3/8 IN BOLT HOLE, 90 DEG TERMINATION, NONE INSUL, BROWN, 600V TO 35KV | EA | 20 | 0 | 0 | NO | 14.6567 | 2275.45 | THOMAS & BETTS | 54876BEUB0616PH |  | 00 | 1 | 2CAC | [7 empty] | 40915 | 45144 | [5 empty] | 0 | 2
9210 | 29200000TL | 03483 | EGC046070 | P | 58018108 | 58 | EGTL Spares | Mtce | 53 | 53Z | ADAPTER: PIPE REDUCING | 1-1/2 IN X 3/4 IN, MNPT, FNPT | Fittings - Tube :20000 PSIG (1378 BAR), 316 SS ASTM A-276 | EA | 62 | 0 | 0 | NO | 186.4291 | 28944.4798 | SWAGELOK | SS-24-RB-12 |  | 00 | 1 | 3CBC | 1BBB | [6 empty] | 40915 | 41937 | 41435
9211 | 29300000TL | 03483 | EGC033024 | P | 58018183 | 58 | EGTL Spares | Mtce | 51 | 51Z | RELAY:CHANGEOVER,6 AMP,4C/O | SILVER NICKEL CONTACT,4PDT | Electric-Other : &quot;230 V COIL, 14 PIN TERMINAL,SOCKET MOUNT, IP40 TO IEC/EN 60529 ENCLOSURE, 172-PX-030A-M/B-M TELEMECANIQUE (CONDENSATE POLISHING PACKAGE)&quot; | EA | 2 | 0 | 1 | YES | 65 | 24670.7405 | SCHNEIDER ELEC. | RXM4AB2P7 | RXM4AB2P7 | 01,10,22 | 1 | 1BAB | 1BBB | [6 empty] | 43770 | 45058 | 44123 |  |  |  |  | -1 | 1
9212 | 29200000TL | 03483 | EGC032030 | P | 58018185 | 58 | EGTL Spares | Mtce | 76 | 76Z | DIAPHRAGM:PUMP | TEFLON FACED NITRILE | Pumps-Other : 266, 172-PX-030A/B, 172-PX-031A/B, 172-PX-033A/B, (CONDENSATE POLISHING PACKAGE) | EA | 1 | 0 | 0 | NO | 1500.2898 | 232935 | MILTON ROY | PART NR 30 | PART NO.30 | 00 | 1 | 1BAB |  |  | EGTL1-IEI-MEC-DD-720066 |  |  |  |  | 40914 | 44814
9213 | 29200000TL | 03483 | EGC033025 | P | 58018186 | 58 | EGTL Spares | Mtce | 66 | 66Z | SEAT:PUMP BALL,ALLOY 20 | CONDENSATE POLISHING PACKAGE | Valve-Other : &quot;172-PX-030A/B VALVE STYLE: BALL&quot; | EA | 1 | 0 | 0 | NO | 450.087 | 69880.5 | MILTON ROY |  | PART NR 32 | 01,22 | 1 | 1BAB |  |  | EGTL1-IEI-MEC-DD-720066 |  |  |  |  | 40914 | 44814
9214 | 29200000TL | 03483 | EGC033025 | P | 58018192 | 58 | EGTL Spares | Mtce | 66 | 66Z | SEAT:PUMP BALL,316 SS/CF8M | CONDENSATE POLISHING PACKAGE | Valve-Other : &quot;172-PX-031A/B, 172-PX-033A/B VALVE STYLE: BALL&quot; | EA | 1 | 0 | 0 | NO | 450.087 | 69880.5 | MILTON ROY |  | PART NO.32 | 01,22 | 1 | 1BAB |  |  | EGTL1-IEI-MEC-DD-720066 |  |  |  |  | 40914 | 44814
9215 | 29200000TL | 03483 | EGC033025 | P | 58018194 | 58 | EGTL Spares | Mtce | 66 | 66Z | BALL:316 SS | CONDENSATE POLISHING PACKAGE | Valve-Other : &quot;172-PX-031A/B, 172-PX-033A/B PUMP MODEL NO PHL70A-DRDS, PHL90C-DRDS&quot; | EA | 1 | 0 | 0 | NO | 850.1642 | 131996.5 | MILTON ROY |  | PART NO.34 | 01,22 | 1 | 1BAB |  |  | EGTL1-IEI-MEC-DD-720066 |  |  |  |  | 40914 | 44814
9216 | 29200000TL | 03483 | EGC021015 | P | 58018221 | 58 | EGTL Spares | Mtce | 51 | 51C | THERMOSTAT:REMOTE BULB TEMP | CONTROL SPACE HEATER,-30 TO90F | Electric Components - Motor / Generator :&quot;RANGE,120 TO 240VAC,PLASTIC/METAL ,WHITE RODGERS 2E399&quot; | EA | 1 | 0 | 0 | NO | 75.0169 | 11649.375 | POWELL | 2E399 |  | 00 | 1 | 2CAC |  |  | 1095207000.MTL |  |  |  |  | 41003
9217 | 29200000TL | 03483 | EGC021001 | P | 58018222 | 58 | EGTL Spares | Mtce | 51 | 51C | CONTACTOR:AUX MAGNETIC | NON-REVERSING,120VAC LINE | Electric Components - Motor / Generator :120VAC COIL,27AA,3 POLE,PLASTIC/METAL OPEN ENCLOSURE,SIZE 1, WITH NO AUX CONTACTS, P/N CN15DN3AB | EA | 1 | 0 | 0 | NO | 272.1051 | 42266.08 | POWELL | CN15DN3AB |  | 01,10,22 |  | 2CAC | [7 empty] | 41003
9218 | 29200000TL | 03483 | EGC021007 | P | 58018223 | 58 | EGTL Spares | Mtce | 51 | 51C | CONTACTOR:AC NON-REVERSING | 115/200/230/460/575V MOTOR LIN | Electric Components - Motor / Generator :&quot;120VAC COIL,45A,3 POLE,PLASTIC/METAL OPEN NEMA SIZE 2 ENCLOSURE,SIZE 2, WITH NO AUX CONTACTS, P/N CN15GN3AB &quot; | EA | 1 | 0 | 0 | NO | 458.1769 | 71168.62 | POWELL | CN15GN3AB |  | 01,10,22 |  | 2CAC | [7 empty] | 41003
9219 | 29200000TL | 03483 | EGC021013 | P | 58018232 | 58 | EGTL Spares | Mtce | 51 | 51C | THERMOSTAT:HEATING/COOLING | SPACE HEATER,30-110 DEGF RANGE | Electric Components - Motor / Generator :&quot;24-240VAC, METAL DAYTON 1UHH2&quot; | EA | 1 | 0 | 0 | NO | 52.0201 | 8080.28 | POWELL | 1UHH2 |  | 00 | 1 | 2CAC | [7 empty] | 41003
9220 | 29200000TL | 03483 | EGC021021 | P | 58018239 | 58 | EGTL Spares | Mtce | 28 | 28E | STATION:PYROTRONIC MANUAL PULL | PLASTIC, 5-FAP-1 | Fire and Gas Control Systems : | EA | 1 | 0 | 0 | NO | 62.0239 | 9634.18 | POWELL | MS-151 |  | 00 | 1 | 2CAC |  |  | 10952-03-001 |  |  |  |  | 41003
9221 | 29200000TL | 03483 | EGC021010 | P | 58018240 | 58 | EGTL Spares | Mtce | 28 | 28E | HORN:MULI-TONE STROBE,120VAC | SIEMENS, PLASTIC, 5-FAP-1 | Fire and Gas Control Systems : | EA | 1 | 0 | 0 | NO | 116.0448 | 18025.24 | POWELL | MTH-MR |  | 00 | 1 | 2CAC |  |  | 10952-03-001 |  |  |  |  | 41003
9222 | 29200000TL | 03483 | EGC021012 | P | 58018241 | 58 | EGTL Spares | Mtce | 28 | 28E | BATTERY: DRY CELL | UNIVERSAL SEALED LEAD ACID | Fire and Gas Control Systems : &quot;PDC BUILDING,12VDC,5.95 IN L X 2.54 IN W X 3.70 IN H,TERMINALS F1 TERMINALS, 5-FAP-1 AMP HOURS: 8 COLD CRANK AMP: 115 GROUP SIZE&quot; | EA | 1 | 0 | 0 | NO | 146.0564 | 22686.94 | POWELL | UB-1285 |  | 00 | 1 | 2CAC |  |  | 10952-03-001 |  |  |  |  | 41003
9223 | 29200000TL | 03483 | EGC021015 | P | 58018242 | 58 | EGTL Spares | Mtce | 28 | 28E | ELEMENT: HEATER OVERLOAD | THERMAL,81D36 | Fire and Gas Control Systems : ALLEN-BRADLEY OIL HEATER FOR 5HP MOTOR, METAL, 5-FAP-1 | EA | 1 | 0 | 0 | NO | 320.1236 | 49724.8 | POWELL | 592EEDC |  | 01,22 | 1 | 2CAC |  |  | 10952-03-001 |  |  |  |  | 41003
9224 | 29200000TL | 03483 | EGC021001 | P | 58018244 | 58 | EGTL Spares | Mtce | 86 | 86Z | LIGHT:WHEELOCK STROBE,RED | 24VDC,PLASTIC/GLASS, 5-FAP-1 |  | EA | 1 | 0 | 0 | NO | 94.0363 | 14606.66 | POWELL | RSSR-24MCCH-NW |  | 01,10,22 | 1 |  |  |  | 10952-03-001 |  |  |  |  | 41003
9225 | 29200000TL | 03483 | EGC021001 | P | 58018245 | 58 | EGTL Spares | Mtce | 28 | 28E | LIGHT:WHEELOCK STROBE,BLUE | 24VDC,PLASTIC/GLASS, 5-FAP-1 | Fire and Gas Control Systems : | EA | 1 | 0 | 0 | NO | 94.0363 | 14606.66 | POWELL | RSSB-24MCCH-NW |  | 01,10,22 | 1 | 2CAC |  |  | 10952-03-001 |  |  |  |  | 41003
9226 | 29200000TL | 03483 | EGC021013 | P | 58018246 | 58 | EGTL Spares | Mtce | 28 | 28E | LIGHT:STROBE,12 TO 80 VDC,RED | TOMAR,EXPPLASTIC/GLASS,5-FAP-1 | Fire and Gas Control Systems : | EA | 1 | 0 | 0 | NO | 492.19 | 76451.88 | POWELL | 490S-1280-R |  | 01,10,22 | 1 | 2CAC |  |  | 10952-03-001 |  |  |  |  | 41003
9227 | 29200000TL | 03483 | EGC021019 | P | 58018247 | 58 | EGTL Spares | Mtce | 28 | 28E | LIGHT:STROBE,12 -80 VDC,BLUE | TOMAR,EXPPLASTIC/GLASS,5-FAP-1 | Fire and Gas Control Systems : | EA | 1 | 0 | 0 | NO | 492.19 | 76451.88 | POWELL | 490S-1280-B |  | 01,10,22 | 1 | 2CAC |  |  | 10952-03-001 |  |  |  |  | 41003
9228 | 29200000TL | 03483 | EGC021013 | P | 58018250 | 58 | EGTL Spares | Mtce | 51 | 51Z | FUSE:50A,460V,100KA IR | FERRULE,FIBERGLASS,1.06 IN DIA | Electric-Other : X 2.38 IN LG, GP, 5-VAC-1, 5-VAC-2, 5-VAC-3, 5-VAC-4 | EA | 4 | 5 | 10 | NO | 103.0398 | 16005.17 | MARC CLIMATIC | 50AFUS11209 |  | 01,22 |  | 2CAC |  |  | 11209-BOM |  |  |  |  | 41003 | 44506
9229 | 29200000TL | 03483 | EGC021003 | P | 58018251 | 58 | EGTL Spares | Mtce | 51 | 51Z | FUSE:80A,460V,100KA IR | FERRULE,FIBERGLASS,1.06 IN DIA | Electric-Other : X 2.38 IN LG, GP, 5-VAC-1, 5-VAC-2, 5-VAC-3, 5-VAC-4 | EA | 10 | 0 | 0 | NO | 196.0757 | 30456.44 | MARC CLIMATIC | 80AFUS11209 |  | 01,22 |  | 2CAC |  |  | 11209-BOM |  |  |  |  | 41003
9230 | 29200000TL | 03483 | EGC021020 | P | 58018252 | 58 | EGTL Spares | Mtce | 51 | 51Z | FUSE:40A,640V,100KA IR | FERRULE,FIBERGLASS,1.06 IN DIA | X 2.38 IN LG, GP, 5-VAC-1, 5-VAC-2, 5-VAC-3, 5-VAC-4; BOX OF 10 | EA | 10 | 0 | 0 | NO | 110.2159 | 27447.068 | GOULD SHAWMUT | AJT40 |  | 01,22 |  | 2CAC |  |  | 11209-BOM |  |  |  |  | 41003 | 42529 | 42615
9231 | 29200000TL | 03483 | EGC021013 | P | 58018253 | 58 | EGTL Spares | Mtce | 51 | 51Z | FUSE:25A,460V,100KA IR | FERRULE,FIBERGLASS,1.06 IN DIA | Electric-Other : X 2.38 IN LG, GP, 5-VAC-1, 5-VAC-2, 5-VAC-3, 5-VAC-4 | EA | 1 | 0 | 0 | NO | 67.0259 | 10411.13 | MARC CLIMATIC | 25AFUS11029 |  | 01,22 |  | 2CAC |  |  | 11209-BOM |  |  |  |  | 41003 | 44514
9232 | 29200000TL | 03483 | EGC021012 | P | 58018254 | 58 | EGTL Spares | Mtce | 51 | 51Z | HOLDER: FUSE,1 FUSE,30A,120VAC | 30 FUSE SIZE,SOLID MOUNT | Electric-Other : FOR ABOVE 50, PLASTIC, 5-VAC-1, 5-VAC-2, 5-VAC-3, 5-VAC-4 | EA | 2 | 0 | 0 | NO | 194.0749 | 30145.66 | MARC CLIMATIC | 50AFHLD11029 |  | 01,22 |  | 2CAC |  |  | 11209-BOM |  |  |  |  | 41003
9233 | 29200000TL | 03483 | EGC021028 | P | 58018255 | 58 | EGTL Spares | Mtce | 51 | 51Z | HOLDER: FUSE,1 FUSE,30A,120VAC | 10 FUSE SIZE,SOLID MOUNT | Electric-Other : FOR ABOVE 80, PLASTIC, 5-VAC-1, 5-VAC-2, 5-VAC-3, 5-VAC-4 | EA | 2 | 0 | 0 | NO | 314.1213 | 48792.46 | MARC CLIMATIC | 80AFHLD11029 |  | 01,22 |  | 2CAC |  |  | 11209-BOM |  |  |  |  | 41003
9234 | 29200000TL | 03483 | EGC021008 | P | 58018256 | 58 | EGTL Spares | Mtce | 51 | 51Z | HOLDER:FUSE HOLDER,3,SOLID | FOR ABOVE 40, PLASTIC,5-VAC-1 | Electric-Other : &quot;5-VAC-2, 5-VAC-3, 5-VAC4 , MATERIAL: SOLID &quot; | EA | 2 | 0 | 0 | NO | 172.0664 | 26727.08 | MARC CLIMATIC | 40AFHLD11029 |  | 01,22 |  | 2CAC |  |  | 11209-BOM |  |  |  |  | 41003
9235 | 29200000TL | 03483 | EGC021004 | P | 58018257 | 58 | EGTL Spares | Mtce | 51 | 51Z | HOLDER:1,2,SOLID,PLASTIC | FOR ABOVE 25, 5-VAC-1, 5-VAC-2 | Electric-Other : 5-VAC-3, 5-VAC-4 | EA | 2 | 0 | 0 | NO | 152.0587 | 23619.28 | MARC CLIMATIC | 25AFHLD11029 |  | 01,22 |  | 2CAC |  |  | 11209-BOM |  |  |  |  | 41003
9236 | 29200000TL | 03483 | EGC021019 | P | 58018259 | 58 | EGTL Spares | Mtce | 51 | 51Z | SWITCH: SELECTOR,ON-OFF | MAINTAINED,120VAC,SPDT,1NO-1NC | Electric-Other : 2 POSITION,KNOB OPERATED,NEMA 1 ENCLOSURE, 5-VAC-1, 5-VAC-2, 5-VAC-3, 5-VAC-4 | EA | 1 | 0 | 0 | NO | 143.0552 | 22220.77 | MARC CLIMATIC | SKS1111029 |  | 01,10,22 |  | 2CAC |  |  | 11209-BOM |  |  |  |  | 41003
9237 | 29200000TL | 03483 | EGC021014 | P | 58018260 | 58 | EGTL Spares | Mtce | 51 | 51Z | BLOCK:PDC BUILDING,1 IN ID X | 1-1/4 IN OD X 1/8 IN THK,CS | Electric-Other : KA2, TERMINAL, 5-VAC-1, 5-VAC-2, 5-VAC-3, 5-VAC-4SQUARE D Contact Block 9001 KA2 Ser.K. | EA | 2 | 0 | 0 | NO | 79.522 | 13282.53 | MARC CLIMATIC | KA211029 |  | 01,22 |  | 2CAC |  |  | 11209-BOM |  |  |  |  | 41003 |  | 41947
9238 | 29200000TL | 03483 | EGC021014 | P | 58018261 | 58 | EGTL Spares | Mtce | 51 | 51Z | LIGHT: INDICATING,PILOT,WHITE | 120V,SCREW MOUNT & TERMINAL | Electric-Other : 5-VAC-1, 5-VAC-2, 5-VAC-3, 5-VAC-4 | EA | 1 | 0 | 0 | NO | 276.1066 | 42887.64 | MARC CLIMATIC | PLWHT11029 |  | 01,10,22 |  | 2CAC |  |  | 11209-BOM |  |  |  |  | 41003
9239 | 29200000TL | 03483 | EGC021014 | P | 58018262 | 58 | EGTL Spares | Mtce | 51 | 51Z | LIGHT: INDICATING,PILOT,120V | RED,SCREW MOUNT,SCREW TERMINAL | Electric-Other : 5-VAC-1, 5-VAC-2, 5-VAC-3, 5-VAC-4 | EA | 1 | 0 | 0 | NO | 276.1066 | 42887.64 | MARC CLIMATIC | PLRED11029 |  | 01,10,22 |  | 2CAC |  |  | 11209-BOM |  |  |  |  | 41003
9240 | 29200000TL | 03483 | EGC021014 | P | 58018263 | 58 | EGTL Spares | Mtce | 51 | 51Z | LIGHT: INDICATING,PILOT,120V | GREEN,SCREW MOUNT & TERMINAL | Electric-Other : | EA | 1 | 10 | 20 | NO | 276.1066 | 42887.64 | MARC CLIMATIC | PLGRN11029 |  | 01,10,22 |  | 2CAC |  |  | 11209-BOM |  |  |  |  | 41003
9241 | 29200000TL | 03483 | EGC021020 | P | 58018264 | 58 | EGTL Spares | Mtce | 14 | 14Z | SWITCH: PRESSURE & VACUUM,120V | 1/4 IN MNPT,BACK,0-150 PSI | Instruments - Other & Parts : RANGE,2P,GENERAL PURPOSE ENCLOSURE | EA | 1 | 3 | 6 | NO | 267.1031 | 41489.13 | MARC CLIMATIC | PS11029 |  | 01,10,22 |  | 2CAC |  |  | 11209-BOM |  |  |  |  | 41003
9242 | 29200000TL | 03483 | EGC021016 | P | 58018265 | 58 | EGTL Spares | Mtce | 51 | 51Z | RELAY: TIME DELAY,7 DAY | 110/120VAC 50/60HZ,2NO-2NC | Electric-Other : SILVER PLTD CONTACT,4PDT,120/110V COIL,SCREW TERMINAL,BRACKET MOUNT,NEMA 1 ENCLOSURE | EA | 1 | 0 | 0 | NO | 1067.4122 | 165801.13 | MARC CLIMATIC | 7TM11029 |  | 01,10,22 |  | 2CAC |  |  | 11209-BOM |  |  |  |  | 41003
9243 | 29200000TL | 03483 | EGC021001 | P | 58018266 | 58 | EGTL Spares | Mtce | 51 | 51C | THERMOSTAT:DIGITAL,0-100 DEG C | RANGE,120/277-480VAC 30/21A | Electric Components - Motor / Generator : | EA | 1 | 0 | 0 | NO | 545.2105 | 84687.55 | MARC CLIMATIC | TSDIGTAL11209 |  | 00 |  | 2CAC |  |  | 11209-BOM |  |  |  |  | 41003
9244 | 29300000TL | 03483 | EGC021021 | P | 58018267 | 58 | EGTL Spares | Mtce | 51 | 51Z | RELAY:GENERAL PURPOSE | 120V,2NO-2NC,FORM C CONTACT | Electric-Other : 2P,110/120VAC COIL,SCREW TERMINAL,REAR MOUNT,GENERAL PURPOSE ENCLOSURE | EA | 3 | 2 | 3 | YES | 58.5852 | 24000 | POTTER & BRUMFIELD | 4-1393211-0 |  | 01,10,22 |  | 2CAC | 2BBB |  | T92P11A22-120 |  |  |  |  | 43770 |  | 44347
9245 | 29200000TL | 03483 | EGC021014 | P | 58018268 | 58 | EGTL Spares | Mtce | 51 | 51Z | SOCKET:GROUP,3 IN,PLASTIC | FOR ABOVE PLASTIC/METAL | Electric-Other : | EA | 1 | 0 | 0 | NO | 109.0421 | 16937.51 | MARC CLIMATIC | 931SOCK11029 |  | 00 |  | 2CAC |  |  | 11209-BOM |  |  |  |  | 41003
9246 | 29200000TL | 03483 | EGC021014 | P | 58018269 | 58 | EGTL Spares | Mtce | 51 | 51C | THERMOSTAT:ADJUSTABLE,NO 206 | 0-60 DEG C RANGE,115/230VAC | Electric Components - Motor / Generator : | EA | 1 | 0 | 0 | NO | 634.2449 | 98517.26 | MARC CLIMATIC | 206TS11029 |  | 00 |  | 2CAC |  |  | 11209-BOM |  |  |  |  | 41003
9247 | 29200000TL | 03483 | EGC021020 | P | 58018271 | 58 | EGTL Spares | Mtce | 51 | 51Z | SOCKET:DRAG,3 IN,PLASTIC | FOR ABOVE, PLASTIC/METAL | Electric-Other : | EA | 1 | 0 | 0 | NO | 109.0421 | 16937.51 | MARC CLIMATIC | 932SOCK11029 |  | 00 |  | 2CAC |  |  | 11209-BOM |  |  |  |  | 41003
9248 | 29200000TL | 03483 | EGC021015 | P | 58018275 | 58 | EGTL Spares | Mtce | 51 | 51E | BUSHING:TAPER HUB,1.259IN ID X | 1 IN LG,METAL | Electric Components - Conduit / Fitting : | EA | 1 | 0 | 0 | NO | 72.0278 | 11188.08 | MARC CLIMATIC | HUB11029 |  | 01,22 |  | 2CAC |  |  | 11209-BOM |  |  |  |  | 41003
9249 | 29200000TL | 03483 | EGC021028 | P | 58018276 | 58 | EGTL Spares | Mtce | 65 | 65A | PIN:LINER,1/8IN DIA X 3/4IN LG | NYLON COVERED SS, METAL | *OBS*Tools - Other : | EA | 1 | 0 | 0 | NO | 10.0039 | 1553.9 | MARC CLIMATIC | LPINS11029 |  | 01,22 |  | 2CAC | 2CAC |  | 11209-BOM |  |  |  |  | 41003
9250 | 29200000TL | 03483 | EGC023012 | P | 58018369 | 58 | EGTL Spares | Mtce | 56 | 56Z | STUD BOLT:NOZZLE,5/8 IN DIA | 85MM LG,11 UNC,85 MM THD LG | *OBS*Fastener-Stud B : CR MO,ASTM SA193,GR B7,130-VD-117/217, 105-VD-002A, 105-VD-002B, 5105-V-002, SHT 2, EGTL1-GSM-VES-DD-050002, BOLTS, NUTS AND GASKETS | EA | 18 | 0 | 0 | NO | 0.1786 | 27.7286 | US BOLT MANUFACTURING |  |  | 02,21,22 | 1 | 2BBB | 2BBB | [6 empty] | 41257 | 44751
9251 | 29200000TL | 03483 | EGC023012 | P | 58018370 | 58 | EGTL Spares | Mtce | 51 | 51E | NUT: HEX,5/8 IN DIA,UNC | HEAVY HEX NUT,39/64IN HT,CR MO | Electric Components - Conduit / Fitting :&quot;ASTM SA194,GR 2H, 130-VD-117/217, 105-VD-002A, 105-VD-002B, 5105-V-002, SHT.2, EGTL1-GSM-VES-DD-050002, 172-VD-028, EGTL1-NGD-VES-GA-721001 , HEAD: HEX, BOLTS, NUTS AND GASKETS&quot; | EA | 60 | 0 | 0 | NO | 0.2101 | 32.61 | US BOLT MANUFACTURING |  |  | 01,21,22 | 1 | 2BBB | [7 empty] | 41257 | 44751
9252 | 29200000TL | 03483 | EGC023012 | P | 58018375 | 58 | EGTL Spares | Mtce | 56 | 56Z | STUD BOLT:NOZZLE,3/4 IN DIA | 105MM LG,10 UNC,105 MM THD LG | *OBS*Fastener-Stud B : CR MO,ASTM SA193,GR B7, 172-VD-022,172-VD-026 A/B/C, 172-VD-009, 172-VD-017, 172-VD-018, BOLTS, NUTS AND GASKETS | EA | 159 | 0 | 0 | NO | 0.2618 | 40.6312 | US BOLT MANUFACTURING |  |  | 02,21,22 | 1 | 2BBB | 2BBB | [6 empty] | 41257
9253 | 29200000TL | 03483 | EGC020003 | P | 58018376 | 58 | EGTL Spares | Mtce | 56 | 56Z | NUT: HEX,3/4 IN DIA | HEAVY HEX,8 UNC,47/64 IN HT | *OBS*Fastener-Other : CR MO,ASTM SA194,GR 2H, 172-VD-026A, 172-VD-026B, 172-VD-026C, EGTL1-GSM-VES-DD-720007, 5105-V-005, SHT.2,172-VD-017, 172-VD-018, EGTL1-NGD-VES-GA-7720801, EGTL1-NGD-VES-GA-720901, 105-VD, BOLTS, NUTS AND GASKETS | EA | 172 | 0 | 0 | NO | 10.362 | 3148.9626 | US BOLT MANUFACTURING |  |  | 01,21,22 | 1 | 2BBB | [7 empty] | 41257 | 42685 | 42618
9254 | 29200000TL | 03483 | EGC023010 | P | 58018390 | 58 | EGTL Spares | Mtce | 56 | 56Z | STUD BOLT:M20 DIA,185MM LG | 2.5 MM PITCH, 185 MM THD LG | *OBS*Fastener-Stud B : CR MO, ASTM SA193, GR B7, 172-TK-007, (BOLTS, NUTS AND GASKETS) | PC | 24 | 0 | 0 | NO | 1.801 | 279.52 | US BOLT MANUFACTURING |  | JDE58018390 | 02,21,22 | 1 | 2BBC | 2BBC |  | EGTL1-DLE-VES-GA-720001 |  |  |  |  | 40914
9255 | 29200000TL | 03483 | EGC020004 | P | 58018391 | 58 | EGTL Spares | Mtce | 56 | 56Z | NUT: HEX HEAVY,M20 DIA,18 MM | 2.5 MM PITCH HT, CR MO, ASTM | *OBS*Fastener-Stud B : SA194,GR 2H, HEAD: HEX 172-TK-007, (BOLTS, NUTS AND GASKETS) | PC | 44 | 0 | 0 | NO | 0.3002 | 46.59 | US BOLT MANUFACTURING |  | JDE58018391 | 01,21,22 | 1 | 2BBC | 2BBC |  | EGTL1-DLE-VES-GA-720001 |  |  |  |  | 40914 | 41732
9256 | 29200000TL | 03483 | EGC020004 | P | 58018396 | 58 | EGTL Spares | Mtce | 56 | 56Z | STUD BOLT: NOZZLE | M32 - 1 1/4 IN DIA, 171MM LG | *OBS*Fastener-Stud B : 8 THREADS /IN, 171 MM THD LG, CR MO, ASTM SA193, GR B7, 145-VD-002 | PC | 2 | 0 | 0 | NO | 2.3914 | 371.14 | US BOLT MANUFACTURING |  | JDE58018396 | 02,21,22 | 1 | 2BBC | 2BBC |  | EGTL1-DLE-VES-DD-450083 |  |  |  |  | 40914
9257 | 29200000TL | 03483 | EGC020003 | P | 58018397 | 58 | EGTL Spares | Mtce | 56 | 56Z | NUT: HEX, METRIC | M32 - 1 1/4 IN DIA, 8 UNC | *OBS*Fastener-Stud B : &quot;1 7/32 IN HT, CR MO, ASTM SA194, GR 2H, HEAD: HEX 145-VD-002, (BOLTS, NUTS AND GASKETS)&quot; | PC | 4 | 0 | 0 | NO | 1.0406 | 161.5 | US BOLT MANUFACTURING |  | JDE58018397 | 01,21,22 | 1 | 2BBC | 2BBC |  | EGTL1-DLE-VES-DD-450083 |  |  |  |  | 40914
9258 | 29200000TL | 03483 | EGC020003 | P | 58018399 | 58 | EGTL Spares | Mtce | 56 | 56Z | NUT:HEX,METRIC,M20 DIA,2.5 MM | PITCH,18 MM HT,CR MO,ASTM | *OBS*Fastener-Stud B : &quot;SA194,GR 2H, HEAD: HEX 145-VD-002, (BOLTS, NUTS AND GASKETS)&quot; | PC | 4 | 0 | 0 | NO | 0.3002 | 46.59 | US BOLT MANUFACTURING |  | JDE58018399 | 01,21,22 | 1 | 2BBC | 2BBC |  | EGTL1-DLE-VES-DD-450083 |  |  |  |  | 40914
9259 | 29200000TL | 03483 | EGC020004 | P | 58018400 | 58 | EGTL Spares | Mtce | 56 | 56Z | STUD BOLT:NOZZLE,M16 DIA,89 MM | LG,2 MM PITCH,89 MM THD LG | *OBS*Fastener-Stud B : CR MO, ASTM SA193, GR B7, 145-VD-002, (BOLTS, NUTS AND GASKETS) | PC | 2 | 0 | 0 | NO | 0.3302 | 51.25 | US BOLT MANUFACTURING |  | JDE58018400 | 02,21,22 | 1 | 2BBC | 2BBC |  | EGTL1-DLE-VES-DD-450083 |  |  |  |  | 40914
9260 | 29200000TL | 03483 | EGC020003 | P | 58018401 | 58 | EGTL Spares | Mtce | 56 | 56Z | NUT: HEX,METRIC,M16 DIA,2 MM | PITCH,14.8 MM HT,CR MO,ASTM | *OBS*Fastener-Stud B : &quot;SA194, GR 2H, HEAD: HEX 145-VD-002 (BOLTS, NUTS AND GASKETS)&quot; | PC | 4 | 0 | 0 | NO | 0.2001 | 31.06 | US BOLT MANUFACTURING |  | JDE58018401 | 01,21,22 | 1 | 2BBC | 2BBC |  | EGTL1-DLE-VES-DD-450083 |  |  |  |  | 40914
9261 | 29300000TL | 03483 | EGC022018 | P | 58018404 | 58 | EGTL Spares | Mtce | 66 | 66Q | VALVE: GATE 3/4 IN | 300 LB, RF FLG | Valve - Gate : GBFEAE, DUAL-STAMPED F304/F304L SS ASTM A182 BODY, COMBINATION NO 11 TRIM, SOLID WEDGE, HANDWHEEL OPERATED, FLEXIBLE GRAPHITE PACKING WITH CORROSION INHIBITOR, BOLTED BONNET, OS&Y, API-602, OXYGEN SERVICE GB | EA | 1 | 0 | 1 | YES | 8580.06 | 3256132.77 | SWI | AAD-21BC-RA1A |  | 00 |  | 2CAC | 2BBB |  | 580 |  |  |  |  | 43770 |  | 43929
9262 | 29300000TL | 03483 | EGC027009 | P | 58018453 | 58 | EGTL Spares | Mtce | 66 | 66R | VALVE: GLOBE 1/2 IN | 800 LB, SW, DUAL-STAMPED | Valve - Globe : F316/F316L SS ASTM A182 BODY,COMBINATION NO 12 TRIM,PLUG DISC, HANDWHEEL OPERATED, FLEXIBLE GRAPHITE PACKING WITH CORROSION INHIBITOR, BOLTED BONNET, T-BODY, OS&Y, API-602, HYGCAAQA Code 02, 04, 05, 07, 23, 27 | EA | 2 | 1 | 2 | YES | 5255.83 | 2157045.1903 | SWI | ABF-24AM-AA1A |  | 00 |  | 2CAC |  |  | 425 |  |  |  |  | 43770 | 44411 | 44412
9263 | 29200000TL | 03483 | EGC018009 | P | 58018500 | 58 | EGTL Spares | Mtce | 14 | 14I | INSERT:RTD,1/4 IN OD | 18.13 IN LONG SHEATH,3 IN LEAD | Temperature and heat measuring instruments : INCONEL 600, THERMOCOUPLES AND RTDS | EA | 4 | 0 | 0 | NO | 105.2667 | 19253.7561 | THERMO ELECTRIC | DRTD14(J)-18.13 |  | 01,22 | 1 | 1CAA | [7 empty] | 41253 | 43852 | 42285
9264 | 29200000TL | 03483 | EGC018009 | P | 58018501 | 58 | EGTL Spares | Mtce | 14 | 14I | INSERT:THERMOCOUPLE,1/4 IN OD | 16.13 IN LONG SHEATH,3 IN LEAD | Temperature and heat measuring instruments : INCONEL 600, CROSS REF DWG: EGTL1-THR-INS-DD-202007, EGTL1-THR-INS-DD-201007, THERMOCOUPLES AND RTDS | EA | 8 | 0 | 0 | NO | 33.0838 | 5408.4288 | THERMO ELECTRIC | ASL14KGJ-16.13 |  | 01,22 | 1 | 1CAA | [7 empty] | 41253 |  | 41948
9265 | 29200000TL | 03483 | EGC018008 | P | 58018506 | 58 | EGTL Spares | Mtce | 14 | 14I | INSERT:THERMOCOUPLE,1/4 IN OD | 18.63 IN LONG SHEATH,3 IN LEAD | Temperature and heat measuring instruments : INCONEL 600, THERMOCOUPLES AND RTDS | EA | 4 | 0 | 0 | NO | 36.4882 | 5963.4013 | THERMO ELECTRIC | ASL14KGJ-18.63 |  | 01,22 | 1 | 1CAA | [7 empty] | 41253 | 45685 | 41948 | -1 | 1
9266 | 29200000TL | 03483 | EGC018008 | P | 58018507 | 58 | EGTL Spares | Mtce | 14 | 14I | INSERT:THERMOCOUPLE,1/4 IN OD | 21.13 IN LONG SHEATH,3 IN LEAD | Temperature and heat measuring instruments : INCONEL 600,CROSS REF DWG: EGTL1-THR-INS-DD-201007, EGTL1-THR-INS-DD-202007, THERMOCOUPLES AND RTDS | EA | 8 | 0 | 0 | NO | 39.2642 | 6407.1538 | THERMO ELECTRIC | ASL14KGJ-21.13 |  | 01,22 | 1 | 1CAA | [7 empty] | 41253 |  | 41948
9267 | 29200000TL | 03483 | EGC018008 | P | 58018509 | 58 | EGTL Spares | Mtce | 51 | 51C | INSERT:THERMOCOUPLE,1/4 IN OD | 16.63 IN LONG SHEATH,3 IN LEAD | Electric Components - Motor / Generator :316 SS, CROSS REF DWG: EGTL1-THR-INS-DD-350007, EGTL1-THR-INS-DD-720007, EGTL1-THR-INS-DD-810007, EGTL1-THR-INS-DD-300007, EGTL1-THR-INS-DD-202007,THERMOCOUPLES AND RTDS | EA | 8 | 0 | 0 | NO | 25.4848 | 3955.24 | THERMO ELECTRIC | ASL14KGR-16.63 |  | 01,22 | 1 | 1CAA | [7 empty] | 41253
9268 | 29200000TL | 03483 | EGC018008 | P | 58018510 | 58 | EGTL Spares | Mtce | 14 | 14I | INSERT:THERMOCOUPLE,1/4 IN OD | 17.13 IN LONG SHEATH,3 IN LEAD | Temperature and heat measuring instruments : 316 SS, CROSS REF DWG: EGTL1-THR-INS-DD-302007, EGTL1-THR-INS-DD-301007, THERMOCOUPLES AND RTDS | EA | 8 | 0 | 0 | NO | 31.0721 | 5081.0694 | THERMO ELECTRIC | ASL14KGR-17.13 |  | 01,22 | 1 | 1CAA | [7 empty] | 41253 |  | 41948
9269 | 29200000TL | 03483 | EGC018008 | P | 58018511 | 58 | EGTL Spares | Mtce | 14 | 14I | INSERT:THERMOCOUPLE,1/4 IN OD | 17.96 IN LONG SHEATH,3 IN LEAD | Temperature and heat measuring instruments : 316 SS, THERMOCOUPLES AND RTDS | EA | 7 | 0 | 0 | NO | 31.2471 | 5110.3819 | THERMO ELECTRIC | ASL14KGR-17.96 |  | 01,22 | 1 | 1CAA | [7 empty] | 41253 | 42558 | 41948
9270 | 29200000TL | 03483 | EGC018009 | P | 58018512 | 58 | EGTL Spares | Mtce | 14 | 14I | THERMOCOUPLE: 1/4 IN OD | 18.13 IN LONG SHEATH,3 IN LEAD | Temperature and heat measuring instruments : 316 SS, THERMOCOUPLES AND RTDS | EA | 5 | 0 | 0 | NO | 34.21 | 5730.175 | THERMO ELECTRIC | ASL14KGR-18.13 |  | 00 | 1 | 1CAA | [5 empty] | ASL14KGR-18.13 |  | 41253 | 41974 | 41948
9271 | 29200000TL | 03483 | EGC018009 | P | 58018513 | 58 | EGTL Spares | Mtce | 14 | 14I | INSERT:THERMOCOUPLE,1/4 IN OD | 18.63 IN LONG SHEATH,3 IN LEAD | Temperature and heat measuring instruments : 316 SS, CROSS REF DN EGTL1 THR-INS-DD-050007, EGTL1-THR-INS-DD-301007, EGTL1-THR INSDD302007, THERMOCOUPLES AND RTDS | EA | 8 | 0 | 0 | NO | 32.2036 | 5264.6025 | THERMO ELECTRIC | ASL14KGR-18.63 |  | 01,22 | 1 | 1CAA | [7 empty] | 41253 |  | 41948
9272 | 29200000TL | 03483 | EGC018009 | P | 58018514 | 58 | EGTL Spares | Mtce | 14 | 14I | INSERT:THERMOCOUPLE,1/4 IN OD | 19.13 IN LONG SHEATH,3 IN LEAD | Temperature and heat measuring instruments : 316 SS, THERMOCOUPLES AND RTDS | EA | 8 | 0 | 0 | NO | 33.0976 | 5408.3506 | THERMO ELECTRIC | ASL14KGR-19.13 |  | 01,22 | 1 | 1CAA | [7 empty] | 41253 |  | 41948
9273 | 29200000TL | 03483 | EGC018009 | P | 58018516 | 58 | EGTL Spares | Mtce | 14 | 14I | INSERT:THERMOCOUPLE,1/4 IN OD | 20.63 IN LONG SHEATH,3 IN LEAD | Temperature and heat measuring instruments : 316 SS, THERMOCOUPLES AND RTDS | EA | 8 | 0 | 0 | NO | 33.9942 | 5552.5681 | THERMO ELECTRIC | ASL14KGR-20.63 |  | 01,22 | 1 | 1CAA | [7 empty] | 41253 |  | 41948
9274 | 29200000TL | 03483 | EGC032029 | P | 58018520 | 58 | EGTL Spares | Mtce | 28 | 28E | DETECTOR: FIRE PROTECTION | 40-+75 C,16 -32 V DC,4-20 MA | Fire and Gas Control Systems : HYDROCARBON FLAME, OUTPUTA,X3301, MISC, FIRE & GAS DETECTION EQUIPMENT | EA | 1 | 0 | 0 | NO | 5400.1597 | 959582.25 | DET-TRONICS | 008210-001 |  | 00 | 1 | 0CCA | [7 empty] | 41255 | 45912 | 42051 | -1 | 1 |  |  | -1 | 1
9275 | 29200000TL | 03483 | EGC032008 | P | 58018521 | 58 | EGTL Spares | Mtce | 28 | 28E | DETECTOR: FIRE PROTECTION | 40 TO +75 C,18-32 VDC,4-20 MA | Fire and Gas Control Systems : HYDROGEN FLAME, OUTA, MISC, FIRE & GAS DETECTION EQUIPMENT | EA | 2 | 0 | 0 | NO | 5253.0445 | 815272.5 | DET-TRONICS | X3302S4N23W1 |  | 00 | 1 | 0CCA | [7 empty] | 41255 | 44499
9276 | 29200000TL | 03483 | EG1015013 | P | 58018530 | 58 | EGTL Spares | Mtce | 51 | 51Z | RELAY:FIRE & GAS DETECTION,5A | GOLD PLATED CONTACT,4PDT | Electric-Other : 110-120 VOLTS COIL,8 BLADE TERMINAL,SOCKET MOUNT,CLEAR PLASTIC ENCLOSURE, MISC, FOR FIRE & GAS DETECTION EQUIPMENT | EA | 5 | 0 | 0 | NO | 27.8 | 8507.4437 | IDEC | RY4S-ULAC110-120 |  | 01,10,22 | 1 | 0CCA | [7 empty] | 41256 | 45058 | 43726 |  |  |  |  | -1 | 1
9277 | 29200000TL | 03483 | EGC033023 | P | 58018531 | 58 | EGTL Spares | Mtce | 28 | 28E | GLASS:BREAK,CLEAR,GLASS | FIRE & GAS DETECTION EQUIPMENT | Fire and Gas Control Systems : PX869501 SPARE | BX | 15 | 0 | 0 | NO | 135.0783 | 20964.15 | MEDC | PX99900078 |  | 00 | 1 | 0CCA | [7 empty] | 41256 | 43832
9278 | 29200000TL | 03483 | EGC021023 | P | 58018543 | 58 | EGTL Spares | Mtce | 28 | 28E | DETECTOR: HEAT POINT EEXD | FOR FIRE & GAS DETECTION | Fire and Gas Control Systems : | EA | 2 | 0 | 0 | NO | 1374.8848 | 213505.86 | AUTRONICA FIRE & SECURITY | 116-BD-505/140 |  | 00 | 1 | 1CCA | [7 empty] | 41189
9279 | 29200000TL | 03483 | EGC021017 | P | 58018548 | 58 | EGTL Spares | Mtce | 51 | 51K | POWER SUPPLY:FOR EXTERNAL BATT | 24V OUTPUT 24A 600 WATT | Power conditioning equipment : FOR FIRE & GAS DETECTION PN SDN 40-24-100C USED IN ADMIN BUILDING, MAINTENANCE WORKSHOP, CONTROL ROOM, OPERATOR SHELTER, GATE HOUSE. MANUFACTURER: EMERSON SOLA HD INDUSTRIAL AUTOMATION. Also the charging unit is no longer p | EA | 1 | 0 | 0 | NO | 836.18 | 255126.8798 | EMERSON SOLA HD | SDN 40-24-100C |  | 01,10,22 | 1 | 1CCA | 1CCC | [6 empty] | 41189 | 41687 | 43171
9280 | 29200000TL | 03483 | EGC021004 | P | 58018557 | 58 | EGTL Spares | Mtce | 51 | 51C | RELAY MONITORED OUTPUT UNIT | OUTPUT UNIT RELAY AUTRONICA | Electric Components - Motor / Generator :DETECTION AUTRONICA | EA | 2 | 0 | 0 | NO | 585.3767 | 90903.15 |  |  |  | 00 | 1 | 1CCA | [7 empty] | 41189 | 43657
9281 | 29200000TL | 03483 | EGC021021 | P | 58018560 | 58 | EGTL Spares | Mtce | 02 | 02A | GLASS:MCPB,CLEAR,GLASS | FIRE & GAS DETECTION EQUIPMENT | Heating Ventilation and Air Conditioning Equipnment & Parts : DETECTION AUTRONICA | EA | 30 | 12 | 24 | NO | 5.0032 | 776.95 | AUTRONICA FIRE & SECURITY | 116-BFG-3/GB |  | 00 | 1 | 1CCA | 1CCC | [6 empty] | 41189
9282 | 29300000TL | 03483 | EGC021004 | P | 58018566 | 58 | EGTL Spares | Mtce | 28 | 28E | POINT MANUAL CALL AUTRONICA | MANUAL CALL POINT | Fire and Gas Control Systems : AUTRONICA. USED IN UNITS 05, 10, 20, 30, 35, 45, 50, 60, 71, 72, 73, 83 | EA | 1 | 0 | 1 | YES | 1037.29 | 1582769.6923 | AUTRONICA FIRE & SECURITY | 116-BF-502/EX |  | 00 | 1 | 1CCA | [7 empty] | 43770 | 45898 | 45692 | -1 | 1
9283 | 29200000TL | 03483 | EGC019027 | P | 58018623 | 58 | EGTL Spares | Mtce | 76 | 76Z | SHAFT:PUMP,3 IN X 1.5 IN X | 13 IN , 731 CSO, EN8 | Pumps-Other : 130-PC-020A/B, (WAX FILTRATION PACKAGE) | EA | 1 | 0 | 0 | NO | 919.9092 | 142806.71 | SAM ENGINEERING | 361-030-12 | 361-030-12 | 00 | 1 | 2BAB |  |  | SAM 7923 |  |  |  |  | 40914
9284 | 29200000TL | 03483 | EGC022028 | P | 58018684 | 58 | EGTL Spares | Mtce | 56 | 56Z | NAIL: PANEL PIN/BRAD | 25 MM LG, 1.5 MM THK, STEEL | *OBS*Fastener-BottWa : 1 IN X 1/16 IN EQUIV, PACK OF 1000 | PK | 5 | 0 | 0 | NO | 6.48 | 1006.02 |  |  | 97828A600-1000 | 00 | 1 | 2CAC | 2CAC | [6 empty] | 40915
9285 | 29200000TL | 03483 | EGC023015 | P | 58018685 | 58 | EGTL Spares | Mtce | 56 | 56Z | NAIL: PANEL PIN/BRAD | 40 MM LG, 1.5 MM THK, STEEL | *OBS*Fastener-BottWa : 1-1/2 IN X 1/16 IN EQUIV, PACK OF 700 | PK | 7 | 0 | 0 | NO | 6.11 | 948.5775 |  |  | 97828A603-700 | 00 | 1 | 2CAC | 2CAC | [6 empty] | 40915
9286 | 29200000TL | 03483 | EGC019004 | P | 58018686 | 58 | EGTL Spares | Mtce | 56 | 56Z | NAIL: 125 MM LG, 5.5 MM THK | STEEL | *OBS*Fastener-Other : 5 IN X 0.2 IN EQUIV, PACK OF 20 | PK | 30 | 0 | 0 | NO | 4.02 | 624.105 |  |  | 90745A746-20 | 00 | 1 | 2CAC | [7 empty] | 40915 | 44884
9287 | 29200000TL | 03483 | EGC022028 | P | 58018687 | 58 | EGTL Spares | Mtce | 56 | 56Z | NAIL: FINISHING | 25 MM LG, 1.5 MM THK, STEEL | *OBS*Fastener-Other : 1 IN X 1/16 IN EQUIV, PACK OF 1000 | PK | 5 | 0 | 0 | NO | 5.35 | 830.5875 |  |  | 97820A600-1000 | 00 | 1 | 2CAC | 2CAC | [6 empty] | 40915
9288 | 29200000TL | 03483 | EGC018020 | P | 58018689 | 58 | EGTL Spares | Mtce | 56 | 56Z | NAIL: 65 MM LG, 3 MM THK | STEEL | *OBS*Fastener-Other : 2.5 IN X 0.12 EQUIV, PACK OF 100 | PK | 11 | 0 | 0 | NO | 4.78 | 742.095 | AALL AMERICAN FASTENERS. |  | 90745A702-100 | 00 | 1 | 2CAC | 2CAC | [6 empty] | 40915 | 45973 |  | -3 | 1
9289 | 29200000TL | 03483 | EGC023004 | P | 58018691 | 58 | EGTL Spares | Mtce | 56 | 56Z | RIVET: BLIND | 3.2 MM DIA, 15 MM LG | *OBS*Fastener-Other : GENERAL PURPOSE, DOMED HD, 0.376 IN - 0.500 IN GRIP RANGE, 0.262 IN, STEEL / ZINC PLATED, 1/8 IN X 5/8 IN EQUIV, PACK OF 250 | PK | 20 | 0 | 0 | NO | 9.9 | 1536.98 |  |  | 97519A140-250 | 00 | 1 | 2CAC | 2CAC | [6 empty] | 40915
9290 | 29200000TL | 03483 | EGC019004 | P | 58018693 | 58 | EGTL Spares | Mtce | 56 | 56Z | RIVET: SMALL SOLID | 5 MM DIA, 10 MM LG, 9 MM | *OBS*Fastener-Other : PLAIN HD, STEEL, 3/16 IN EQUIV, PACK OF 200 | PK | 20 | 0 | 0 | NO | 6.83 | 1060.36 |  |  | 97030A243-200 | 00 | 1 | 2CAC | 2CAC | [6 empty] | 40915
9291 | 29200000TL | 03483 | EGC022026 | P | 58018714 | 58 | EGTL Spares | Mtce | 56 | 56Z | WASHER: LOCK SPRING, M10 NOM | 10.7 MM ID, 18.1 MM OD, | *OBS*Fastener-BottWa : 2.05 MM THK, ZINC PLTD STL, 100 PER PACK | PK | 3 | 0 | 0 | NO | 4.32 | 670.68 |  |  | 91202A242-100 | 00 | 1 | 2CAC | 2CAC | [6 empty] | 40915
9292 | 29200000TL | 03483 | EGC022026 | P | 58018717 | 58 | EGTL Spares | Mtce | 56 | 56Z | WASHER: LOCK SPRING,M20 NOM | 21.2MM ID, 33.6MM OD | *OBS*Fastener-BottWa : 3.8MM THK, ZINC PLTD STL, 25 PER PACK | PK | 1 | 0 | 0 | NO | 6.54 | 1015.34 |  |  | 91202A257-25 | 00 | 1 | 2CAC | 2CAC | [6 empty] | 40915 | 45250 | [5 empty] | -1 | 1
9293 | 29200000TL | 03483 | EGC022026 | P | 58018718 | 58 | EGTL Spares | Mtce | 56 | 56Z | WASHER: LOCK SPRING,M24 NOM | 25.5MM ID, 40MM OD | *OBS*Fastener-BottWa : 4.8MM THK, ZINC PLTD STL, 25 PER PACK | PK | 3 | 0 | 0 | NO | 10.53 | 1634.78 |  |  | 91202A261-25 | 00 | 1 | 2CAC | 2CAC | [6 empty] | 40915
9294 | 29200000TL | 03483 | EGC022026 | P | 58018719 | 58 | EGTL Spares | Mtce | 56 | 56Z | WASHER: LOCK SPRING, M6 NOM | 6.5MM ID, 11.8MM OD | *OBS*Fastener-BottWa : 1.5MM THK, ZINC PLTD STL, 100 PER PACK | PK | 3 | 0 | 0 | NO | 2.35 | 364.8375 |  |  | 91202A234-100 | 00 | 1 | 2CAC | 2CAC | [6 empty] | 40915
9295 | 29200000TL | 03483 | EGC022026 | P | 58018720 | 58 | EGTL Spares | Mtce | 56 | 56Z | WASHER: LOCK SPRING, M8 NOM | 8.5MM ID, 14.8MM OD | *OBS*Fastener-BottWa : 1.9MM THK, ZINC PLTD STL, 100 PER PACK | PK | 3 | 0 | 0 | NO | 3.13 | 485.9325 |  |  | 91202A238-100 | 00 | 1 | 2CAC | 2CAC | [6 empty] | 40915
9296 | 29200000TL | 03483 | EGC022026 | P | 58018721 | 58 | EGTL Spares | Mtce | 56 | 56Z | WASHER: RIVET BACKUP | 1/8 IN ID, 3/8 IN OD | *OBS*Fastener-BottWa : 3.2MM NOM, 0.05 IN TO .007 IN THK, ALUMINUM, 1/8 IN AL EQUIV, 500 PER PACK | PK | 10 | 0 | 0 | NO | 7.561 | 1173.69 |  |  | 90183A213-500 | 00 | 1 | 2CAC | 2CAC | [6 empty] | 40915
9297 | 29200000TL | 03483 | EGC037001 | P | 58018723 | 58 | EGTL Spares | Mtce | 56 | 56Z | RIVET: BLIND 3.2 MM DIA | 16 MM LG GENERAL PURPOSE | *OBS*Fastener-Other : 3.2 MM DIA, 16 MM LG, DOME HD, 0.376 IN - 0.500 IN GRIP RANGE, 0.262 IN, ALUM/MILD STL, 500 PER PACK | PK | 50 | 0 | 0 | NO | 3.4604 | 537.165 |  |  | 97517A140-100 | 00 | 1 | 2CAC | 2CAC | [6 empty] | 40915
9298 | 29200000TL | 03483 | EGC023015 | P | 58018737 | 58 | EGTL Spares | Mtce | 56 | 56Z | RIVET: BLIND 6.4 MM DIA | 24 MM LG | *OBS*Fastener-Other : DOME HD, 0.376 IN - 0.500 IN GRIP RANGE, 0.525 IN, ALUM/MILD STL, OR 1/4 IN-3/4 IN EQUIV, 100 PER PACK | PK | 50 | 0 | 0 | NO | 11.8815 | 1844.37 |  |  | 97517A653-100 | 00 | 1 | 2CAC | 2CAC | [6 empty] | 40915
9299 | 29200000TL | 03483 | EGC019014 | P | 58018855 | 58 | EGTL Spares | Mtce | 66 | 66Z | KIT:SOFT GOODS,CONTROL VALVE | GUIDE BUSHING PN 12B5782X012 | Valve-Other : PACKING RING,PACKING WASHER PN 12B6937X012,PACKING RING PN 14B7498X012,TIE CABLE PN 18A9401X012,GUIDE BUSHING PN 19B2883X012, 1H292406992 O-RING, FOR CONTROL VALVES"150-LXV-0024A, 150-LXV-0024B | KI | 10 | 1 | 2 | NO | 112.13 | 17405.9399 |  |  |  | 01,22 | 1 | [8 empty] | 41520
9300 | 29200000TL | 03483 | EGC019028 | P | 58018858 | 58 | EGTL Spares | Mtce | 66 | 66Z | KIT:SOFT GOODS,CONTROL VALVE | GASKET SHIM PN 16A1940X012 | Valve-Other : GASKET PN 1R3481X0052,SPIRAL WOUND GASKET PN 1R348299442,GASKET PN 1R3484X0042,INSTRUCTION SHEET PN D101589X012, FOR CONTROL VALVES | KI | 13 | 0 | 0 | NO | 57 | 8848.11 |  |  |  | 01,22 | 1 | [8 empty] | 41516 | 45952 |  | -1 | 1
9301 | 29200000TL | 03483 | EGC019026 | P | 58018859 | 58 | EGTL Spares | Mtce | 66 | 66Z | KIT:SOFT GOODS,CONTROL VALVE | CONT- 16A1940X012 GASKET SHIM | Valve-Other : 1R3481X0052 GASKET,1R348299442 GASKET,SPIRAL WOUND,1R3484X0042 GASKET,D101589X012 INSTRUCTION SHEET, FOR CONTROL VAVLES | KI | 2 | 0 | 0 | NO | 404.25 | 62751.7275 |  |  |  | 01,22 | 1 | [8 empty] | 41516
9302 | 29200000TL | 03483 | EGC019022 | P | 58018860 | 58 | EGTL Spares | Mtce | 66 | 66Z | KIT:SOFT GOODS,CONTROL VALVE | GASKET SHIM PN 16A1942X012 | Valve-Other : CONTAINS GASKET PN 1U5081X0052,SPIRAL WOUND GASKET PN 1U508599442,GASKET PN 1U5086X0032,INSTRUCTION SHEET PN D101591X012, FOR CONTROL VALVES 110-TV-0653, 110-TV-0683 | KI | 20 | 2 | 4 | NO | 174 | 27010.02 |  | D101591X012 | D101591X012 | 01,22 | 1 | [8 empty] | 41516 | 44055
9303 | 29300000TL | 03483 | EGC019019 | P | 58018861 | 58 | EGTL Spares | Mtce | 66 | 66Z | KIT:SOFT GOODS,CONTROL VALVE | GASKET SHIM PN 16A1941X012 | Valve-Other : CONTAINS GASKET PN 1J5047X0062,SPIRAL WOUND GASKET PN 1R372299442,GASKET PN 1R3724X0042,INSTRUCTION SHEET PN D101590X012, FOR CONTROL VALVES | KI | 2 | 1 | 2 | YES | 338.78 | 488978.113 |  |  |  | 01,22 | 1 | [8 empty] | 43770 | 45728 | 45897 | -2 | 1
9304 | 29200000TL | 03483 | EGC019025 | P | 58018868 | 58 | EGTL Spares | Mtce | 66 | 66Z | KIT:SOFT GOODS,CONTROL VALVE | GASKET SHIM PN 16A1936X012 | Valve-Other : CONTAINS ,SPIRAL WOUND GASKET PN 1R286099442,GASKET PN R2861X0042,GASKET PN 1R2862X0062,GASKET PN 1R3296X0042,GASKET PN 1R3299X0042, D101594X012 INSTRUCTION SHEET, D101594X0, FOR CONTROL VALVES, DUPLICATION REFER TO SYMBOL 58018876 | KI | 7 | 0 | 0 | NO | 48.6 | 7544.178 |  |  |  | 01,22 | 1 | [8 empty] | 41516 | 44673
9305 | 29200000TL | 03483 | EGC019020 | P | 58018869 | 58 | EGTL Spares | Mtce | 66 | 66Z | KIT:SOFT GOODS,CONTROL VALVE | GASKET SHIM PN 16A1936X012 | Valve-Other : CONTAINS,GASKET PN 1R2859X0042,SPIRAL WOUND GASKET PN 1R286099442,GASKET PN 1R2862X0062,INSTRUCTION SHEET PN D101585X012,FOR CONTROL VALVES, DUPLICATION, REFER TO SYBMBOL # 58018868 | KI | 40 | 0 | 0 | NO | 0 | 0.0001 |  |  |  | 01,22 | 1 | [8 empty] | 41516 | 44535
9306 | 29200000TL | 03483 | EGC019021 | P | 58018870 | 58 | EGTL Spares | Mtce | 66 | 66Z | KIT:SOFT GOODS,CONTROL VALVE | GASKET SHIM PN 16A1936X012 | Valve-Other : CONTAINS ,SPIRAL WOUND GASKET PN 1R286099442,GASKET PN R2861X0042,GASKET PN 1R3098X0052,GASKET PN 1R3101X0032,GASKET PN 1U2152X0042, D101593X012 INSTRUCTION SHEET, FOR CONTROL VALVES | KI | 3 | 0 | 0 | NO | 342.1267 | 66599.4855 |  |  |  | 01,22 | 1 | [8 empty] | 41516 |  | 42109
9307 | 29200000TL | 03483 | EGC019030 | P | 58018874 | 58 | EGTL Spares | Mtce | 66 | 66Z | KIT:SOFT GOODS,CONTROL VALVE | PACKING SET PN 1R290201012 | Valve-Other : CONTAINS ,PACKING V-RING PN 1C752701012,PACKING FEMALE ADAPTOR PN 1F124301012,PACKING MALE ADAPTOR PN 1F124701012,LOWER WIPER PN 1J872206992,SPCL WASHER PN 1F125136042, 1F12, FOR CONTROL VALVES172-FV-0029, 135-LV-0018, 135-LV-0114 | KI | 62 | 0 | 0 | NO | 37.2 | 5774.556 |  |  |  | 01,22 | 1 | [8 empty] | 41519 | 43622
9308 | 29200000TL | 03483 | EGC019019 | P | 58018876 | 58 | EGTL Spares | Mtce | 66 | 66Z | KIT:SOFT GOODS,CONTROL VALVE | GASKET SHIM PN 16A1938X012 | Valve-Other : &quot;CONTAINS ,GASKET PN 1R3296X0042,SPIRAL WOUND GASKET PN 1R329799442,GASKET PN 1R3299X0042,INSTRUCTION SHEET PN D101587X012, FOR CONTROL VALVES &quot; | KI | 39 | 2 | 3 | NO | 48.6 | 7544.178 |  |  |  | 01,22 | 1 | [8 empty] | 41516 | 43227
9309 | 29200000TL | 03483 | EGC019015 | P | 58018880 | 58 | EGTL Spares | Mtce | 66 | 66Z | KIT:SOFT GOODS,CONTROL VALVE | GASKET PN 10A3265X112 | Valve-Other : CONTAINS ,GASKET PN 10A3266X082,INSTRUCTION SHEET PN D101592X012, FOR CONTROL VALVES | KI | 8 | 1 | 3 | NO | 136.5 | 21188.895 |  |  |  | 01,22 | 1 | [8 empty] | 41516 | 45800 |  | -2 | 2
9310 | 29200000TL | 03483 | EGC019025 | P | 58018882 | 58 | EGTL Spares | Mtce | 66 | 66Z | KIT:SOFT GOODS,CONTROL VALVE | GASKET SHIM PN 16A1938X012 | Valve-Other : CONTAINS ,GASKET PN 1R3296X0042,SPIRAL WOUND GASKET PN 1R329799442,GASKET PN 1R3298X0032,GASKET PN 1R3481X0052,GASKET PN 1R3484X0042, D101596X012 INSTRUCTION SHEET,FOR CONTROL VALVES, DUPLICATION REFER TO SYMBOL 58018876 | KI | 8 | 0 | 0 | NO | 60 | 9313.8 |  |  |  | 01,22 | 1 | [8 empty] | 41516
9311 | 29200000TL | 03483 | EGC019021 | P | 58018893 | 58 | EGTL Spares | Mtce | 66 | 66Z | KIT:SOFT GOODS,CONTROL VALVE | GASKET SHIM PN 16A1937X012 | Valve-Other : CONTAINS, GASKET PN 1R3098X0052,SPIRAL WOUND GASKET PN 1R309999442,GASKET PN 1R3101X0032,INSTRUCTION SHEET PN D101586X012, FOR FISHER MN ET 178-PV-0003A, 178-PV-0003C, FOR CONTROL VALVES | KI | 7 | 0 | 0 | NO | 40.2 | 6240.246 |  |  |  | 01,22 | 1 | [8 empty] | 41515 | 45038 | [5 empty] | -1 | 1
9312 | 29200000TL | 03483 | EGC019027 | P | 58018901 | 58 | EGTL Spares | Mtce | 66 | 66Z | KIT:SOFT GOODS,CONTROL VALVE | GASKET SHIM PN 16A1938X012 | Valve-Other : CONTAINS,GASKET PN 1R3296X0042,SPIRAL WOUND GASKET PN 1R329799442,GASKET PN 1R3298X0032,GASKET PN 1R3484X0042,1R3481X0052,INSTRUCTION SHEET PN D101596X012, FOR CONTROL VALVES, DUPLICATION REFER TO SYMBOL 58018876 | KI | 3 | 0 | 0 | NO | 0 | 0.0001 |  |  |  | 01,22 | 1 | [8 empty] | 41516
9313 | 29200000TL | 03483 | EGC019021 | P | 58018905 | 58 | EGTL Spares | Mtce | 66 | 66Z | KIT:SOFT GOODS,CONTROL VALVE | 16A1942X012 GASKET SHIM | Valve-Other : CONTAINS ,1U5081X0052 GASKET,1U508599442 GASKET,SPIRAL WOUND,1V644199442 GASKET,SPIRAL WOUND,D101598X012 INSTRUCTION SHEET, FOR FISHER MN EWT 120-PXV-1162, 120-PXV-2162, CONTROL VALVES | KI | 3 | 0 | 0 | NO | 218.25 | 33878.9475 |  |  |  | 01,22 | 1 | [8 empty] | 41516
9314 | 29200000TL | 03483 | EGC019025 | P | 58018907 | 58 | EGTL Spares | Mtce | 66 | 66Z | KIT:SOFT GOODS,CONTROL VALVE | GASKET SHIM PN 16A1942X012 | Valve-Other : CONTAINS ,GASKET PN 1U5081X0052,SPIRAL WOUND GASKET PN 1U508599442,SPIRAL WOUND GASKET PN 1V644199442,INSTRUCTION SHEET PN D101753X012, FOR FISHER MN EWT 160-PV-0018, 160-PV, CONTROL VALVES | KI | 5 | 0 | 0 | NO | 244.5 | 37953.735 |  |  |  | 01,22 | 1 | [8 empty] | 41516
9315 | 29200000TL | 03483 | EGC019009 | P | 58018916 | 58 | EGTL Spares | Mtce | 66 | 66Z | KIT:SOFT GOODS,CONTROL VALVE | 1F364135072 RING,LANTERN | Valve-Other : CONTAINS,1J872606332 WIPER,UPPER,1J873135072 PACKING BOX RING,1R290001012 PACKING,SET D101562X012 INSTRUCTION SHEET,1C752601012 PACKING,V-RING 1J872106992 WIPER,LOWER,1F124401012 PACKING ADAPTOR,FE, CONTROL VALVES150-PV-0087A, 150-PV-0087B | KI | 3 | 1 | 3 | NO | 200.92 | 38097.1449 |  |  |  | 01,22 | 1 | [8 empty] | 41520 |  | 42029
9316 | 29200000TL | 03483 | EGC019001 | P | 58018931 | 58 | EGTL Spares | Mtce | 66 | 66Z | KIT:SOFT GOODS,CONTROL VALVE | CONTAINS PACKING RING | Valve-Other : PN: 1E3190X0222, PACKING BOX RING PN:1J873235072,LANTERN RING PN:1J962335072,PACKING RING PN:1V3802X0022,INSTRUCTION SHEET PN D101565X012, FOR FISHER MN ED 120-FV-1093, 120-FV-209, 110-TV-0653, 110-TV-0683 | KI | 31 | 0 | 0 | NO | 151.5 | 23517.345 | FISHER | RPACKX00112 |  | 01,22 | 1 | [8 empty] | 41516 | 45961 |  | -7 | 6 |  |  | -4 | 4
9317 | 29200000TL | 03483 | EGC019009 | P | 58018933 | 58 | EGTL Spares | Mtce | 66 | 66Z | KIT:SOFT GOODS,CONTROL VALVE | CONTAINS UPPER WIPER PN | Valve-Other : 1J872706332, PACKING BOX RING PN 1J873235072, LANTERN RING PN 1J962335072, PACKING SET PN 1R290201012, PACKING V-RING PN 1C752701012, PACKING FEMALE ADAPTOR PN 1F124301012, 1F12470 | KI | 2 | 0 | 0 | NO | 151.1367 | 40656.4752 | FISHER | RPACKX00052 |  | 01,22 | 1 | [8 empty] | 41516 | 45001 | 43268 |  |  |  |  | -1 | 1
9318 | 29200000TL | 03483 | EGC023015 | P | 58018952 | 58 | EGTL Spares | Mtce | 56 | 56Z | RIVET: SOLID, M5 DIA, 13 MM LG | 8.7 MM, HALF RND HD, STEEL | *OBS*Fastener-Other : 3/16 IN X 1/2 IN EQUIV, PACK OF 175 | PK | 20 | 0 | 0 | NO | 6.0908 | 945.4725 |  |  | 97300A665 | 00 | 1 | 2CAC | 2CAC | [6 empty] | 40915
9319 | 29200000TL | 03483 | EGC022002 | P | 58018987 | 58 | EGTL Spares | Mtce | 51 | 51C | CAPACITOR: COMPRESSOR | HVAC SYSTEM | Electric Components - Motor / Generator :SPLIT UNIT, COMPRESSOR, 20, ADMIN & WKSHP SPLIT UNITS / 2 | EA | 2 | 0 | 0 | NO | 23.8792 | 3709.16 | CARRIER | 202401000602 |  | 01,10,22 | 1 | 2CAB | [7 empty] | 41003
9320 | 29200000TL | 03483 | EGC021016 | P | 58018988 | 58 | EGTL Spares | Mtce | 51 | 51C | CAPACITOR: FAN MOTOR | HVAC SYSTEM | Electric Components - Motor / Generator :&quot;SPLIT UNIT, FAN MOTOR, 21, ADMIN & WKSHP SPLIT UNITS / 2&quot; | EA | 2 | 0 | 0 | NO | 37.5345 | 5830.23 | CARRIER | 202401190014 |  | 01,10,22 | 1 | 2CAB | [7 empty] | 41003
9321 | 29200000TL | 03483 | EGC021026 | P | 58018989 | 58 | EGTL Spares | Mtce | 11 | 11Z | JOINT: WIRE | HVAC SYSTEM | Computer Hardware - Peripherals : SPLIT UNIT, 22, ADMIN & WKSHP SPLIT UNITS / 2 | EA | 2 | 0 | 0 | NO | 12.1147 | 1881.77 | CARRIER | 202301400067 |  | 01,22 | 1 | 2CAB | [7 empty] | 41003
9322 | 29200000TL | 03483 | EGC022001 | P | 58018990 | 58 | EGTL Spares | Mtce | 66 | 66Z | VALVE: 4-WAY | HVAC SYSTEM | Valve-Other : N:29, ADMIN & WKSHP SPLIT UNITS / 2 | EA | 2 | 0 | 0 | NO | 136.9829 | 21277.55 | CARRIER | 201600670012 |  | 02,22 | 1 | 2CAB | [7 empty] | 41003
9323 | 29200000TL | 03483 | EGC021026 | P | 58018992 | 58 | EGTL Spares | Mtce | 14 | 14C | SENSOR: OUTDOOR PIPE TEMP | HVAC SYSTEM | Flow Measuring Instruments : SPLIT UNIT, 34, ADMIN & WKSHP SPLIT UNITS / 2 | EA | 2 | 0 | 0 | NO | 5.0716 | 787.83 | CARRIER | 202301300175 |  | 01,22 | 1 | 2CAB | [7 empty] | 41003
9324 | 29200000TL | 03483 | EGC022005 | P | 58018995 | 58 | EGTL Spares | Mtce | 51 | 51C | MOTOR: BLOWER WHEEL | HVAC SYSTEM | Electric Components - Motor / Generator :SPLIT UNIT, 2, ADMIN & WKSHP SPLIT UNITS / 3/4 | EA | 1 | 0 | 0 | NO | 189.7433 | 29472.82 | CARRIER | PM001AG2590 |  | 01,011,19,22, | 1 | 2CAB | [7 empty] | 41003
9325 | 29200000TL | 03483 | EGC021026 | P | 58018999 | 58 | EGTL Spares | Mtce | 51 | 51C | THERMISTOR: SPLIT UNIT | HVAC SYSTEM | Electric Components - Motor / Generator :ASSY, 11A, ADMIN & WKSHP SPLIT UNITS / 3/4 | EA | 2 | 0 | 0 | NO | 42.5264 | 6605.63 | CARRIER | 42QHAD45060 |  | 00 | 1 | 2CAB | [7 empty] | 41003
9326 | 29200000TL | 03483 | EGC021026 | P | 58019000 | 58 | EGTL Spares | Mtce | 53 | 53A | BRACKET: AIR SENSOR | HVAC SYSTEM | Fittings - Pipe - Carbon Steel :SPLIT UNIT, 13, ADMIN & WKSHP SPLIT UNITS / 3/4 | EA | 2 | 0 | 0 | NO | 1.3505 | 209.78 | CARRIER | 53KN3A3244F |  | 01,22 | 1 | 2CAB | [7 empty] | 41003
9327 | 29200000TL | 03483 | EGC021026 | P | 58019001 | 58 | EGTL Spares | Mtce | 02 | 02A | ROD: LOUVER EXTENSION | HVAC SYSTEM | Heating Ventilation and Air Conditioning Equipnment & Parts : SPLIT UNIT, 18, ADMIN & WKSHP SPLIT UNITS / 3 FLAP LINK | EA | 2 | 1 | 2 | NO | 1.3505 | 209.78 | CARRIER | 42KP8A32310 |  | 00 | 1 | 2CAB | [7 empty] | 41003
9328 | 29200000TL | 03483 | EGC021027 | P | 58019002 | 58 | EGTL Spares | Mtce | 51 | 51C | MOTOR: LOUVER | HVAC SYSTEM | Electric Components - Motor / Generator :SPLIT UNIT, 19 ADMIN & WKSHP SPLIT UNITS / 3/4 | EA | 2 | 0 | 0 | NO | 16.4864 | 2560.83 | CARRIER | PM007LG005A |  | 01,011,19,22, | 1 | 2CAB | [7 empty] | 41003
9329 | 29200000TL | 03483 | EGC021026 | P | 58019003 | 58 | EGTL Spares | Mtce | 51 | 51C | ASSEMBLY: INSULATED CAP | HVAC SYSTEM | Electric Components - Motor / Generator :SPLIT UNIT, ASSY, 21, ADMIN & WKSHP SPLIT UNITS / 3/4 | EA | 2 | 0 | 0 | NO | 3.3913 | 526.77 | CARRIER | 42KP5A30160 |  | 01,22 | 1 | 2CAB | [7 empty] | 41003
9330 | 29200000TL | 03483 | EGC021026 | P | 58019004 | 58 | EGTL Spares | Mtce | 11 | 11Z | DISPLAY: LED | HVAC SYSTEM | Computer Hardware - Peripherals : SPLIT UNIT, 25, ADMIN & WKSHP SPLIT UNITS / 3/4 | EA | 1 | 0 | 0 | NO | 8.0932 | 1257.11 | CARRIER | 42DH8A37100 |  | 01,10,22 | 1 | 2CAB | [7 empty] | 41003
9331 | 29200000TL | 03483 | EGC021027 | P | 58019005 | 58 | EGTL Spares | Mtce | 56 | 56Z | BOLT: COMPRESSOR MOUNTING | 418 IN OD DIA, 2 IN LG, 0.5 IN | *OBS*Fastener-BottWa : THREAD LENGTH, 5/16 IN -18-D, HEX HD, SPLIT UNIT, 20, ADMIN & WKSHP SPLIT UNITS / 3/4/5/6, PACK OF 12 | EA | 4 | 0 | 0 | NO | 1.3105 | 203.56 | CARRIER | P041-5309 |  | 02,22 | 1 | 2CAB | 2CAB | [6 empty] | 41003
9332 | 29200000TL | 03483 | EGC021027 | P | 58019006 | 58 | EGTL Spares | Mtce | 63 | 63Z | GROMMET: COMPRESSOR MOUNTING | 1.62 IN OD X 1.16 IN HIGH | Plumbing - Hardware and Fittings :SPLIT UNIT, 21, ADMIN & WKSHP SPLIT UNITS / 3/4/5/6 | EA | 4 | 0 | 0 | NO | 3.2913 | 511.23 | CARRIER | P041-5103 |  | 00 | 1 | 2CAB | [7 empty] | 41003
9333 | 29200000TL | 03483 | EGC022003 | P | 58019009 | 58 | EGTL Spares | Mtce | 53 | 53A | ASSEMBLY: COMPRESSOR PLUG | HVAC SYSTEM | Fittings - Pipe - Carbon Steel :ALSO CALLED COPELAND COMPRESSOR WIRING KIT, SPLIT UNIT, ASSY, 32 ADMIN & WKSHP SPLIT UNITS / 3/4/5/6 | EA | 4 | 0 | 0 | NO | 20.0077 | 3107.8 | CARRIER | P298-001 |  | 01,22 | 1 | 2CAB | [7 empty] | 41003
9334 | 29200000TL | 03483 | EGC022002 | P | 58019010 | 58 | EGTL Spares | Mtce | 53 | 53A | PLUG: SOLENOID-COIL | HVAC SYSTEM | Fittings - Pipe - Carbon Steel :SPLIT UNIT, ASSY, 35 ADMIN & WKSHP SPLIT UNITS / 3/4/5/6 | EA | 4 | 0 | 0 | NO | 14.0154 | 2177.01 | CARRIER | EF19ZG006 |  | 01,22 | 1 | 2CAB | [7 empty] | 41003
9335 | 29200000TL | 03483 | EGC021026 | P | 58019011 | 58 | EGTL Spares | Mtce | 51 | 51C | SWITCH: TEMPERATURE 27-50 F | HVAC SYSTEM | Electric Components - Motor / Generator :&quot;SPLIT UNIT, 36 ADMIN & WKSHP SPLIT UNITS / 3/4/5/6 TYPE: DEFROST, SPST&quot; | EA | 4 | 0 | 0 | NO | 33.1728 | 5152.73 | CARRIER | HH18HA081 |  | 01,10,22 | 1 | 2CAB | [7 empty] | 41003
9336 | 29200000TL | 03483 | EGC021026 | P | 58019012 | 58 | EGTL Spares | Mtce | 51 | 51C | THERMISTOR: HVAC SYSTEM | SPLIT UNIT | Electric Components - Motor / Generator :37, ADMIN & WKSHP SPLIT UNITS / 3/4/5/6 | EA | 4 | 0 | 0 | NO | 37.2844 | 5791.39 | CARRIER | HH79SZ001 |  | 00 | 1 | 2CAB | [7 empty] | 41003
9337 | 29200000TL | 03483 | EGC022004 | P | 58019013 | 58 | EGTL Spares | Mtce | 51 | 51C | CONTACTOR: COMPRESSOR | 24V DC COIL, 30 AMPA, 1 POLE | Electric Components - Motor / Generator :SPLIT UNIT, 38 ADMIN & WKSHP SPLIT UNITS / 3/4/5/6; TYCO PART NO 3100-15Q128, SPLIT UNIT, | EA | 4 | 0 | 0 | NO | 22.4187 | 3482.29 | CARRIER | HN51KB024 |  | 01,10,22 | 1 | 2CAB | [7 empty] | 41003
9338 | 29200000TL | 03483 | EGC021027 | P | 58019014 | 58 | EGTL Spares | Mtce | 51 | 51C | RELAY: CARRIER BLOWER HEAT | 24V DC COIL | Electric Components - Motor / Generator :&quot;SPLIT UNIT, 39, ADMIN & WKSHP SPLIT UNITS / 3/4/5/6 1/2 HP AT 125/250 VAC&quot; | EA | 4 | 0 | 0 | NO | 18.327 | 2846.74 | CARRIER | HN61KK224 |  | 01,10,22 | 1 | 2CAB | [7 empty] | 41003
9339 | 29200000TL | 03483 | EGC022002 | P | 58019015 | 58 | EGTL Spares | Mtce | 51 | 51C | TRANSFORMER: HVAC SYSTEM | 208/230 VAC, 60HZ, 1PH | Electric Components - Motor / Generator :40; ADMIN & WKSHP SPLIT UNITS / 3/4/5/6 | EA | 4 | 0 | 0 | NO | 32.0124 | 4972.48 | CARRIER | HT01CN241 |  | 01,10,22 | 1 | 2CAB | [7 empty] | 41003
9340 | 29200000TL | 03483 | EGC022001 | P | 58019017 | 58 | EGTL Spares | Mtce | 51 | 51C | CAPACITOR: DUAL RUN | 30 + 5 UF, 370V AC | Electric Components - Motor / Generator :&quot;METAL ROUND CASE, CLIP TERMINAL, SPLIT UNIT, 43 ADMIN & WKSHP SPLIT UNITS / 3/4/5&quot; | EA | 2 | 0 | 0 | NO | 24.4494 | 3797.73 | CARRIER | P291-3053RS |  | 01,10,22 | 1 | 2CAB | [7 empty] | 41003 | 42697
9341 | 29200000TL | 03483 | EGC022001 | P | 58019021 | 58 | EGTL Spares | Mtce | 14 | 14Z | SWITCH: PRESSURE LOW | HVAC SYSTEM | Instruments - Other & Parts : SPLIT UNIT, 65, ADMIN & WKSHP SPLIT UNITS / 3/4/5/6 | EA | 4 | 0 | 0 | NO | 28.601 | 4442.6 | CARRIER | HK02ZB062 |  | 01,10,22 | 1 | 2CAB | [7 empty] | 41003
9342 | 29200000TL | 03483 | EGC022001 | P | 58019023 | 58 | EGTL Spares | Mtce | 14 | 14Z | SWITCH: PRESSURE HIGH | HVAC SYSTEM | Instruments - Other & Parts : 71, ADMIN & WKSHP SPLIT UNITS / 3/4/5/6 | EA | 4 | 2 | 4 | NO | 35.0635 | 5446.42 | CARRIER | HK02ZA404 |  | 01,10,22 | 1 | 2CAB | [7 empty] | 41003
9343 | 29200000TL | 03483 | EGC022001 | P | 58019024 | 58 | EGTL Spares | Mtce | 66 | 66Z | VALVE: 4 WAY REVERSING | HVAC SYSTEM | Valve-Other : ADMIN & WKSHP SPLIT UNITS / 3/4, 24 VOLT | EA | 2 | 0 | 0 | NO | 286.7607 | 44542.54 | CARRIER | EF17BZ113 |  | 02,22 | 1 | 2CAB | [7 empty] | 41003
9344 | 29200000TL | 03483 | EGC022004 | P | 58019026 | 58 | EGTL Spares | Mtce | 72 | 72Z | DRYER: FILTER | HVAC SYSTEM | *OBS*Filtration-Elem : 87, ADMIN & WKSHP SPLIT UNITS / 3/4/5/6 | EA | 4 | 0 | 0 | NO | 76.1794 | 11832.95 | CARRIER | KH43LG072 |  | 00 | 1 | 2CAB | 2CAB | [6 empty] | 41003
9345 | 29200000TL | 03483 | EGC022005 | P | 58019032 | 58 | EGTL Spares | Mtce | 51 | 51C | MOTOR:FAN WHEEL | HVAC SYSTEM | Electric Components - Motor / Generator :SPLIT UNIT, 2, ADMIN & WKSHP SPLIT UNITS / 5 | EA | 1 | 0 | 0 | NO | 260.2605 | 40426.2624 | CARRIER | PM001AG253B |  | 01,011,19,22, | 1 | 2CAB | [7 empty] | 41003
9346 | 29200000TL | 03483 | EGC021026 | P | 58019035 | 58 | EGTL Spares | Mtce | 02 | 02A | ROD: LOUVER EXTENSION | HVAC SYSTEM | Heating Ventilation and Air Conditioning Equipnment & Parts : &quot;SPLIT UNIT, 20, ADMIN & WKSHP SPLIT UNITS / 5/6 LINK FLAP&quot; | EA | 2 | 1 | 2 | NO | 2.8911 | 449.0771 | CARRIER | 42QHNA32180 |  | 00 | 1 | 2CAB | [7 empty] | 41003
9347 | 29200000TL | 03483 | EGC021016 | P | 58019036 | 58 | EGTL Spares | Mtce | 51 | 51C | MOTOR: BLADE | HVAC SYSTEM | Electric Components - Motor / Generator :&quot;SPLIT UNIT, 21 , ADMIN & WKSHP SPLIT UNITS &quot; | EA | 2 | 0 | 0 | NO | 32.7326 | 5084.3608 | CARRIER | PM007LG006A-R |  | 01,011,19,22, | 1 | 2CAB | [7 empty] | 41003
9348 | 29200000TL | 03483 | EGC021026 | P | 58019037 | 58 | EGTL Spares | Mtce | 51 | 51C | ASSEMBLY: INSULATED CAP | HVAC SYSTEM | Electric Components - Motor / Generator :SPLIT UNIT, ASSY, 23, ADMIN & WKSHP SPLIT UNITS / 5/6 | EA | 2 | 0 | 0 | NO | 5.4049 | 839.11 | CARRIER | 42QHNA30240 |  | 01,22 | 1 | 2CAB | [7 empty] | 41003
9349 | 29200000TL | 03483 | EGC021026 | P | 58019039 | 58 | EGTL Spares | Mtce | 51 | 51C | THERMISTOR: SPLIT UNIT | HVAC SYSTEM | Electric Components - Motor / Generator :ASSY, 25A, ADMIN & WKSHP SPLIT UNITS / 5/6 | EA | 2 | 1 | 2 | NO | 10.8042 | 1678.212 | CARRIER | 42QHNF50100 |  | 00 | 1 | 2CAB | [7 empty] | 41003
9350 | 29200000TL | 03483 | EGC022002 | P | 58019041 | 58 | EGTL Spares | Mtce | 70 | 70Z | HEATER: CRANKCASE | HVAC SYSTEM | Boilers & Associated Parts : SPLIT UNIT, 45 ADMIN & WKSHP SPLIT UNITS / 5 | EA | 1 | 0 | 0 | NO | 47.6884 | 7407.4413 | CARRIER | HT32CH764 |  | 00 | 1 | 2CAB | [7 empty] | 41003
9351 | 29200000TL | 03483 | EGC022001 | P | 58019045 | 58 | EGTL Spares | Mtce | 66 | 66Z | VALVE: REVERSING | HVAC SYSTEM | Valve-Other : SPLIT UNIT, 74, ADMIN & WKSHP SPLIT UNITS / 5/6 | EA | 2 | 0 | 0 | NO | 314.1213 | 48792.46 | CARRIER | EF17BZ252 |  | 02,22 | 1 | 2CAB | [7 empty] | 41003
9352 | 29200000TL | 03483 | EG1016003 | P | 58019181 | 58 | EGTL Spares | Mtce | 51 | 51B | LAMP: 5W, 24V, WHITE | INCANDESCENT BULB, METAL BASE | Electric Components - Lighting : BUKKEHAVE GLOBAL SPARE PARTS, INC | EA | 10 | 5 | 10 | NO | 2.4003 | 372.6 | IVECO | 14144290 |  | 00 | 1 | 3XAC | [7 empty] | 41003
9353 | 29200000TL | 03483 | EG1016003 | P | 58019201 | 58 | EGTL Spares | Mtce | 86 | 86Z | KIT | BRAKE ADJUSTMENT | Automotive - Parts and Accessories: CONTAINS PADS, ROTORS, BOLTS, PINS, SPRINGS, NUTS, DEV, BUKKEHAVE GLOBAL SPARE PARTS INC | EA | 1 | 0 | 0 | NO | 254.9128 | 39570.12 | IVECO | 42558431 |  | 00 | 1 | 3XAC | 2CBC | [6 empty] | 41003
9354 | 29200000TL | 03483 | EG1016003 | P | 58019207 | 58 | EGTL Spares | Mtce | 86 | 86Z | INDICATOR | BRAKE WEAR, STEEL | Automotive - Parts and Accessories: BUKKEHAVE GLOBAL SPARE PARTS, INC | EA | 1 | 0 | 0 | NO | 80.7304 | 12531.78 | IVECO | 42550958 |  | 00 | 1 | 3XAC | 2CBC | [6 empty] | 41003
9355 | 29200000TL | 03483 | EG1015010 | P | 58019243 | 58 | EGTL Spares | Mtce | 51 | 51B | LAMP: 4W, 24V | INCANDESCENT BULB, METAL BASE | Electric Components - Lighting : BUKKEHAVE GLOBAL SPARE PARTS, INC | EA | 5 | 0 | 0 | NO | 2.2803 | 353.97 | IVECO | 18160190 |  | 00 | 1 | 3XAC | [7 empty] | 41003
9356 | 29200000TL | 03483 | EG1016003 | P | 58019244 | 58 | EGTL Spares | Mtce | 51 | 51B | LAMP: 2W, 24V, WHITE | INCANDESCENT BULB, METAL BASE | Electric Components - Lighting : BUKKEHAVE GLOBAL SPARE PARTS, INC | EA | 10 | 2 | 3 | NO | 2.0203 | 313.605 | IVECO | 14143890 |  | 00 | 1 | 3XAC | [7 empty] | 41003
9357 | 29200000TL | 03483 | EG1016003 | P | 58019245 | 58 | EGTL Spares | Mtce | 51 | 51Z | RELAY: COIL, BLADE TERMINAL | 30A 24V 1 CONTACT 24 V AC COIL | Electric-Other : RELAY:ECU,BLADE TERMINAL,PLASTIC ENCLOSURE, ADDITIONAL INFORMATION:BUKKEHAVE GLOBAL SPARE PARTS, INC, BUKKEHAVE GLOBAL SPARE PARTS, INC | EA | 1 | 0 | 0 | NO | 48.8063 | 7576.2 | IVECO | 41200557 |  | 00 | 1 | 3XAC | [7 empty] | 41003
9358 | 29200000TL | 03483 | EG1016003 | P | 58019246 | 58 | EGTL Spares | Mtce | 51 | 51B | LAMP: LIGHT, 12W, 28V | INCANDESCENT BULB,METAL BASE | Electric Components - Lighting : 1, BUKKEHAVE GLOBAL SPARE PARTS, INC | EA | 10 | 0 | 0 | NO | 2.0403 | 316.71 | IVECO | 500369364 |  | 00 | 1 | 3XAC | [7 empty] | 41003
9359 | 29200000TL | 03483 | EG1015020 | P | 58019248 | 58 | EGTL Spares | Mtce | 86 | 86Z | KIT | WIPER BLADE, WINDSHIELD | Automotive - Parts and Accessories: CONTAINS BLADE, ADAPTER, METAL ARM, BUKKEHAVE GLOBAL SPARE PARTS INC | EA | 3 | 0 | 0 | NO | 66.0085 | 10246.5 | IVECO | 500025844 |  | 00 | 1 | 3XAC | 2CBC | [6 empty] | 41003
9360 | 29200000TL | 03483 | EG1016003 | P | 58019250 | 58 | EGTL Spares | Mtce | 51 | 51Z | RELAY: 24 V AC COIL, 6-15A 2V | EUC, 1 CONTACT | Electric-Other : BLADE TERMINAL, PLASTIC ENCLOSURE, BUKKEHAVE GLOBAL SPARE PARTS, INC | EA | 5 | 0 | 0 | NO | 21.6828 | 3365.82 | IVECO | 2991715 |  | 00 | 1 | 3XAC | [7 empty] | 41003
9361 | 29200000TL | 03483 | EG1015010 | P | 58019251 | 58 | EGTL Spares | Mtce | 51 | 51Z | FUSE: 5A | GENERAL PURPOSE | Electric-Other : BLADE, PLASTIC, BUKKEHAVE GLOBAL SPARE PARTS, INC | EA | 25 | 0 | 0 | NO | 0.4801 | 74.52 | IVECO | 11054790 |  | 00 | 1 | 3XAC | [7 empty] | 41003
9362 | 29200000TL | 03483 | EG1015020 | P | 58019253 | 58 | EGTL Spares | Mtce | 86 | 86Z | PLATE | DIODE, METAL | Automotive - Parts and Accessories: BUKKEHAVE GLOBAL SPARE PARTS, INC | EA | 1 | 12 | 25 | NO | 25.8433 | 4011.66 | IVECO | 98438339 |  | 00 | 1 | 3XAC | 2CBC | [6 empty] | 41003
9363 | 29200000TL | 03483 | EG1015010 | P | 58019255 | 58 | EGTL Spares | Mtce | 51 | 51Z | FUSE | 7-1/2A, 32 VDC | Electric-Other : 1,000A @ 32VDC IR, BLADE, PLASTIC, BUKKEHAVE GLOBAL SPARE PARTS, INC | EA | 25 | 0 | 0 | NO | 0.4801 | 74.52 | IVECO | 11054890 |  | 00 | 1 | 3XAC | 2CBC | [6 empty] | 41003
9364 | 29200000TL | 03483 | EG1015020 | P | 58019256 | 58 | EGTL Spares | Mtce | 51 | 51Z | RELAY: 24 VAC COIL | CAB, 1 CONTACT | Electric-Other : BLADE TERMINAL, PLASTIC ENCLOSURE, BUKKEHAVE GLOBAL SPARE PARTS, INC | EA | 1 | 0 | 0 | NO | 177.2228 | 27510.3 | IVECO | 98465422 |  | 00 | 1 | 3XAC | [7 empty] | 41003
9365 | 29200000TL | 03483 | EG1016003 | P | 58019257 | 58 | EGTL Spares | Mtce | 51 | 51Z | RELAY: 10/20A 24V | EUC, 1 CONTACT, 24VAC COIL | Electric-Other : BLADE TERMINAL, PLASTIC ENCLOSURE, BUKKEHAVE GLOBAL SPARE PARTS, INC | EA | 5 | 0 | 0 | NO | 15.342 | 2381.54 | IVECO | 2991710 |  | 00 | 1 | 3XAC | [7 empty] | 41003
9366 | 29200000TL | 03483 | EG1015020 | P | 58019260 | 58 | EGTL Spares | Mtce | 86 | 86Z | PLATE | DIODE, METAL | Automotive - Parts and Accessories: BUKKEHAVE GLOBAL SPARE PARTS, INC | EA | 1 | 0 | 0 | NO | 14.6419 | 2272.86 | IVECO | 4729871 |  | 00 | 1 | 3XAC | 2CBC | [6 empty] | 41003
9367 | 29200000TL | 03483 | EG1016003 | P | 58019261 | 58 | EGTL Spares | Mtce | 51 | 51Z | RELAY: FRAME, 40A 24V | 1 CONTACT, 24 V AC COIL | Electric-Other : BLADE TERMINAL, PLASTIC ENCLOSURE, BUKKEHAVE GLOBAL SPARE PARTS, INC | EA | 1 | 0 | 0 | NO | 21.6828 | 3365.82 | IVECO | 2991712 |  | 00 | 1 | 3XAC | [7 empty] | 41003
9368 | 29200000TL | 03483 | EG1015010 | P | 58019263 | 58 | EGTL Spares | Mtce | 51 | 51Z | FUSE: 3A, 24V | GENERAL PURPOSE | Electric-Other : BLADE,PLASTIC, BUKKEHAVE GLOBAL SPARE PARTS, INC | EA | 10 | 0 | 0 | NO | 0.5801 | 90.045 | IVECO | 11054590 |  | 00 | 1 | 3XAC | [7 empty] | 41003
9369 | 29200000TL | 03483 | EG1015010 | P | 58019264 | 58 | EGTL Spares | Mtce | 51 | 51Z | FUSE: 10A, 24V | GENERAL PURPOSE | Electric-Other : BLADE, PLASTIC, BUKKEHAVE GLOBAL SPARE PARTS, INC | EA | 25 | 0 | 0 | NO | 0.4801 | 74.52 | IVECO | 11054990 |  | 00 | 1 | 3XAC | [7 empty] | 41003
9370 | 29200000TL | 03483 | EG1015010 | P | 58019265 | 58 | EGTL Spares | Mtce | 51 | 51Z | FUSE: 15A, 24V | GENERAL PURPOSE | Electric-Other : BLADE, PLASTIC, BUKKEHAVE GLOBAL SPARE PARTS, INC | EA | 10 | 0 | 0 | NO | 0.5001 | 77.625 | IVECO | 11055090 |  | 00 | 1 | 3XAC | [7 empty] | 41003
9371 | 29200000TL | 03483 | EG1016003 | P | 58019266 | 58 | EGTL Spares | Mtce | 51 | 51Z | FUSE: 20A, 24V | GENERAL PURPOSE | Electric-Other : BLADE, PLASTIC, BUKKEHAVE GLOBAL SPARE PARTS, INC | EA | 10 | 0 | 0 | NO | 0.5801 | 90.045 | IVECO | 11055190 |  | 00 | 1 | 3XAC | [7 empty] | 41003
9372 | 29200000TL | 03483 | EG1016003 | P | 58019267 | 58 | EGTL Spares | Mtce | 51 | 51Z | FUSE | 25A, 24V | Electric-Other : BLADE, PLASTIC, BUKKEHAVE GLOBAL SPARE PARTS, INC | EA | 5 | 0 | 0 | NO | 0.5801 | 90.045 | IVECO | 11055290 |  | 00 |  | 3XAC | 2CBC | [6 empty] | 41003
9373 | 29200000TL | 03483 | EG1015010 | P | 58019268 | 58 | EGTL Spares | Mtce | 51 | 51Z | FUSE | 30A, BLADE, PLASTIC | Electric-Other : BLADE, PLASTIC, BUKKEHAVE GLOBAL SPARE PARTS, INC | EA | 10 | 0 | 0 | NO | 0.5801 | 90.045 | IVECO | 11055390 |  | 00 | 1 | 3XAC | 2CBC | [6 empty] | 41003
9374 | 29200000TL | 03483 | EG1016003 | P | 58019269 | 58 | EGTL Spares | Mtce | 51 | 51Z | RELAY: ECU, 20A, 24V | 1 CONTACT, 24VAC COIL | Electric-Other : BLADE TERMINAL, PLASTIC BUKKEHAVE GLOBAL SPARE PARTS, INC | EA | 3 | 0 | 0 | NO | 14.8935 | 2438.7917 | IVECO | 41040442 |  | 00 |  | 3XAC | [7 empty] | 41003 |  | 41932
9375 | 29200000TL | 03483 | EG1015020 | P | 58019270 | 58 | EGTL Spares | Mtce | 51 | 51Z | RELAY: ECU, 50A 24V | 1 CONTACT, 24 V AC COIL | Electric-Other : BLADE TERMINAL, PLASTIC ENCLOSURE, BUKKEHAVE GLOBAL SPARE PARTS, INC | EA | 1 | 0 | 0 | NO | 72.0693 | 11187.32 | IVECO | 42096498 |  | 00 |  | 3XAC | [7 empty] | 41003
9376 | 29200000TL | 03483 | EG1015020 | P | 58019271 | 58 | EGTL Spares | Mtce | 86 | 86Z | PLATE | DIODE, METAL | Automotive - Parts and Accessories: BUKKEHAVE GLOBAL SPARE PARTS, INC | EA | 1 | 0 | 0 | NO | 12.9017 | 2002.73 | IVECO | 500334927 |  | 00 |  | 3XAC | 2CBC | [6 empty] | 41003
9377 | 29200000TL | 03483 | EG1016003 | P | 58019272 | 58 | EGTL Spares | Mtce | 51 | 51Z | RELAY: ECU, 24V | 1 CONTACT, 24 V AC COIL | Electric-Other : BLADE TERMINAL, PLASTIC ENCLOSURE, BUKKEHAVE GLOBAL SPARE PARTS, INC | EA | 1 | 0 | 0 | NO | 34.9845 | 5430.65 | IVECO | 500369986 |  | 00 |  | 3XAC | [7 empty] | 41003
9378 | 29200000TL | 03483 | EG1015020 | P | 58019273 | 58 | EGTL Spares | Mtce | 51 | 51Z | RELAY: ECU, 40A, 24V | 2 CONTACT, 24 V AC COIL | Electric-Other : BLADE TERMINAL, PLASTIC ENCLOSURE, BUKKEHAVE GLOBAL SPARE PARTS, INC | EA | 1 | 0 | 0 | NO | 33.1443 | 5144.99 | IVECO | 504158565 |  | 00 |  | 3XAC | [7 empty] | 41003
9379 | 29200000TL | 03483 | EG1015020 | P | 58019292 | 58 | EGTL Spares | Mtce | 51 | 51Z | RELAY: ECU, 20A, 24V | 1 CONTACT, 24VAC COIL | Electric-Other : BLADE TERMINAL, PLASTIC ENCLOSURE, BUKKEHAVE GLOBAL SPARE PARTS, INC | EA | 1 | 0 | 0 | NO | 10.7814 | 1673.6 | IVECO | 2991711 |  | 00 |  | 3XAC | [7 empty] | 41003
9380 | 29200000TL | 03483 | EG1015020 | P | 58019309 | 58 | EGTL Spares | Mtce | 86 | 86Z | KIT | BRAKE, REAR WHEEL | Automotive - Parts and Accessories: CONTAINS PADS, BOLTS, NUTS, PINS, BUKKEHAVE GLOBAL SPARE PARTS INC | EA | 1 | 0 | 0 | NO | 161.0408 | 24998.36 | IVECO | 7980408 |  | 00 |  | 3XAC | 2CBC | [6 empty] | 41003
9381 | 29200000TL | 03483 | EG1015020 | P | 58019312 | 58 | EGTL Spares | Mtce | 72 | 72Z | FILTER: BRAKE COMPENSATOR | CELLULOSE ELEMENT, ALUMINUM HS | *OBS*Filtration-Elem : BUKKEHAVE GLOBAL SPARE PARTS, INC | EA | 3 | 0 | 0 | NO | 12.1016 | 1878.53 | IVECO | 8193978 |  | 00 |  | 3XAC | 3XAC | [6 empty] | 41003
9382 | 29200000TL | 03483 | EG1015010 | P | 58019322 | 58 | EGTL Spares | Mtce | 51 | 51Z | FUSE: 5A, BLADE, PLASTIC | DASHBOARD | Electric-Other : ELECTRICAL PANEL, BUKKEHAVE GLOBAL SPARE PARTS, INC | EA | 5 | 0 | 0 | NO | 0.5201 | 80.73 | IVECO | 18095290 |  | 00 |  | 3XAC | [7 empty] | 41003
9383 | 29200000TL | 03483 | EG1015010 | P | 58019323 | 58 | EGTL Spares | Mtce | 51 | 51Z | FUSE: 10A, BLADE, PLASTIC | DASHBOARD | Electric-Other : ELECTRICAL PANEL, BUKKEHAVE GLOBAL SPARE PARTS, INC | EA | 5 | 0 | 0 | NO | 0.5801 | 90.045 | IVECO | 18095490 |  | 00 |  | 3XAC | [7 empty] | 41003
9384 | 29200000TL | 03483 | EG1016003 | P | 58019324 | 58 | EGTL Spares | Mtce | 51 | 51Z | FUSE: 20A, BLADE, PLASTIC | DASHBOARD | Electric-Other : ELECTRICAL PANEL, BUKKEHAVE GLOBAL SPARE PARTS, INC | EA | 5 | 0 | 0 | NO | 0.5801 | 90.045 | IVECO | 18095690 |  | 00 |  | 3XAC | [7 empty] | 41003
9385 | 29200000TL | 03483 | EG1016003 | P | 58019363 | 58 | EGTL Spares | Mtce | 51 | 51Z | RELAY: 20A 24V | 1 CONTACT, 24VDC COIL | Electric-Other : HEADLIGHT/WASHER, 5 BLADE TERMINAL, PLASTIC ENCLOSURE, BUKKEHAVE GLOBAL SPARE PARTS, INC | EA | 1 | 0 | 0 | NO | 73.5895 | 11423.3 | IVECO | 98418768 |  | 00 |  | 3XAC | [7 empty] | 41003
9386 | 29200000TL | 03483 | EG1016003 | P | 58019364 | 58 | EGTL Spares | Mtce | 86 | 86Z | PLATE | DIODE, METAL | Automotive - Parts and Accessories: BUKKEHAVE GLOBAL SPARE PARTS, INC | EA | 1 | 0 | 0 | NO | 11.4615 | 1779.17 | IVECO | 98438336 |  | 00 |  | 3XAC | 2CBC | [6 empty] | 41003
9387 | 29200000TL | 03483 | EG1015020 | P | 58019378 | 58 | EGTL Spares | Mtce | 86 | 86Z | PLATE | DIODE, METAL | Automotive - Parts and Accessories: BUKKEHAVE GLOBAL SPARE PARTS, INC | EA | 1 | 0 | 0 | NO | 10.4814 | 1627.02 | IVECO | 504040825 |  | 00 |  | 3XAC | 2CBC | [6 empty] | 41003
9388 | 29200000TL | 03483 | EG1015020 | P | 58019382 | 58 | EGTL Spares | Mtce | 51 | 51Z | RELAY: PANEL, 24V | 1 CONTACT, 24V AC COIL | Electric-Other : BLADE TERMINAL, PLASTIC ENCLOSURE, ELECT EQUIP ON PANEL, BUKKEHAVE GLOBAL SPARE PARTS, INC, | EA | 1 | 0 | 0 | NO | 14.902 | 2313.23 | IVECO | 504063773 |  | 00 |  | 3XAC | [7 empty] | 41003
9389 | 29300000TL | 03483 | EGC046061 | P | 58019425 | 58 | EGTL Spares | Mtce | 14 | 14C | SENSOR:FLOW,0.5 GPM RANGE | 20 VA,120 VAC | &quot;INTEGRAL 2-WIRE CABLE,20-FT LENGTH SIZE/CONNECTION: 3/4 IN FNPT MATERIAL: PVC, (CHEMICAL DOSING SKIDS)&quot; | EA | 1 | 0 | 0 |  | 296.4427 | 112500 | WALCHEM | 190997-20 | 991-05057032.88 | 01,22 | 1 | 2CAB | 1CCC | [6 empty] | 43770 |  | 44056
9390 | 29200000TL | 03483 | EGC046067 | P | 58019438 | 58 | EGTL Spares | Mtce | 51 | 51Z | BLOCK: CONTACT, AUXILIARY | 600 VAC,10A,SCREW TERMINAL | 1 CIRCUIT, 1NO-1NC (CHEMICAL DOSING SKIDS) | EA | 1 | 0 | 0 | NO | 17.34 | 2693.4222 | ALLEN BRADLEY | 100-SA10 | 991-05037782.88 | 01,22 | 1 | 2CAB | 1CCC | [6 empty] | 40914
9391 | 29200000TL | 03483 | EGC046067 | P | 58019440 | 58 | EGTL Spares | Mtce | 51 | 51F | PROTECTOR: MOTOR CIRCUIT, 2.5A | 1.6-2.5A TRIP RANGE, 3 POLE | 460 VAC, IEC (CHEMICAL DOSING SKIDS) | EA | 2 | 0 | 0 | NO | 289.8797 | 45027.0604 | ALLEN BRADLEY | 140M-C2E-B25 | 991-05053937.88 | 01,10,22 | 1 | 2CAB | 1CCC | [6 empty] | 40914
9392 | 29200000TL | 03483 | EGC046067 | P | 58019441 | 58 | EGTL Spares | Mtce | 51 | 51F | RELAY: OVERLOAD,SOLID STATE | 600 VAC,1NO-1NC,3P,SILVER | CONTACT, AUTOMATIC/MANUAL, 120 VAC COIL, SCREW TERMINAL, SURFACE MOUNT, OPEN ENCLOSURE (CHEMICAL DOSING SKIDS) | EA | 2 | 0 | 0 | NO | 135.7799 | 21090.7074 | ALLEN BRADLEY | 193-EA4DB | 991-05037773.88 | 01,10,22 | 1 | 2CAB | 1CCC | [6 empty] | 40914
9393 | 29200000TL | 03483 | EGC046067 | P | 58019448 | 58 | EGTL Spares | Mtce | 51 | 51Z | RELAY:GENERAL PURPOSE,5A,DPDT | FORM C CONTACT,DPDT,115VAC | COIL, 8 PIN TERMINAL, SOCKET MOUNT, CLEAR PLASTIC ENCLOSURE (CHEMICAL DOSING SKIDS) | EA | 2 | 0 | 0 | NO | 18.42 | 2861.1786 | ALLEN BRADLEY | 700-HK32A1 | 991-01960683.88 | 01,10,22 | 1 | 2CAB | 1CCC | [6 empty] | 40914
9394 | 29300000TL | 03483 | EGC046065 | P | 58019453 | 58 | EGTL Spares | Mtce | 66 | 66P | REGULATOR:PRESSURE TYPE:AIR | INLET PRESS.:SEE DESC OUTLET | PRESS.:SEE DESC SIZE/CONN:I/2 IN BODY MATL:SEE DESC GRIFFCO BPM050-CP VALVE, BACK PRESSURE .50" CPVC 2-PORT-180 15GPM NO-PRIMING-VALVE, PN: GRI:BPM050-CP Weight: 3 lbs | EA | 1 | 0 | 1 | YES | 525 | 215676.6083 | GRIFFCO | BPT050-CPVS | 991-05050257.88 | 01,10,22 | 1 | 2CAB | 1BBB | [6 empty] | 43770 |  | 44348
9395 | 29200000TL | 03483 | EGC046067 | P | 58019463 | 58 | EGTL Spares | Mtce | 66 | 66A | VALVE: BALL,3/4 IN,230 PSIG | FNPT,CPVC BODY,CPVC BALL | Valve-Ball : PTFE SEAT, FULL PORT, COMPACT, HANDLE OPERATED, 210 DEG.F, VITON, STRAIGHT (CHEMICAL DOSING SKIDS) | EA | 3 | 0 | 0 | NO | 102.1242 | 31189.0198 | SPEAR | 2131-007C | 991-01901932.88 | 02,22 | 1 | 2CAB | [7 empty] | 40914 | 43298 | 43301
9396 | 29200000TL | 03483 | EGC046067 | P | 58019467 | 58 | EGTL Spares | Mtce | 66 | 66O | VALVE:CHECK,CHECK:1/2 IN,6000 | PSIG,COMP,316 SS BODY,SS TRIM | Valve - Check : REDUCED PORT, POPPET, 300 DEG.F, VITON, COMPACT, STRAIGHT, 25-PSIG CRACKING, 25-PSIG CRACKING (CHEMICAL DOSING SKIDS) | EA | 14 | 0 | 0 | NO | 134.62 | 20896.9125 | NUPRO | SS-CHS8-25 | 991-19612033.88 | 02,22 | 1 | 2CAB | [7 empty] | 40914 | 45645 | 41645 |  |  | -5 | 1
9397 | 29200000TL | 03483 | EGC046067 | P | 58019469 | 58 | EGTL Spares | Mtce | 66 | 66O | VALVE:CHECK,1/2 IN,125 PSIG | FNPT, GFPPL BODY, GFPPL | FULL PORT, PISTON, 140 DEG.F, VITON, COMPACT, STRAIGHT, 1 PSIG CRACKING, (CHEMICAL DOSING SKIDS) | EA | 1 | 0 | 0 | NO | 20.82 | 3233.9706 | MCMASTER-CARR | 5492K53 | 991-05058661.88 | 02,22 | 1 | 2CAB | 1CCC | [6 empty] | 40914
9398 | 29200000TL | 03483 | EGC041010 | P | 58019554 | 58 | EGTL Spares | Mtce | 51 | 51Z | SWITCH: PUSHBUTTON, START | PANEL MOUNT, FIRE WATER PUMP | Electric-Other : 182-PC-001A-M | PC | 1 | 0 | 0 | NO | 82.9704 | 16386.5064 | HALEVENTURES | PD-1054 | MOT102727100010 | 01,10,22 | 1 | 1AXX |  |  | WS391261-03 |  |  |  |  | 40914 | 45445 |  |  |  | -1 | 1
9399 | 29200000TL | 03483 | EGC041010 | P | 58019555 | 58 | EGTL Spares | Mtce | 51 | 51Z | SWITCH:NORMAL/OFF/TEST | FIRE WATER PUMP | Electric-Other : 182-PC-001A-M | EA | 1 | 0 | 0 | NO | 151.605 | 29070.4187 | SCHNEIDER ELECTRIC | 9001K-B11-KA3 SER | MOT102727100011 | 01,10,22 | 1 | 1AXX |  |  | WS391261-03 |  |  |  |  | 40914 | 45445 |  |  |  | -1 | 1
9400 | 29200000TL | 03483 | EGC040012 | P | 58019565 | 58 | EGTL Spares | Mtce | 51 | 51Z | SWITCH:MAN/OFF/AUTO | FIRE WATER PUMP | Electric-Other : TYR ESCRAVOS WAREHOUSE, ECCN NO. NNLR/EAR99, 182-PC-001B-D/C-D, SIZE: PROPRIETARY, MATERIAL: EPDM-150 | PC | 1 | 0 | 0 | NO | 259.375 | 49597.752 | HALEVENTURES | PD-1042 | MOT102727150032 | 01,10,22 | 1 | 1AXX |  |  | WS391261-01 |  |  |  |  | 40914 | 45445 |  |  |  | -1 | 1
9401 | 29300000TL | 03483 | EGC023027 | S | 58019571 | 58 | EGTL Spares | Mtce | 14 | 14D | KIT:TOOL, FOR FISCAL METERING | SKID, CONTAINS EXTENDED 6MM | ALLEN KEY,STD ALLEN KEYS OF SIZES 2 MM, 3 MM, 4 MM, 5 MM, 6 MM & 8 MM, 4 IN (100 MM) SCREWDRIVER, SCREWDRIVER SCREWGRIPPING FOR TERMINAL SCREWS,S PECIAL DRIVER BIT, TOOL KIT FOR A MAR | KI | 1 | 0 | 1 | YES | 630 | 919195.2 | ROTORK | 11B FOR A MARK II, IQH40 |  | 00 | 1 | 2AAB | 1CCC | [6 empty] | 43770 |  | 45850
9402 | 29300000TL | 03483 | EGC037034 | P | 58019606 | 58 | EGTL Spares | Mtce | 14 | 14B | BOX: REMOTE CONTROL | 240MM X 250MM X 210MM | Programmable Logic Controllers : PLASTIC/STEELL, SUPER KID EXTRACTOR | EA | 1 | 0 | 1 | YES | 3350 | 1271347.2487 | IDROJET | RPE011IN |  | 00 | 1 | 3XAC | 2BBB | [6 empty] | 43800 |  | 44272
9403 | 29300000TL | 03483 | EGC037033 | P | 58019607 | 58 | EGTL Spares | Mtce | 14 | 14B | WIRE:REMOTE CONTROL | 20MM, 4500MM LG | Electric Components - Wire / Cable : RBR/CU, SUPER KID EXTRACTOR | EA | 1 | 0 | 0 |  | 385 | 146110.0569 | IDROJET | RPE012IN |  | 00 | 1 | 3XAC | 1CCC | [6 empty] | 43800 |  | 44272
9404 | 29200000TL | 03483 | EGC025006 | P | 58019636 | 58 | EGTL Spares | Mtce | 54 | 54A | KIT: BODY SEAL, FIBER | FOR GP-085S-385A/C4 | Seals : (ROTORK WGB085) | EA | 1 | 0 | 0 | NO | 514 | 79798.5 | PERAR |  |  | 00 |  | 1AXX | 1BBB | [6 empty] | 41395 |  | 41807
9405 | 29300000TL | 03483 | EGC025006 | P | 58019637 | 58 | EGTL Spares | Mtce | 54 | 54A | KIT: BODY SEAL, FIBER | FOR GP-130S-535A/C4 | Seals : (ROTORK WGB130) | EA | 2 | 1 | 2 | YES | 3850 | 5906862.5 | PERAR |  |  | 00 |  |  | 2BBB | [6 empty] | 43770 |  | 45728
9406 | 29200000TL | 03483 | EGC025006 | P | 58019638 | 58 | EGTL Spares | Mtce | 54 | 54A | KIT: BODY SEAL, FIBER | FOR GP-160S-785A/C4 | Seals : (ROTORK WGB160) | EA | 2 | 0 | 0 | NO | 1481.61 | 237862.3505 | PERAR |  |  | 00 |  | 1AXX | 1BBB | [6 empty] | 41395 |  | 41807
9407 | 29300000TL | 03483 | EGC027009 | P | 58019677 | 58 | EGTL Spares | Mtce | 14 | 14Z | TRANSMITTER: PRESSURE | DIFFERENTIAL 750 IN WC INPUT | Instruments - Other & Parts : 4 - 20 MA DC OUTPUT, 9 - 30 V DC SUPPLY, 1/4 IN - 18 NPT, | EA | 2 | 0 | 1 | YES | 2570.0495 | 4186303.565 | ROSEMOUNT | 3051CD3A22A2L4P2Q4 |  | 05,22 | 1 | 2CAA | [5 empty] | 3051CD |  | 43770 | 45425 | 45476 |  |  | 0 | 2
9408 | 29200000TL | 03483 | EGC022022 | P | 58019803 | 58 | EGTL Spares | Mtce | 51 | 51Z | RELAY:FRESH CATALYST PACKAGE | 6A, 1NO-1NC, SILVER TIN OXIDE | Electric-Other : CONTACT,1P,24VDC COIL,SCREW TERMINAL, DIN RAIL MOUNT, IP67 ENCLOSURE, INTERPOSING/ISOLATION RELAY | EA | 2 | 0 | 0 | NO | 4.25 | 659.8113 | ALLEN BRADLEY | #700-HLT1Z24 | 553752 | 01,10,22 | 1 | 2BBB |  |  | 300181 |  |  |  |  | 40914 | 41741
9409 | 29200000TL | 03483 | EGC034032 | P | 58019916 | 58 | EGTL Spares | Mtce | 87 | 87B | BUMPER:PNEUMATIC VIBRATOR | 3 IN DIA,POLYURETHANE | *OBS*Machinery-Misc- : WITH 1 IN-8 FEMALE THREAD, | EA | 2 | 0 | 0 | NO | 126.98 | 19713.65 | MCMASTER-CARR | #9223K19 | 640870 | 22 | 1 | 2BBB | 2BBB |  | 620119 |  |  |  |  | 40914
9410 | 29200000TL | 03483 | EGC046023 | P | 58019997 | 58 | EGTL Spares | Mtce | 53 | 53Z | PLUG: PIPE 1/4 IN, 316 SS | MNPT | Fittings - Tube :ASTM A276, B-STOCK | EA | 21 | 0 | 0 | NO | 12.0944 | 1877.588 | SWAGELOK | PGI-A7-525-CO |  | 02 | 1 | 3CBC | 1BBB | [6 empty] | 40915 | 43613 | 41575
9411 | 29200000TL | 03483 | EG1015005 | P | 58020095 | 58 | EGTL Spares | Mtce | 50 | 50Z | BEARING | MIXER, BORE 55 MM | Bearings & Accessories - All :FLANGED, FY SERIES, CI, UCF211-55 | EA | 2 | 0 | 0 | NO | 53.79 | 8349.82 | PAN MIXERS SA | V30017 |  | 01,01,21,22 | 1 | 3XAC | 2CBC |  | V300-N-003 |  |  |  |  | 41003
9412 | 29200000TL | 03483 | EGC030027 | P | 58020793 | 58 | EGTL Spares | Mtce | 54 | 54A | KIT:REPAIR | 2IN 300lb METAL TRUNNION | Gaskets : 316 SS, AISI410 + TC/F316 + TC REPAIR KIT CONTAINING GRAPHITE BODY GASKET GRAPHITE STEM GASKET GRAPHITE GLAND GASKET. | KI | 10 | 2 | 6 | NO | 363.0468 | 56355.75 | PERAR |  |  | 01 | 1 | 1AXX | [7 empty] | 41395 | 44164
9413 | 29200000TL | 03483 | EGC033006 | P | 58020802 | 58 | EGTL Spares | Mtce | 66 | 66F | SPRING: VALVE,1/2 IN X 1/2 IN | 40MM DIA X 70MM LG,ALLOY C276 | Valve - Parts & Accessories :&quot;SILVER, INOX, PART NO: 0800038026 MROY XA XA29(35)J2P8/EN.L.78.CZ.HH3.Z, (SOLENOID VALVES AND SILECER)&quot; | EA | 1 | 0 | 0 | NO | 50.3175 | 7811.79 | MILTON ROY | 0800038026 | 0800038026 | 01,22 | 1 | 2CAC |  |  | C0312608012 |  |  |  |  | 40914
9414 | 29200000TL | 03483 | EGC033006 | P | 58020803 | 58 | EGTL Spares | Mtce | 76 | 76Z | DIAPHRAGM: PUMP, 101 MM | 8 BARG, PTFE 701N | Pumps-Other : PART NO: 2980005175 MROY XA XA29(35)J2P8/EN.L.78.CZ.HH3.Z, (SOLENOID VALVES AND SILECER) | EA | 1 | 0 | 0 | NO | 131.14 | 40028.441 | MILTON ROY | 2980005175 | 2980005175 | 22 | 1 | 2CAC | 1BBB |  | C0312608012 |  |  |  |  | 40914 | 44219 | 43130
9415 | 29200000TL | 03483 | EGC024020 | P | 58020808 | 58 | EGTL Spares | Mtce | 66 | 66Z | KIT: REPAIR VALVE DISCHARGE | CERAMIC/PTFE/FPM | Valve-Other : PUMP MODEL NUMBER:MROY XA XA29(35)J2P8/EN.L.78.CZ.HH3.Z, | EA | 1 | 0 | 0 | NO | 160.93 | 24984.3825 | MILTON ROY | 1199903039F |  | 01 | 1 | 2CAC |  |  | C0312608012 |  |  |  |  | 40914 | 41462 | 41380
9416 | 29200000TL | 03483 | EGC033006 | P | 58020818 | 58 | EGTL Spares | Mtce | 66 | 66F | SPRING:SPRING INOX | ,1.25MM X 8MM X 33MM,316 SS | Valve - Parts & Accessories :&quot;PART NO: 0800126016 MROY XA XA29(23)J1 H8/EN.L.CZ.HH3.Z, SUPP PART NO: 0800126016 MROY XA XA29(23)J1 H8/EN.L.CZ.HH3.Z ATTENTION: IT IS A SPRING, NOT A VALVE (SOLENOID VALVES AND SILECER)&quot; | EA | 1 | 0 | 0 | NO | 25.1587 | 3905.89 | MILTON ROY | 800126016 | 800126016 | 01,22 | 1 | 2CAC |  |  | C0611285102 |  |  |  |  | 40914
9417 | 29300000TL | 03483 | EGC033006 | P | 58020825 | 58 | EGTL Spares | Mtce | 54 | 54D | O-RING:VALVE,30MM ID,36MM OD | 3MM WD,FPM 70,2-218 | *OBS*GS&P-O-Rings : &quot;PART NO: 4380006072 MROY XA XA29(23)J1 H8/EN.L.CZ.HH3.Z, EQUIPMENT: SOLENOID VALVES AND SILECER&quot; | EA | 4 | 2 | 4 | YES | 64.41 | 92966.1735 | MILTON ROY | 4380006072 | 4380006072 | 01,22 | 1 | 2CAC | 2CAC |  | C0611285102 |  |  |  |  | 43770 | 45867 | 45896 | -4 | 4
9418 | 29200000TL | 03483 | EGC032033 | P | 58020891 | 58 | EGTL Spares | Mtce | 66 | 66S | VALVE: SOLENOID, | 1/4 IN NPT PIPE,2.4 MM ORIFICE | Valve - On/Off, solenoid, actuated :24V DC,316 SS BODY,3 WAY,0-55 BAR DIFFERENTIAL,NPT,NO,24V DC,WATERPROOF IP67 - METAL ENCLOSURE (EN 60730) ENCLOSURE, 172-VC-007A/B, 172-VC-008A, 172-VC-008B, 172-VC-009A, 172-VC-009B | EA | 7 | 0 | 0 | NO | 1675.1514 | 264732.1938 | ASCO | WPB320A204MS |  | 02,22 | 1 | 1BAA | [7 empty] | 41257 | 43923 | 41893
9419 | 29200000TL | 03483 | EGC022014 | P | 58021332 | 58 | EGTL Spares | Mtce | 51 | 51Z | MODULE:DEVICENET COMMUNICATION | 0-10A RMS AC/DC INPUT,24VDC | Electric-Other : OUTPUT,120/240VAC POWER, FOR E3 RELAYS, CROSS REF DWG: EGTL1-MGN-ELE-SH-000002 TO 000020 | EA | 5 | 0 | 0 | NO | 121.1013 | 18802.19 | A-B | 193-EIMD |  | 01,22 | 1 |  |  |  | SEE ADDITIONAL INFO |  |  |  |  | 41003
9420 | 29200000TL | 03483 | EGC032031 | P | 58021447 | 58 | EGTL Spares | Mtce | 51 | 51B | LAMP:EXPLOSION PROOF OPERATED | BY FLOW SWITCH,60W 120VAC,RED | Electric Components - Lighting : 0003225505 BULB,PENDANT MOUNT BASE, MN 9001EXP, 50/60HZ, STD, PENDANT MOUNT | EA | 31 | 0 | 0 | NO | 32 | 5345.6 |  | 0003200015 |  | 01,10,22 | 1 | [8 empty] | 41256 | 45593 | 41974 |  |  | -2 | 1 | -7 | 1
9421 | 29300000TL | 03483 | EGC033027 | P | 58021448 | 58 | EGTL Spares | Mtce | 51 | 51Z | MODULE:FLASHER,120VAC INPUT | FLASHING SIGNAL TO BULB OUTPUT | Electric-Other : 120 VAC/ 50-60 HZ 60 WATTS POWER, M/N: 9001EXP | EA | 2 | 2 | 3 | YES | 350 | 143377.5 | HAWS CORPORATION | 0002469722 |  | 01,22 | 1 | 1AXX | 1BBB |  | EGTL1-DTI-INS-MM-000001 |  |  | 9001 EXP |  | 43770 | 45715 | 45938 | -1 | 1
9422 | 29200000TL | 03483 | EGC030008 | P | 58021450 | 58 | EGTL Spares | Mtce | 51 | 51Z | SWITCH: PROXIMITY, DPDT | 120VAC,5A,1PH,50-60HZ | Electric-Other : 2 NO,MOUNT ON 1 1/4 IN IPS WATER SUPPLY PIPE MOUNT,M/N 9001EXP, FOR ALARM SYSTEM | EA | 4 | 2 | 10 | NO | 998.2 | 196146.3 | HAWS CORPORATION | 0080017701 |  | 01,10,22 | 1 | [6 empty] | 9001 EXP |  | 41256 | 45243 | 42069 |  |  |  |  | 0 | 2
9423 | 29200000TL | 03483 | EGC030016 | P | 58021463 | 58 | EGTL Spares | Mtce | 14 | 14I | TRANSMITTER:DIRECT MOUNT | PRESSURE 0 TO 5 BARG, HART | HART (YOKOGAWA, EJA530A-EBS4N-02NN-FF1-D3) | EA | 1 | 0 | 0 | NO | 3463.2231 | 537665.38 |  |  |  | 05 |  |  | 1CCC | [6 empty] | 41623
9424 | 29200000TL | 03483 | EGC020006 | P | 58021489 | 58 | EGTL Spares | Mtce | 51 | 51C | ASSEMBLY:POWER AND TRANSFORMER | MODULE, BOILER | Electric Components - Motor / Generator :&quot;CONTAINS: FUSE - FS1 - BUSSMAN TDC11, FUSE - FS2 - BUSSMAN TDS 500 - 100MA QUICKBLO BYPASS VALVE TAG NUMBERS - 172-HV-0201, 172-HV-0301, 172-HV-0401, &quot; | EA | 4 | 0 | 0 | NO | 1350.7829 | 209641.5 | ROTORK | 6B | 6B | 01,22 | 1 | 1AXX |  |  | EGTL1-TBW-PRO-DS-720024 |  |  |  |  | 40914 | 44201
9425 | 29200000TL | 03483 | EGC020003 | P | 58021510 | 58 | EGTL Spares | Mtce | 56 | 56Z | STUD:3/4 IN DIA,4 IN LG,4 IN | LG,UNC,4 THD LG,CR MO,ASME | *OBS*Fastener-Stud B : SA193,GR B7, BOLT (BOLTS, NUTS AND GASKETS) | PC | 2 | 0 | 0 | NO | 0.5503 | 85.41 | US BOLT MANUFACTURING |  | JDE58021510 | 02,21,22 | 1 | 2BBC | 2BBC |  | EGTL1-DLE-VES-GA-720001 |  |  |  |  | 40914
9426 | 29300000TL | 03483 | EGC026003 | P | 58021619 | 58 | EGTL Spares | Mtce | 66 | 66Z | VALVE:PUMP REPLACEMENT SUCTION | PRESSURE WASHER NLB | Valve-Other : 36200 PUMP REPLACEMENT SUCTION VALVE | EA | 2 | 1 | 2 | YES | 650 | 1000122.5 | NLB |  |  | 02 | 1 | 3XAC | [7 empty] | 43770 |  | 45464
9427 | 29200000TL | 03483 | EGC046038 | P | 58021667 | 58 | EGTL Spares | Mtce | 54 | 54A | GASKET:VACUUM TRUCK,4-3/8 IN I | 4-7/8 IN OD X 3/16 IN THK | Seals : NEOPRENE,CIRCULAR | EA | 1 | 0 | 0 | NO | 1.37 | 212.6651 | LAUREL RUBBER & GASKET | 471064013 |  | 01 | 1 | 3XAC | 1BBB | [6 empty] | 41003 | 45179 | [5 empty] | -1 | 1
9428 | 29200000TL | 03483 | EG1015013 | P | 58021756 | 58 | EGTL Spares | Mtce | 76 | 76Z | KIT:HAND PUMP | FOR HYD PRESSURE AND PUMP | Pumps-Other : 2 FOR EACH HP50HPUSD | EA | 8 | 0 | 0 | NO | 175.0225 | 27168.75 | HYDRATRON | SPK-HP50 |  | 01 | 1 | 3XAC | [7 empty] | 41003
9429 | 29200000TL | 03483 | EG1015013 | P | 58021757 | 58 | EGTL Spares | Mtce | 76 | 76Z | KIT:REPAIR,AZ-2 SERIES AIR SID | FOR HYD PRESSURE AND PUMP | Pumps-Other : 1 FOR EA AZ-2-36HPULW | EA | 4 | 0 | 0 | NO | 97.2625 | 15098.06 | HYDRATRON | P-2-124 |  | 01 | 1 | 3XAC | [7 empty] | 41003
9430 | 29200000TL | 03483 | EG1015013 | P | 58021758 | 58 | EGTL Spares | Mtce | 76 | 76Z | KIT:REPAIR,AZ-2-36 HYD | CONTAINS (2) NITRILE | Pumps-Other : FOR AZ-2-36HPULW, 2 FOR EA AZ-2-36HPULW | EA | 8 | 0 | 0 | NO | 19.2525 | 2988.56 | HYDRATRON | P-2-124-36-HYD |  | 01 | 1 | 3XAC | [7 empty] | 41003
9431 | 29200000TL | 03483 | EG1015013 | P | 58021759 | 58 | EGTL Spares | Mtce | 76 | 76Z | KIT: REPAIR,PUMP | FOR AZ-2 SERIES AIR SIDE | Pumps-Other : FOR EA AZ-2-144HPULW, 1 FOR EA AZ-2-144HPULW | EA | 4 | 0 | 0 | NO | 97.2249 | 15101.9525 | HYDRATRON | P-2-124 |  | 01 | [9 empty] | 41596
9432 | 29200000TL | 03483 | EG1015013 | P | 58021760 | 58 | EGTL Spares | Mtce | 76 | 76Z | KIT:REPAIR | FOR HYD PRESSURE AND PUMP | Pumps-Other : CONTAINS (2) NITRILE FOR AZ-2-144HPULW | EA | 8 | 0 | 0 | NO | 19.2525 | 2988.56 | HYDRATRON | P-2-124-144-HYD |  | 01 | 1 | 3XAC | [7 empty] | 41003
9433 | 29200000TL | 03483 | EGC046002 | P | 58021827 | 58 | EGTL Spares | Mtce | 56 | 56Z | HINGE:NYLON | LEFT HAND LIFT OFF NYLON | Fasteners / Hardware : | EA | 1 | 0 | 0 | NO | 19.37 | 3006.8051 | GROVE | 7519000198 |  | 00 | 1 | 3XAC | [7 empty] | 41003
9434 | 29200000TL | 03483 | EGC046028 | P | 58022044 | 58 | EGTL Spares | Mtce | 75 | 75F | KEY:MOBILE CRANE | FOR MOBILE CRANES | Material Handling - Lifting Equipment and Accessories : | EA | 1 | 0 | 0 | NO | 1.52 | 235.9496 | GROVE | 1000378 |  | 01,22 | 1 | 3XAC | [7 empty] | 41003
9435 | 29300000TL | 03483 | EGC046024 | P | 58022069 | 58 | EGTL Spares | Mtce | 56 | 56Z | KIT:SEAL,FOR CYLINDER ASSEMBLY | TELESCOPE UPPER | *OBS*GS&P-Other : CONTAINS (2) PISTON WEAR RING,(1) PISTON SEAL,(3) O-RING,(1) RING,(2) GLAND WEAR RING,(1) SEAL ROD,(1) WIPER | EA | 2 | 0 | 1 | YES | 227.17 | 86211.015 | GROVE | 1904454 |  | 01 | 1 | 3XAC | 3XAC | [6 empty] | 44174 |  | 44216
9436 | 29300000TL | 03483 | EGC046017 | P | 58022152 | 58 | EGTL Spares | Mtce | 54 | 54A | KIT:SEAL,MOBILE CRANE | 1001392 | *OBS*GS&P-Other : | EA | 1 | 0 | 1 | YES | 513.26 | 789727.499 | GROVE | 1001392 |  | 01 | 1 | 3XAC | [6 empty] | BNL5453 | 43770 |  | 45414
9437 | 29200000TL | 03483 | EGC046020 | P | 58022187 | 58 | EGTL Spares | Mtce | 51 | 51Z | PLUG:SCREW | MOBILE CRANES | Electric-Other : | EA | 16 | 0 | 0 | NO | 11.68 | 1813.0864 | GROVE | 02315390 |  | 01 | 1 | 3XAC | [7 empty] | 41003
9438 | 29200000TL | 03483 | EGC046009 | P | 58022239 | 58 | EGTL Spares | Mtce | 86 | 86Z | BELT | V DIESEL ENGINE | Automotive - Parts and Accessories: FOR MOBILE CRANES | EA | 1 | 0 | 0 | NO | 81.01 | 12575.1823 | GROVE | 03135260 |  | 01 | 1 | 3XAC | 2CBC | [6 empty] | 41086
9439 | 29200000TL | 03483 | EGC046041 | P | 58022245 | 58 | EGTL Spares | Mtce | 75 | 75F | PIECE | SLIDING | Material Handling - Lifting Equipment and Accessories : FOR MOBILE CRANES | EA | 2 | 0 | 0 | NO | 1685.47 | 261635.5081 | GROVE | 03113640 |  | 00 | 1 | 3XAC | 2CBC | [6 empty] | 41086
9440 | 29300000TL | 03483 | EGC032026 | P | 58022274 | 58 | EGTL Spares | Mtce | 76 | 76A | SHAFT:PUMP TYPE:3196 MTX | SIZE:4X6-10H MATL:STL 4140 | SHAFT: PUMP,45 MM DIA X 540 MM, LG,ALLOY STL 4140 PUMPS-OTHER : "ASSY, WITH SLV DESIGN, ITEM 122+126, 171-PC-052 A/B, 171-PC-053 A/B/C, 171-PC-054 A/B, 171-PC-056 A/B TYPE: FOR PUMP MODEL 3196 MTX SIZE 4X6-10H | EA | 1 | 0 | 1 | YES | 1525.14 | 578866.6642 | ITT GOULDS | R104-733 2238 (SP179) |  | 22 | 1 | 2CAC | 2CAC |  | A7325-80C/79C/81C/77C/78C |  |  |  |  | 43986 |  | 44120
9441 | 29200000TL | 03483 | EGC032032 | P | 58022276 | 58 | EGTL Spares | Mtce | 54 | 54A | GASKET:CASING,0.062IN (1/16IN) | THK,ARAMID FIBER WITH EPDM | Gaskets : RUBBER, CIRCULAR, 28, 171-PC-054 A/B, 171-PC-056 A/B, (SOLENOID VALVES AND SILECER) | EA | 5 | 0 | 0 | NO | 41.62 | 8177.9138 | ITT GOULDS | 70782 28 5127 (SP179) |  | 01 | 1 | 2CAC |  |  | A7325-81C/77C/78C |  |  |  |  | 40914 | 46018 | 42242 | -1 | 1 | -1 | 1
9442 | 29200000TL | 03483 | EGC033018 | P | 58022297 | 58 | EGTL Spares | Mtce | 66 | 66F | KIT:REPAIR,FOR PREMIAIR 025 | ACTUATOR | Valve - Parts & Accessories :CONTAINS END CAP, END CAP O-RING, END CAP BOLT, END CAP WASHER, DWG# PART LIST PARASEAL KEYSTONE/TYCO REF. 158151-1, PART NO: PREMIAIR KIT 025 (SHEET 2), (SOLENOID VALVES AND SILECER) | ST | 1 | 0 | 0 | NO | 204.6 | 62468.472 | TYCO VALVES | PREMIAIR KIT 025 | PREMIAIR KIT 025 | 01,22 | 1 | 1AXX |  |  | 158151-1 |  |  |  |  | 40914 | 44334 | 43230
9443 | 29200000TL | 03483 | EGC032034 | P | 58022300 | 58 | EGTL Spares | Mtce | 66 | 66F | SEAT: VALVE,BUTTERFLY,4 IN VLV | 4 IN, EPDM | Valve - Parts & Accessories :FOR PARA SEAL/112 ACTUATOR VALVES (FAIL OPEN), PART NO: 158151-1-PARASEAL/112 - 4 IN (SHEET 2), (SOLENOID VALVES AND SILECER) | EA | 1 | 0 | 0 | NO | 266.6556 | 78055.93 | TYCO VALVES | 158151-1-PARASEAL/112 - 4 | 158151-1-PARASEAL/112 - 4 | 01,22 | 1 | 1AXX |  |  | IM574-4 |  |  |  |  | 40914 | 45062 | 43776 |  |  |  |  | -1 | 1
9444 | 29200000TL | 03483 | EGC020019 | P | 58022301 | 58 | EGTL Spares | Mtce | 73 | 73A | DISC: OIL SPLASH, 62MM DIA | SOLENOID VALVES AND SILECER | Heat Transfer - Units & Parts : STEEL P 03 PROT, (23A) | EA | 2 | 0 | 0 | NO | 9.5843 | 1487.96 | ROBUSCHI | 23A (ES 65/3P-RVP125) |  | 01,22 | 1 | 2CAC |  |  | 270773 |  |  |  |  | 41086
9445 | 29200000TL | 03483 | EGC020019 | P | 58022302 | 58 | EGTL Spares | Mtce | 73 | 73A | DISC: OIL SPLASH, 62MM DIA | SOLENOID VALVES AND SILECER | Heat Transfer - Units & Parts : STEEL P 03 PROT, (23B) | EA | 2 | 1 | 2 | NO | 9.5843 | 1487.96 | ROBUSCHI | 23B (ES 65/3P-RVP125) |  | 01,22 | 1 | 2CAC |  |  | 270773 |  |  |  |  | 41086
9446 | 29200000TL | 03483 | EGC020019 | P | 58022303 | 58 | EGTL Spares | Mtce | 73 | 73A | DISC: OIL SPLASH, 62MM DIA | SOLENOID VALVES AND SILECER | Heat Transfer - Units & Parts : STEEL P 03 PROT, (23C) | EA | 2 | 0 | 0 | NO | 9.5843 | 1487.96 | ROBUSCHI | 23C (ES 65/3P-RVP125) |  | 01,22 | 1 | 2CAC |  |  | 270773 |  |  |  |  | 41086
9447 | 29200000TL | 03483 | EGC020014 | P | 58022304 | 58 | EGTL Spares | Mtce | 73 | 73A | RING: RETAINING | 50MM X 055MM X 2,0MM | Heat Transfer - Units & Parts : RB2033490100 RETAINING RING INTERNAL JR, STEEL | EA | 2 | 0 | 0 | NO | 151.4602 | 28129.9783 | ROBUSCHI | RB2033490100 |  | 01,22 | 1 | 2CAC |  |  | 270773 |  |  |  |  | 41086 | 42122 | 42279
9448 | 29200000TL | 03483 | EGC020020 | P | 58022308 | 58 | EGTL Spares | Mtce | 73 | 73A | RING: PISTON 62MM DIAMETER | SOLENOID VALVES AND SILECER | Heat Transfer - Units & Parts : COMP, STEEL C75, LMKAS-100A | EA | 3 | 0 | 0 | NO | 9.5843 | 1487.96 | ROBUSCHI | 63A (ES 65/3P-RVP125) |  | 01,22 | 1 | 2CAC |  |  | 270773 |  |  |  |  | 41086
9449 | 29200000TL | 03483 | EGC020018 | P | 58022309 | 58 | EGTL Spares | Mtce | 73 | 73A | RING: COMP, 62MM DIA | SOLENOID VALVES AND SILECER | Heat Transfer - Units & Parts : STEEL C75, LMKAS-62G | EA | 1 | 0 | 0 | NO | 5.9901 | 929.97 | ROBUSCHI | 64 (ES 65/3P-RVP125) |  | 01,22 | 1 | 2CAC |  |  | 270773 |  |  |  |  | 41086
9450 | 29200000TL | 03483 | EGC020015 | P | 58022310 | 58 | EGTL Spares | Mtce | 87 | 87B | PLUG: OIL FILLING, G1/2IN | SOLENOID VALVES AND SILECER | *OBS*Engines - Other : OIL FILLING PLUG TC3 G 1/2 IN, EQUIPMENT: SOLENOID VALVES AND SILECER | EA | 2 | 0 | 0 | NO | 17.3715 | 2696.93 | ROBUSCHI | 76 (ES 65/3P-RVP125) |  | 01,22 | 1 | 2CAC | 2CAC |  | 270773 |  |  |  |  | 41086
9451 | 29200000TL | 03483 | EGC020014 | P | 58022311 | 58 | EGTL Spares | Mtce | 87 | 87B | PLUG: OIL DRAINING, G1/2IN | SOLENOID VALVES AND SILECER | *OBS*Engines - Other : OIL DRAINING PLUG TSC3G 1/2 IN, EQUIPMENT: SOLENOID VALVES AND SILECER | EA | 2 | 0 | 0 | NO | 17.3715 | 2696.93 | ROBUSCHI | 77 (ES 65/3P-RVP125) |  | 01,22 | 1 | 2CAC | 2CAC |  | 270773 |  |  |  |  | 41086
9452 | 29200000TL | 03483 | EGC020019 | P | 58022312 | 58 | EGTL Spares | Mtce | 87 | 87B | PLUG: OIL LEVEL, G1/2IN, ALUM | SOLENOID VALVES AND SILECER | *OBS*Engines - Other : OIL LEVEL PLUG IFC1G 1/2 IN, EQUIPMENT: SOLENOID VALVES AND SILECER | EA | 4 | 0 | 0 | NO | 17.3715 | 2696.93 | ROBUSCHI | 78 (ES 65/3P-RVP125) |  | 01,22 | 1 | 2CAC | 2CAC |  | 270773 |  |  |  |  | 41086
9453 | 29300000TL | 03483 | EGC041027 | P | 58022362 | 58 | EGTL Spares | Mtce | 76 | 76Z | COUPLING: SHAFT,410 SS A276 | API CENTRIFUGAL PUMPS | Pumps-Other : &quot;177-PX-020 , 177-PX-021 , EGTL1-SLZ-MEC-DD-771204 PART 18.00&quot; | PC | 1 | 0 | 1 | YES | 9175.6 | 8247946.84 | SULZER | 64497912502389V0 | 64497912502389V0 | 01 | 1 | 2BAB | 1CCC |  | CS056919701 |  |  |  |  | 43770 | 45022 | 45065 |  |  |  |  | -2 | 2
9454 | 29300000TL | 03483 | EGC026027 | P | 58022369 | 58 | EGTL Spares | Mtce | 54 | 54A | ISOLATOR:BRZ BEARING | API CENTRIFUGAL PUMPS | *OBS*GS&P-O-Rings : &quot;177-PX-020/021 , EGTL1-SLZ-MEC-DD-771204 PART 301.0 OR 302.0&quot; | PC | 2 | 1 | 2 | YES | 3830.5 | 5680286.755 | SULZER | 3E54330M8300 | 3E54330M8300 | 01 | 1 | 2BAB | 2BAB |  | CS056919701 |  |  |  |  | 43770 |  | 45359
9455 | 29200000TL | 03483 | EGC020018 | P | 58022414 | 58 | EGTL Spares | Mtce | 66 | 66Z | COUPLING | HALF, A48 | (MILTON ROY, 05202883361 PRIMEROY PKG PKG.59(70)K80P2,5/78.CZ.VV3.Z) | EA | 1 | 0 | 0 | NO | 164.0129 | 25463 |  |  |  | 01 |  |  | 1CCC | [6 empty] | 41623
9456 | 29200000TL | 03483 | EGC020015 | P | 58022415 | 58 | EGTL Spares | Mtce | 66 | 66Z | COUPLING | HALF, A48 | (MILTON ROY, 05202886361 PRIMEROY PKG PKG.59(70)K80P2,5/78.CZ.VV3.Z) | EA | 1 | 0 | 0 | NO | 968.0644 | 150292 |  |  |  | 01 |  |  | 1CCC | [6 empty] | 41623
9457 | 29200000TL | 03483 | EG1015017 | P | 58022468 | 58 | EGTL Spares | Mtce | 54 | 54A | GASKET | SEAL | PART # 0250132099N PER DWG. C0028967012 MILTON ROY, 025 MROY XB XB.36(43)J6 H3/EN.L.CZ.FP.HV3.Z | EA | 1 | 0 | 0 | NO | 26.0032 | 4037 |  |  |  | 01 |  |  | 1CCC | [6 empty] | 41623
9458 | 29200000TL | 03483 | EGC020005 | P | 58022469 | 58 | EGTL Spares | Mtce | 66 | 66Z | MOTOR | FLANGE ADAPTATOR, | (MILTON ROY, 072 MILROYAL D MD.23 (28)J 40 H 2,5/CZ.VS.VV3.Z) | EA | 2 | 0 | 0 | NO | 435.0274 | 67538 |  |  |  | 01,011,19,22, |  |  | 1CCC | [6 empty] | 41623
9459 | 29200000TL | 03483 | EGC020022 | P | 58022477 | 58 | EGTL Spares | Mtce | 56 | 56Z | SCREW: | 40 H 2,5/CZ.VS.VV3.Z | (MILTON ROY, 435A MILROYAL D MD.23 (28)J 40 H 2,5/CZ.VS.VV3.Z) | EA | 2 | 0 | 0 | NO | 12 | 1863 |  |  |  | 02,21,22 |  |  | 1CCC | [6 empty] | 41623
9460 | 29200000TL | 03483 | EGC029035 | P | 58022581 | 58 | EGTL Spares | Mtce | 54 | 54D | RING: RETAINING 2 IN, STEEL | AIR POWERED CHAIN HOISTS | *OBS*GS&P-O-Rings : | EA | 4 | 0 | 0 | NO | 0.6101 | 94.7 | ALL MATERIAL HANDLING | L008-63 |  | 01 | 1 | 3XAC | 3XAC | [6 empty] | 41086
9461 | 29200000TL | 03483 | EGC029035 | P | 58022594 | 58 | EGTL Spares | Mtce | 54 | 54D | RING | RETAINING 74 MM, STEEL | *OBS*GS&P-O-Rings : AIR POWERED CHAIN HOIST | EA | 8 | 4 | 8 | NO | 1.2302 | 190.96 | ALL MATERIAL HANDLING | P-74MM |  | 01 | 1 | 3XAC | 3XAC | [6 empty] | 41086
9462 | 29200000TL | 03483 | EGC038030 | P | 58022828 | 58 | EGTL Spares | Mtce | 51 | 51E | COUPLING | CONDUIT | Electric Components - Conduit / Fitting :EMT THINWALL, 1 IN, ALUMINUM | EA | 24 | 13 | 25 | NO | 1.902 | 295.24 | NEC | HOF-AC-100 |  | 01 | 1 | 30AC | 2CBC | [6 empty] | 41086
9463 | 29200000TL | 03483 | EGC043019 | P | 58022844 | 58 | EGTL Spares | Mtce | 51 | 51E | CONNECTOR: CABLE/CONDUIT | FLEXIBLE CORD CONNECTOR | Electric Components - Conduit / Fitting :1 IN HUB, 1.00 IN X 1.19 IN, LIQUID-TIGHT, STRAIGHT,STEEL | EA | 15 | 8 | 15 | NO | 9.9603 | 1546.13 | CROUSE-HINDS | CGB399-SG |  | 01 | 1 | 30AC | [7 empty] | 41086
9464 | 29200000TL | 03483 | EGC018025 | P | 58022848 | 58 | EGTL Spares | Mtce | 51 | 51E | HANGER: CHANNEL, 3/8IN | ELECTRO-PLATED ZINC | Electric Components - Conduit / Fitting :STRUT, FOR B22 | EA | 50 | 25 | 50 | NO | 3.3004 | 512.325 | COOPER | B616ZN |  | 01 | 1 | 30AC | [7 empty] | 41086
9465 | 29200000TL | 03483 | EGC035031 | P | 58022879 | 58 | EGTL Spares | Mtce | 51 | 51E | CONNECTOR: CABLE/CONDUIT | 1/2 IN HUB,0.13 IN-0.25 IN | Electric Components - Conduit / Fitting :FLEXIBLE CORD CONNECTOR,LIQUID-TIGHT,STRAIGHT,STEEL | EA | 50 | 25 | 50 | NO | 3.3535 | 520.56 | CROUSE-HINDS | CGB192-SG |  | 01 | 1 | 30AC | [7 empty] | 41086
9466 | 29200000TL | 03483 | EGC021028 | P | 58022880 | 58 | EGTL Spares | Mtce | 51 | 51E | BREATHER:CONTROL BLOCK | 1/2 IN NPT,SS | Electric Components - Conduit / Fitting : | EA | 25 | 13 | 25 | NO | 56.2963 | 8740.58 | CROUSE-HINDS | ECD1-N4B |  | 00 | 1 | 30AC | [7 empty] | 41086
9467 | 29200000TL | 03483 | EGC035018 | P | 58022902 | 58 | EGTL Spares | Mtce | 53 | 53A | FITTING | CONDUIT SEAL 1/2IN HUB | Fittings - Pipe - Carbon Steel : | EA | 25 | 0 | 0 | NO | 7.6505 | 1187.74 |  |  |  | 01,22 |  |  | 2CBC | [6 empty] | 41425
9468 | 29200000TL | 03483 | EGC038023 | P | 58022925 | 58 | EGTL Spares | Mtce | 51 | 51E | NIPPLE: CONDUIT | CLOSE 5.32 LB, 2 IN LG,ALUM | Electric Components - Conduit / Fitting : | EA | 25 | 13 | 25 | NO | 3.1533 | 489.48 | SHAMROCK |  |  | 01 | 1 | 30AC | [7 empty] | 41086
9469 | 29200000TL | 03483 | EGC038023 | P | 58022945 | 58 | EGTL Spares | Mtce | 51 | 51E | REDUCER: CONDUIT | 1.25 IN X .50 IN,THD,ALUM | Electric Components - Conduit / Fitting :EXPLOSION-PROOF REDUCING BUSHING | EA | 40 | 20 | 40 | NO | 1.7017 | 264.16 | CROUSE-HINDS | RE41 |  | 02,21,22 | 1 | 30AC | [7 empty] | 41086
9470 | 29200000TL | 03483 | EGC040029 | P | 58022962 | 58 | EGTL Spares | Mtce | 51 | 51E | CONNECTOR: CABLE/CONDUIT | FLEXIBLE METALLIC,2 IN HUB | Electric Components - Conduit / Fitting :2IN SET SCREW, 90,INSULATED IRON, MCMASTER-CARR 7119K87 | EA | 25 | 13 | 25 | NO | 37.426 | 5809.6436 | ARLINGTON | LT90200 |  | 01 | 1 | 30AC | [7 empty] | 41086 |  | 41589
9471 | 29200000TL | 03483 | EGC043018 | P | 58022964 | 58 | EGTL Spares | Mtce | 51 | 51Z | BREAKER: CIRCUIT | 480 VAC,3 POLE,30A,22KAIC | Electric-Other : THERMAL MAGNETIC, WITH 24VDC SHUNT TRIP | EA | 2 | 2 | 3 | NO | 450 | 137452.5 | EATON | GD3030 |  | 01,10 | 1 | 30AC | [7 empty] | 41086 | 44248 | 42824
9472 | 29300000TL | 03483 | EGC043024 | P | 58022970 | 58 | EGTL Spares | Mtce | 51 | 51Z | BREAKER: CIRCUIT | 480 VAC,3 POLE,100A,22KAIC | Electric-Other : THERMAL MAGNETIC, WITH 24VDC SHUNT TRIP, WITH 24VDC SHUNT TRIP | EA | 1 | 0 | 1 | YES | 450 | 187125.7485 | EATON | GD3100 |  | 01,10 | 1 | 30AC | [7 empty] | 43782 |  | 44364
9473 | 29200000TL | 03483 | EGC038023 | P | 58022990 | 58 | EGTL Spares | Mtce | 51 | 51E | COUPLING: CONDUIT | EMT THINWALL,3/4 IN,ALUM | Electric Components - Conduit / Fitting : | EA | 50 | 25 | 50 | NO | 1.5016 | 233.09 | NEC | HOF-AC-075 |  | 01 | 1 | 30AC | [7 empty] | 41086
9474 | 29200000TL | 03483 | EGC024013 | P | 58022991 | 58 | EGTL Spares | Mtce | 51 | 51E | CONNECTOR: CABLE/CONDUIT | FLEXIBLE METAL,1/2 IN HUB | Electric Components - Conduit / Fitting :1/2 IN,STRAIGHT,STEEL, MCMASTER-CARR 7119K72 | EA | 50 | 25 | 50 | NO | 1.6002 | 248.4 | BRIDGEPORT | 430-LT2 |  | 01 | 1 | 30AC | [7 empty] | 41086
9475 | 29200000TL | 03483 | EGC024013 | P | 58023020 | 58 | EGTL Spares | Mtce | 51 | 51E | CONNECTOR: CABLE/CONDUIT | FLEXIBLE METALLIC,1 IN HUB | Electric Components - Conduit / Fitting :LIQUID-TIGHT,90,ZINC, MCMASTER-CARR 7119K84 | EA | 50 | 25 | 50 | NO | 7.701 | 1195.43 | BRIDGEPORT | 472-LT2 |  | 01 | 1 | 30AC | [7 empty] | 41086
9476 | 29200000TL | 03483 | EGC035031 | P | 58023022 | 58 | EGTL Spares | Mtce | 51 | 51E | PLUG: CONDUIT, 1 IN, SQ HD | EXPLOSION-PROOF,THREADED | Electric Components - Conduit / Fitting :THD,ALUM | EA | 85 | 30 | 50 | NO | 1.4995 | 232.7686 | CROUSE-HINDS | PLG35-SA |  | 01 | 1 | 30AC | [7 empty] | 41086 | 43890
9477 | 29200000TL | 03483 | EGC029023 | P | 58023026 | 58 | EGTL Spares | Mtce | 51 | 51E | CONNECTOR: CABLE/CONDUIT | FLEXIBLE METAL,2 IN HUB | Electric Components - Conduit / Fitting :LIQUID-TIGHT,STRAIGHT,ZINC, MCMASTER-CARR 7119K77 | EA | 25 | 13 | 25 | NO | 14.6019 | 2266.65 | BRIDGEPORT | 435-LT2 |  | 01 | 1 | 30AC | [7 empty] | 41086
9478 | 29200000TL | 03483 | EGC028002 | P | 58023037 | 58 | EGTL Spares | Mtce | 51 | 51E | COVER: CONDUIT OUTLET BODY | BLANK,FORM 7, 1/2IN CU | Electric Components - Conduit / Fitting :FREE ALUM | EA | 100 | 50 | 100 | NO | 1.9503 | 302.7375 | CROUSE-HINDS | 170SA |  | 01 | 1 | 30AC | [7 empty] | 41086
9479 | 29200000TL | 03483 | EGC035032 | P | 58023041 | 58 | EGTL Spares | Mtce | 51 | 51E | COVER: CONDUIT OUTLET BODY | BLANK,FORM 7,1-1/4 IN CU | Electric Components - Conduit / Fitting :FREE ALUM | EA | 25 | 13 | 25 | NO | 4.2043 | 652.64 | CROUSE-HINDS | 470SA |  | 01 | 1 | 30AC | [7 empty] | 41086
9480 | 29200000TL | 03483 | EGC037034 | P | 58023052 | 58 | EGTL Spares | Mtce | 51 | 51E | NIPPLE: CONDUIT,CLOSE | 2 IN,1/2 IN LG, ALUM | Electric Components - Conduit / Fitting : | EA | 25 | 13 | 25 | NO | 4.1042 | 637.1 | NEC | HOF-AN-200CL |  | 01 | 1 | 30AC | [7 empty] | 41086
9481 | 29200000TL | 03483 | EGC038030 | P | 58023054 | 58 | EGTL Spares | Mtce | 51 | 51E | NIPPLE: CONDUIT | CLOSE,1/2 IN,1-1/8 IN LG,ALUM | Electric Components - Conduit / Fitting : | EA | 25 | 13 | 25 | NO | 1.1011 | 170.93 | NEC | HOF-AN-050CL |  | 01 | 1 | 30AC | [7 empty] | 41086
9482 | 29200000TL | 03483 | EGC038030 | P | 58023056 | 58 | EGTL Spares | Mtce | 51 | 51E | NIPPLE: CONDUIT | CLOSE,1-1/4 IN,1-1/8IN LG,ALUM | Electric Components - Conduit / Fitting : | EA | 25 | 13 | 25 | NO | 2.5526 | 396.24 | NEC | HOF-AN-125CL |  | 01 | 1 | 30AC | [7 empty] | 41086
9483 | 29200000TL | 03483 | EGC038030 | P | 58023063 | 58 | EGTL Spares | Mtce | 51 | 51E | COUPLING: CONDUIT | EMT THINWALL,1 IN,GALV STL | Electric Components - Conduit / Fitting : | EA | 25 | 13 | 25 | NO | 0.951 | 147.62 | NEC | HOF-CG-100 |  | 01 | 1 | 30AC | [7 empty] | 41086
9484 | 29200000TL | 03483 | EGC038030 | P | 58023071 | 58 | EGTL Spares | Mtce | 51 | 51E | COUPLING: CONDUIT | EMT THINWALL,3/4 IN,GALV STL | Electric Components - Conduit / Fitting : | EA | 50 | 25 | 50 | NO | 0.6506 | 101 | NEC | HOF-CG-075 |  | 01 | 1 | 30AC | [7 empty] | 41086
9485 | 29200000TL | 03483 | EGC038030 | P | 58023073 | 58 | EGTL Spares | Mtce | 51 | 51E | COUPLING: CONDUIT,EMT THINWALL | 1-1/4 IN,GALV STL | Electric Components - Conduit / Fitting : | EA | 25 | 13 | 25 | NO | 1.2012 | 186.47 | NEC | HOF-CG-125 |  | 01 | 1 | 30AC | [7 empty] | 41086
9486 | 29200000TL | 03483 | EGC038023 | P | 58023077 | 58 | EGTL Spares | Mtce | 51 | 51E | COUPLING: CONDUIT,EMT THINWALL | 1-1/2 IN,GALV STL | Electric Components - Conduit / Fitting : | EA | 25 | 13 | 25 | NO | 1.5016 | 233.09 | NEC | HOF-CG-150 |  | 01 | 1 | 30AC | [7 empty] | 41086
9487 | 29200000TL | 03483 | EGC038030 | P | 58023078 | 58 | EGTL Spares | Mtce | 51 | 51E | COUPLING: CONDUIT | EMT THINWALL,2 IN,GALV STL | Electric Components - Conduit / Fitting : | EA | 25 | 13 | 25 | NO | 2.0021 | 310.78 | NEC | HOF-CG-200 |  | 01 | 1 | 30AC | [7 empty] | 41086
9488 | 29200000TL | 03483 | EGC038023 | P | 58023088 | 58 | EGTL Spares | Mtce | 51 | 51E | COUPLING: CONDUIT | EMT THINWALL,1/2 IN,GALV STL | Electric Components - Conduit / Fitting : | EA | 50 | 25 | 50 | NO | 0.5505 | 85.46 | NEC | HOF-CG-050 |  | 01 | 1 | 30AC | [7 empty] | 41086
9489 | 29200000TL | 03483 | EGC031006 | P | 58023098 | 58 | EGTL Spares | Mtce | 51 | 51E | BODY: CONDUIT OUTLET | 1-1/4IN HUB,4 HUB,TYPE X | Electric Components - Conduit / Fitting :FORM 7,THD,ALUM,TEE HUB PLACEMENT,FRONT ACCESS OPENING, WITHOUT COVER & GASKET | EA | 25 | 13 | 25 | NO | 18.9525 | 2941.99 | CROUSE-HINDS | X47-SA |  | 01 | 1 | 30AC | [7 empty] | 41086
9490 | 29200000TL | 03483 | EGC038029 | P | 58023104 | 58 | EGTL Spares | Mtce | 51 | 51E | NIPPLE: CONDUIT | CLOSE,1-1/2 IN,6 IN LG,ALUM | Electric Components - Conduit / Fitting : | EA | 25 | 13 | 25 | NO | 6.5567 | 1017.8 | NEC | HOF-AN-15006 |  | 01 | 1 | 30AC | [7 empty] | 41086
9491 | 29200000TL | 03483 | EGC036031 | P | 58023107 | 58 | EGTL Spares | Mtce | 51 | 51E | NIPPLE: CONDUIT | CLOSE,3/4 IN,6 IN LG,ALUM | Electric Components - Conduit / Fitting : | EA | 26 | 13 | 25 | NO | 2.903 | 450.63 | NEC | HOF-AN-07506 |  | 01 | 1 | 30AC | [7 empty] | 41086
9492 | 29200000TL | 03483 | EGC037030 | P | 58023109 | 58 | EGTL Spares | Mtce | 51 | 51E | NIPPLE: CONDUIT | RIGID,2 IN,10 IN LG,ALUM | Electric Components - Conduit / Fitting : | EA | 25 | 13 | 25 | NO | 12.8132 | 1988.99 | NEC | HOF-AN-20010 |  | 01 | 1 | 30AC | [7 empty] | 41086
9493 | 29200000TL | 03483 | EGC037034 | P | 58023110 | 58 | EGTL Spares | Mtce | 51 | 51E | NIPPLE: CONDUIT | RIGID,1/2 IN,6 IN LG,ALUM | Electric Components - Conduit / Fitting : | EA | 50 | 25 | 50 | NO | 2.3024 | 357.4 | NEC | HOF-AN-05006 |  | 01 | 1 | 30AC | [7 empty] | 41086
9494 | 29200000TL | 03483 | EGC037030 | P | 58023112 | 58 | EGTL Spares | Mtce | 51 | 51E | NIPPLE: CONDUIT | RIGID,1-1/4 IN,6 IN LG,ALUM | Electric Components - Conduit / Fitting : | EA | 25 | 13 | 25 | NO | 5.5057 | 854.65 | NEC | HOF-AN-12506 |  | 01 | 1 | 30AC | [7 empty] | 41086
9495 | 29200000TL | 03483 | EGC035013 | P | 58023113 | 58 | EGTL Spares | Mtce | 51 | 51E | BODY: CONDUIT OUTLET | 3/4 IN HUB,3 HUB,TYPE T,FORM 7 | Electric Components - Conduit / Fitting :THD,ALUM,TEE HUB PLACEMENT,SIDE ACCESS OPENING,WITHOUT COVER & GASKET | EA | 48 | 25 | 50 | NO | 7.5078 | 1165.43 | CROUSE-HINDS | T27-SA |  | 01 | 1 | 30AC | [7 empty] | 41086 | 44212
9496 | 29200000TL | 03483 | EGC035030 | P | 58023116 | 58 | EGTL Spares | Mtce | 51 | 51E | ELBOW: CONDUIT, 90 DEG | 1-1/4 IN,FEMALE,ALUM | Electric Components - Conduit / Fitting :EXPLOSION-PROOF SHORT ELBOW | EA | 15 | 8 | 15 | NO | 10.711 | 1662.67 | CROUSE-HINDS | EL49 |  | 01 | 1 | 30AC | [7 empty] | 41086
9497 | 29200000TL | 03483 | EGC018028 | P | 58023119 | 58 | EGTL Spares | Mtce | 51 | 51E | COVER: CONDUIT OUTLET BOX | 3-3/16 IN DIA,IRON ALLOY | Electric Components - Conduit / Fitting :EXPLOSION-PROOF CONDUIT OUTLET BOX,TYPE EAJ SERIES REPLACEMENT, TYPE EAJ SERIES REPLACEMENT | EA | 25 | 13 | 25 | NO | 9.9513 | 1544.74 | CROUSE-HINDS | EAJ06 |  | 01 | 1 | 30AC | [7 empty] | 41086
9498 | 29200000TL | 03483 | EGC030013 | P | 58023122 | 58 | EGTL Spares | Mtce | 51 | 51E | BODY: CONDUIT OUTLET | 1-1/2 IN HUB,3 HUB,TYPE X | Electric Components - Conduit / Fitting :FORM 7,THD,ALUM,TEE HUB PLACEMENT,SIDE ACCESS OPENING,WITHOUT COVER & GASKET | EA | 25 | 13 | 25 | NO | 24.4031 | 3788.1 | CROUSE-HINDS | X57-SA |  | 01 | 1 | 30AC | [7 empty] | 41086
9499 | 29200000TL | 03483 | EGC040030 | P | 58023125 | 58 | EGTL Spares | Mtce | 51 | 51E | ELBOW: CONDUIT, 45 DEG | 2 IN,FEMALE,FERALOY IRON | Electric Components - Conduit / Fitting :ALLOY, EXPLOSION-PROOF SHORT ELBOW | EA | 15 | 8 | 15 | NO | 12.5516 | 1948.39 | CROUSE-HINDS | EL6 |  | 01 | 1 | 30AC | [7 empty] | 41086
9500 | 29200000TL | 03483 | EGC038023 | P | 58023128 | 58 | EGTL Spares | Mtce | 51 | 51E | ELBOW: CONDUIT, 45 DEG | 1-1/4 IN,FEMALE-FEMALE,FERALOY | Electric Components - Conduit / Fitting :IRON, ALLOY, EXPLOSION-PROOF SHORT ELBOW | EA | 15 | 8 | 15 | NO | 9.5098 | 1476.21 | CROUSE-HINDS | EL4 |  | 01 | 1 | 30AC | [7 empty] | 41086
9501 | 29200000TL | 03483 | EGC024008 | P | 58023135 | 58 | EGTL Spares | Mtce | 51 | 51E | BOX: CONDUIT OUTLET | 1 IN HUB,4 HUB,ROUND,THD | Electric Components - Conduit / Fitting :EXPLOSION-PROOF CONDUIT OUTLET BOX, ALUM,CROSS HUB PLACEMENT,INTERNALLY THREADED,BLANK COVER, 3.19 IN COVER OPENING DIA | EA | 21 | 13 | 25 | NO | 28.8297 | 4475.23 | CROUSE-HINDS | EAJX36-SA |  | 01 | 1 | [8 empty] | 41086 | 42592
9502 | 29200000TL | 03483 | EGC036023 | P | 58023138 | 58 | EGTL Spares | Mtce | 51 | 51E | NIPPLE: CONDUIT | RIGID,3/4 IN,2 IN LG,ALUM | Electric Components - Conduit / Fitting : | EA | 50 | 25 | 50 | NO | 1.6517 | 256.39 | NEC | HOF-AN-07502 |  | 01 | 1 | 30AC | [7 empty] | 41086
9503 | 29200000TL | 03483 | EGC036030 | P | 58023140 | 58 | EGTL Spares | Mtce | 51 | 51E | NIPPLE: CONDUIT | RIGID,1 IN,2 IN LG,ALUM | Electric Components - Conduit / Fitting : | EA | 25 | 13 | 25 | NO | 2.1522 | 334.09 | NEC | HOF-AN-10002 |  | 01 | 1 | 30AC | [7 empty] | 41086
9504 | 29200000TL | 03483 | EGC036031 | P | 58023141 | 58 | EGTL Spares | Mtce | 51 | 51E | NIPPLE: CONDUIT | RIGID,1-1/4 IN,2 IN LG,ALUM | Electric Components - Conduit / Fitting : | EA | 12 | 13 | 25 | NO | 2.6027 | 404.01 | NEC | HOF-AN-12502 |  | 01 | 1 | 30AC | [7 empty] | 41086 | 44546
9505 | 29200000TL | 03483 | EGC036030 | P | 58023142 | 58 | EGTL Spares | Mtce | 51 | 51E | NIPPLE: CONDUIT | CLOSE,3/4 IN,1/2 IN LG,ALUM | Electric Components - Conduit / Fitting : | EA | 50 | 25 | 50 | NO | 1.5016 | 233.09 | NEC | HOF-AN-075CL |  | 01 | 1 | 30AC | [7 empty] | 41086
9506 | 29200000TL | 03483 | EGC036030 | P | 58023146 | 58 | EGTL Spares | Mtce | 51 | 51E | NIPPLE: CONDUIT | RIGID,3/4 IN,4 IN LG,ALUM | Electric Components - Conduit / Fitting : | EA | 50 | 25 | 50 | NO | 2.2523 | 349.63 | NEC | HOF-AN-07504 |  | 01 | 1 | 30AC | [7 empty] | 41086
9507 | 29200000TL | 03483 | EGC036030 | P | 58023147 | 58 | EGTL Spares | Mtce | 51 | 51E | NIPPLE: CONDUIT | RIGID,2 IN,4 IN LG,ALUM | Electric Components - Conduit / Fitting : | EA | 17 | 13 | 25 | NO | 6.0062 | 932.34 | NEC | HOF-AN-20004 |  | 01 | 1 | 30AC | [7 empty] | 41086 | 43900
9508 | 29200000TL | 03483 | EGC036030 | P | 58023148 | 58 | EGTL Spares | Mtce | 51 | 51E | COUPLING: CONDUIT | EMT THINWALL,1/2 IN,ALUM | Electric Components - Conduit / Fitting : | EA | 50 | 25 | 50 | NO | 1.001 | 155.39 | NEC | HOF-AC-050 |  | 01 | 1 | 30AC | [7 empty] | 41086
9509 | 29200000TL | 03483 | EGC044003 | P | 58023150 | 58 | EGTL Spares | Mtce | 51 | 51E | PLUG: CONDUIT | 2 IN,SQ HD,THD,ALUM | Electric Components - Conduit / Fitting :EXPLOSION-PROOF,THREADED | EA | 22 | 13 | 25 | NO | 3.8005 | 589.95 | CROUSE-HINDS | PLG65SA |  | 01 | 1 | 30AC | [7 empty] | 41086 | 43836
9510 | 29200000TL | 03483 | EGC037029 | P | 58023155 | 58 | EGTL Spares | Mtce | 51 | 51E | NIPPLE: CONDUIT | RIGID,2 IN,6 IN LG,ALUM | Electric Components - Conduit / Fitting : | EA | 17 | 13 | 25 | NO | 8.2085 | 1274.2 | NEC | HOF-AN-20006 |  | 01 | 1 | 30AC | [7 empty] | 41086 | 43836
9511 | 29200000TL | 03483 | EGC043027 | P | 58023158 | 58 | EGTL Spares | Mtce | 51 | 51E | SWITCH: PUSHBUTTON | START-STOP,CONTROL STATION | Electric Components - Conduit / Fitting :MOMENTARY,MOMENTARY,UNIVERSAL,BLACK,FIBERGLASS (KRYDON) ENCLOSURE,SURFACE MOUNT, LOCK-OUT, GROUNDING PLATE, WITH 3/4 IN HUB, DEAD END, CLASS I, DIV II, GROUP B,C,D, UNIVERSAL, LOCK-OUT, G | EA | 2 | 5 | 10 | NO | 390.7673 | 109812.7808 | CROUSE-HINDS | N2S2210-S708 |  | 01,10 | 1 | 30AC | [7 empty] | 41086 | 45869 | 43246 | -5 | 3
9512 | 29200000TL | 03483 | EGC040022 | P | 58023162 | 58 | EGTL Spares | Mtce | 51 | 51Z | SWITCH: PUSHBUTTON | PUSH TO TRIP,CONTROL STATION | Electric-Other : MUSHROOM CAP, 480V, MOMENTARY,1NO-1NC,RED,NEMA 4X ENCLOSURE,SURFACE MOUNT, CLEAR LOCKING PROTECTIVE COVER, CLASS I, ZONE 2, GROUP B,C,D, CROUSE-HINDS CATALOG GHG432 SGT551111X/0 | EA | 12 | 8 | 15 | NO | 349.9474 | 54332.84 | CROUSE-HINDS | GHG432 SGT551111X/0011 |  | 01,10 | 1 | 30AC | [7 empty] | 41086 | 45531 |  |  |  | -3 | 4 | -1 | 1
9513 | 29200000TL | 03483 | EGC040009 | P | 58023173 | 58 | EGTL Spares | Mtce | 51 | 51E | STRAP: CABLE | 1 HOLE CABLE,COPPER | Electric Components - Conduit / Fitting : | EA | 200 | 100 | 200 | NO | 0.15 | 23.29 | HARGER | 250 |  | 00 | 1 | 30AC | [7 empty] | 41086
9514 | 29200000TL | 03483 | EGC032025 | P | 58023209 | 58 | EGTL Spares | Mtce | 51 | 51E | HOUSING:EXPLOSION PROOF INST | 4 IN DP X 3/4 IN FEED | Electric Components - Conduit / Fitting :THROUGH HUBS | EA | 2 | 1 | 2 | NO | 74.5096 | 11566.13 | CROUSE-HINDS | EIH22 |  | 00 | 1 | 30AC | [7 empty] | 41086
9515 | 29200000TL | 03483 | EGC021013 | P | 58023220 | 58 | EGTL Spares | Mtce | 28 | 28E | ADAPTER:DIN RAIL/ PANEL | FOR A-B OL RELAY METAL 5-FAP-1 | Fire and Gas Control Systems : &quot;REPLACES A-B P/N B55 &quot; | EA | 1 | 0 | 0 | NO | 320.1236 | 49724.8 | POWELL | 193-EPB |  | 01,22 | 1 | 2CAC |  |  | 10952-03-001 |  |  |  |  | 41086
9516 | 29200000TL | 03483 | EGC021015 | P | 58023221 | 58 | EGTL Spares | Mtce | 28 | 28E | RELAY: OVERLOAD, IEC STYLE | SOLID STATE,690VAC,NO/NC | Fire and Gas Control Systems : AUTOMATIC OR MANUAL,SCREW TERMINAL,IP20 ENCLOSURE, | EA | 1 | 0 | 0 | NO | 75.0362 | 11649.375 | POWELL | 193EEDB |  | 01,10,22 | 1 | 2CAC |  |  | 10952-03-001 |  |  |  |  | 41086
9517 | 29200000TL | 03483 | EGC044029 | P | 58023269 | 58 | EGTL Spares | Mtce | 28 | 28C | TAG: DANGER | YELLOW | BULK TAGS - D01 SITE YELLOW OPERATORS | EA | 1980 | 333 | 566 | NO | 2.9 | 885.9707 | AMERICAN LOCK CO. | 1493EGTL |  | 00 |  |  | 1BBB | [6 empty] | 42807 | 45692 | 43127 | -20 | 1 |  |  | 0 | 2
9518 | 29300000TL | 03483 | EGC025029 | P | 58023355 | 58 | EGTL Spares | Mtce | 58 | 58Z | NOZZLE:SET | HIGH PRESSURE WASHER | *OBS*Machinery-Misc- : | EA | 2 | 0 | 1 | YES | 88.58 | 133438.6836 | MI-T-M | AW-4004-0000 |  | 00 | 1 | 3XAC | 1BCB | [6 empty] | 43770 | 44901 | 45335
9519 | 29200000TL | 03483 | EGC024027 | P | 58023358 | 58 | EGTL Spares | Mtce | 87 | 87B | COUPLER: HOSE | HIGH PRESSURE WASHER SOCKET | *OBS*Machinery-Misc- : | EA | 1 | 0 | 0 | NO | 6.1608 | 956.34 | MI-T-M | 17-0004 |  | 01 | 1 | 3XAC | 3XAC | [6 empty] | 41086 | 44596
9520 | 29200000TL | 03483 | EGC019013 | P | 58023843 | 58 | EGTL Spares | Mtce | 66 | 66S | KIT: SEAL | BALL VALVES AND ACTUATORS | Valve-Regulators : CONTAINS CYL SEAL, GP-085S-485A/C3, NBR | EA | 2 | 0 | 0 | NO | 635 | 194602.1 | ROTORK | GP-085S-485A/C3 | WGCP485 | 01 | 1 | 2CAB | 1BBB |  | EGTL1-LWI-INS-IN-453199 |  |  |  |  | 40914 | 43438 | 43500
9521 | 29300000TL | 03483 | EGC019017 | P | 58023844 | 58 | EGTL Spares | Mtce | 66 | 66Z | KIT:SEAL,FOR GP-085S-535A/C7 | BALL VALVES AND ACTUATORS | Valve-Regulators : CONTAINS CYL SEAL, GP-085S-535A/C7 | EA | 2 | 0 | 1 | YES | 869.6 | 330013.2 | ROTORK | GP-085S-535A/C7 | WGCP535 | 01 | 1 | 2CAB | 2CAB |  | EGTL1-LWI-INS-IN-453199 |  |  |  |  | 44174 |  | 44220
9522 | 29200000TL | 03483 | EGC019020 | P | 58023848 | 58 | EGTL Spares | Mtce | 66 | 66S | KIT:SEAL,GP-085S-485A/O3 CYL | BALL VALVES AND ACTUATORS | Valve-Regulators : "CONTAINS SEAL, GP-085S-485A/O3, SAME ROTORK PART AS SYMBOL #58003061, FIBER ACTUATOR" | EA | 2 | 0 | 0 | NO | 838.21 | 164708.265 | ROTORK | GP-085S-485A/O3 | WGCP485 | 01 | 1 | 2CAB | 1BBB |  | EGTL1-LWI-INS-IN-453199 |  |  |  |  | 40914 | 42338 | 42356
9523 | 29300000TL | 03483 | EGC020008 | P | 58023899 | 58 | EGTL Spares | Mtce | 54 | 54D | PACKING: OIL WIPER | WEAR PARTS | Packing / Glands / Stuffing Boxes : FOR UNDERSTRUCTURE (SUPPLIER - CPI SUPPLIER P/N - B92-100-7514) | EA | 3 | 2 | 3 | YES | 900 | 397620 | PETER BROTHERHOOD | OD38878/REF/01 |  | 01,22 | [9 empty] | 43770 |  | 44778
9524 | 29300000TL | 03483 | EGC020008 | P | 58023900 | 58 | EGTL Spares | Mtce | 54 | 54D | PACKING: INTM GAS | WEAR PARTS | Packing / Glands / Stuffing Boxes : FOR UNDERSTRUCTURE. SUPPLIER - CPI SUPPLIER P/N - B41-184-7513. | EA | 3 | 2 | 3 | YES | 4275 | 1888695 | PETER BROTHERHOOD | OD38877/REF/01 |  | 01,22 | [9 empty] | 43770 |  | 44778
9525 | 29200000TL | 03483 | EGC020008 | P | 58023901 | 58 | EGTL Spares | Mtce | 54 | 54A | O' RING: BS4518-2493-57 | INTM PKG HOUSING | Seals : FOR UNDERSTRUCTURE. SUPPLIER - FAIRWAY SEALS. | EA | 2 | 3 | 5 | NO | 43 | 10884.0833 | DRESSER RAND | 25900/1480 |  | 01 |  |  | 1BBB | [6 empty] | 41395 | 44735 | 42516
9526 | 29200000TL | 03483 | EGC034010 | P | 58023905 | 58 | EGTL Spares | Mtce | 54 | 54D | PACKING: MAIN GAS | WEAR PARTS | Packing / Glands / Stuffing Boxes : FOR 1ST STAGE CYLINDER, CPI SUPPLIER P/N - B39-184-7546 | EA | 1 | 2 | 4 | NO | 1693.9438 | 440287.25 | PETER BROTHERHOOD | OD38876/REF/01 |  | 01,22 | [9 empty] | 41395 | 44735 | 42922
9527 | 29200000TL | 03483 | EGC020008 | P | 58023906 | 58 | EGTL Spares | Mtce | 54 | 54A | O RING: VALVE COVER | FOR 1ST STAGE CYLINDER | BS4518-2593-57 | EA | 7 | 6 | 18 | NO | 79.8769 | 23154.0095 | PETER BROTHERHOOD | 25900/1482 |  | 01 |  |  | 1BBB | [6 empty] | 41395 | 44735 | 42880
9528 | 29300000TL | 03483 | EGC020009 | P | 58023934 | 58 | EGTL Spares | Mtce | 56 | 56Z | CLIP:HOSE 3.1/16 - 4 IN, | STEEL | Worm-Drive Clamp for Firm Hose and Tube316 Stainless Steel, 1/2" Band Width, 3-1/16"- 4" Clamp ID | EA | 2 | 1 | 2 | YES | 9.06 | 13900.305 |  |  | 5011T41 | 01 |  |  | 2BBB | [5 empty] | APSCN061 | 43871 | 45873 | 45881 | -2 | 1
9529 | 29200000TL | 03483 | EGC022005 | P | 58023942 | 58 | EGTL Spares | Mtce | 66 | 66Z | VALVE:REGULATING | LUBE OIL | Valve-Other : Model: 26315/2, Flow Operating: 10 TO 15 L/min (Instrument), Shut - Off DP Max: 9.75, System Design Press: 12 Barg,Hydro test Pressure: 18 Barg, Inlet Size, Rating & Style: 1IN CL 150, RF,Outlet Size, Rating & Style: 1IN CL 150, RF,Body Ma | EA | 3 | 0 | 0 | NO | 984.3333 | 267955.4 | VELAN |  | OD38815 | 02 | [9 empty] | 41395 | 42855 | 42900
9530 | 29200000TL | 03483 | EGC020009 | P | 58023954 | 58 | EGTL Spares | Mtce | 02 | 02A | CONSOLE:COOLING | STRAINER ELEMENT | Heating Ventilation and Air Conditioning Equipnment & Parts : FOR COOLING WATER | EA | 2 | 1 | 2 | NO | 327 | 50766.75 | DRESSER RAND | OD38813/REF/03 |  | 00 | [9 empty] | 41395
9531 | 29300000TL | 03483 | EG1015012 | P | 58023959 | 58 | EGTL Spares | Mtce | 14 | 14I | GAUGE:TEMPERATURE RANGE:0 - | 150 DEGC DIAL SIZE:125MM | SIZE/CONN:SLIDING 1/2 CASE MATL:316 SS TUBE MATL:SS 316L CONN MATL:SS 316L CONN LOCATION:BACK, EVERY ANGLE MOUNT:THERMOWELL FILLED:NO STEM DIA: 6MM, MODEL: 50-EM-070-E-150-0/150°C-NH-SG | EA | 1 | 0 | 1 | YES | 489.27 | 373078.1604 | ASHCROFT | 50-EM-70E150-0/150-NH-SG |  | 00 |  |  | 1BBB | [6 empty] | 43770 |  | 45066
9532 | 29300000TL | 03483 | EGC033033 | P | 58023961 | 58 | EGTL Spares | Mtce | 02 | 02A | CONSOLE:COOLING 9-3OVDC/17.5MA | PRESSURE TRANSMITTER | Heating Ventilation and Air Conditioning Equipnment & Parts : MODEL 3051CG4, FOUNDATION FIELD BUS, 0-10 BAR, TYPE 11, PART MUNBER 3051CG4F02A1AM5K5T1P1S5Q4A01, INTEGRAL MANIFOLD MODEL 0305RC32B11B4L4, MANIFOLD C30512-1124-0000SERIAL NUMBER 08163792 / MP0 | EA | 1 | 0 | 1 | YES | 6201.97 | 9890281.559 | EMERSON / ROSEMOUNT | 3051CG4F02A1AM5K5T1P1S5Q4 |  | 00 |  |  | 2BBC |  |  |  |  | 3051CG4 |  | 43770 |  | 45674
9533 | 29200000TL | 03483 | EGC024022 | P | 58024115 | 58 | EGTL Spares | Mtce | 66 | 66O | VALVE: CHECK | DN150 (6 IN),300 LB,CAST SS | Valve - Check : ASTM 351 GR CF8M BODY,INC X-750 SPRING,316 SS HINGE PIN & STOP PIN,CAST SS ASTM 351 GR CF8M PLATE,METAL TO METAL SEAT,WAFER,-20 TO 100 DEG F,G,STD,DUO-PLATE, NON-EXTENDED, APCI SPEC 4WPIV-WAS | EA | 2 | 0 | 0 | NO | 1093.12 | 169706.88 | CRANE |  |  | 02 |  | 2BAC | [7 empty] | 41086
9534 | 29200000TL | 03483 | EGC023006 | P | 58030024 | 58 | EGTL Spares | Mtce | 51 | 51C | RELAY: OVERLOAD | SYNC CHECK,250 VAC,5A | Electric Components - Motor / Generator :NON-RESISTIVE,125 VDC,1 A,RESISTIVE,2NO-2NC,DPDT,2 NO-2 NC CONTACT,AUTOMATIC,120 VAC COIL,CAGE TYPE TERMINAL,DIN RAIL MOUNT,PLASTIC ENCLOSURE | EA | 2 | 0 | 0 | NO | 338.5274 | 52559.764 | BASLER | BE3-25-1A1N4 |  | 01,10 | 1 |  |  |  | 9721E01-5 |  |  |  |  | 41299
9535 | 29200000TL | 03483 | EG1015007 | P | 58030026 | 58 | EGTL Spares | Mtce | 51 | 51K | SWITCH: LIMIT SPDT | AIR FLAPPER,SS ENCLOSURE | Power conditioning equipment : &quot;NO VISUAL INDICATION, 18 GAUGE PVC INSULATED 36 IN LEAD WIRES 173-CP-173-GE-013A/B/C/D-001 EGTL1-MSP-ELE-SC-730054 PART 109 &quot; | EA | 2 | 3 | 6 | NO | 410.52 | 68577.366 | GO SWITCH | LPS-D-Z1-N-A2 |  | 01,10,22 | 1 |  |  |  | 9721E01-5 |  |  |  |  | 41299 | 45614 | 41741 |  |  | -2 | 1
9536 | 29200000TL | 03483 | EGC018014 | S | 58030027 | 58 | EGTL Spares | Mtce | 54 | 54D | O-RING:SLAM SHUT UPPER | NITRILE DS52-2,MBR | *OBS*GS&P-O-Rings : DVC, 183-FV-502, 183-FV-503, 183-FV-508; DVC 6000, DVC, 183-FV-502, 183-FV-503, 183-FV-508 | EA | 1 | 0 | 0 | NO | 45.409 | 7053.1067 | FISHER | 10A3802X012 |  | 01,22 | 1 | 2AAB | 2AAB |  | EGTL1-DAN-INS-GA-830010 |  |  |  |  | 41245 | 45777 |  | -2 | 2
9537 | 29200000TL | 03483 | EGC041022 | P | 58030029 | 58 | EGTL Spares | Mtce | 56 | 56Z | KIT: HARDWARE | FOR DVC 6000 | Fasteners / Hardware : FOR FISHER POSI SEAL CONTROL VALVE; SERIAL NUMBER 18292380; FOR DVC 6000; CONTAINS: 1 SPRING BIAS GE19919X0222; HEX NUT 1A3303X00122; PLAIN WASHER 1A4988X00122; E RING 1E4553389922; PAN HD MACH SCREW 1N10183X0222; PAN HD MACH SCREW | KI | 20 | 0 | 0 | NO | 212.5181 | 32994.9606 | FISHER | 19B5403X012 |  | 01,22 | 1 | 2AAB | [7 empty] | 41245 | 45679 |  | -1 | 1
9538 | 29200000TL | 03483 | EGC042016 | P | 58030039 | 58 | EGTL Spares | Mtce | 54 | 54D | PACKING:CONTROL VALVE | PTFE/CARBON,VEE | Packing / Glands / Stuffing Boxes : OD 16 MM X ID 10 MM, 3.241 NB 1 IN - 3 IN 3.248 NB 1 IN - 2 IN ANSI 150/300, 110-LV-1715B, 110-LV-2715A, 110-LV-2715B, 110-XV-1209, 110-XV-2209, 110-XV-0617, 110-PV-0611, 110-XV-0724, 110PV-0705 | EA | 6 | 1 | 3 | NO | 131.91 | 21179.3733 | SAMSON CONTROLS | 0430-0404 |  | 01,22 | 1 | 2CAB | 1BBB |  | EB 8093 EN |  |  |  |  | 41086 | 44455
9539 | 29200000TL | 03483 | EGC024024 | P | 58030045 | 58 | EGTL Spares | Mtce | 51 | 51Z | SWITCH: SELECTOR 2.4 IN | CRITICAL POWER GENERATOR | GE - ITI SERIES 95 SWITCHES INSTRUMENT AND CONTROL SWITCH DETENT SELECTOR CATALOG NO. 9524301B, 30A MAINTAINED, EIGHT POSITION STAY PUT,8 NO, OVAL HANDLE OPERATED, ENGINE, 2.4 INCHES DEPTH BEHIND PANEL, PART 4, STAY PUT, ENGINE, 2.4 INMATERIAL QA CODE: 07 | EA | 2 | 0 | 0 | NO | 211.81 | 53976.9314 | ITI | 9524301B |  | 01,10,22 | 1 | 1AXX | 1BBB |  | EGTL1-MPS-ELE-SC-730054 |  |  | SERIES 95 |  | 41086
9540 | 29200000TL | 03483 | EGC024012 | P | 58030046 | 58 | EGTL Spares | Mtce | 51 | 51Z | SWITCH: SELECTOR 2.9 IN | SYNC MODE,ROTARY CAM | GE - ITI SERIES 95 SWITCHES INSTRUMENT AND CONTROL SWITCH DETENT SELECTOR CATALOG NO. 9524202B, 30A,MAINTENED,DOUBLE THROW W/ OFF,3 POSITION,OVAL HANDLE OPERATED,OPEN ENCLOSURE, PLASTIC, 2.9 INCHES DEPTH BEHIND PANEL, PLASTIC, 2.9 INCHES DEPTH BEHIND PANE | EA | 2 | 0 | 0 | NO | 345.205 | 91848.1128 | GE - ITI INSTRUMENT& CONT | 9524202B |  | 07 | 1 | 1AXX |  |  | 9271E01-5 |  |  | SERIES 95 SWITCHES |  | 41086
9541 | 29200000TL | 03483 | EGC023025 | P | 58030047 | 58 | EGTL Spares | Mtce | 51 | 51Z | SWITCH: PUSHBUTTON | FLUSH HD,10A AC,2.5A DC | Electric-Other : MOM,1NO,GREEN,PLASTIC ENCLOSURE,PANEL MOUNT | EA | 11 | 0 | 0 | NO | 54.9165 | 8525.925 | A-B | 800T-A1D1 |  | 01,10,22 | 1 | 1BAB |  |  | 9271E01-5 |  |  |  |  | 41086
9542 | 29200000TL | 03483 | EGC031022 | P | 58060226 | 58 | EGTL Spares | Mtce | 76 | 76Z | VACUUM:ROTARY VANE | TWO-STAGE OIL SEALED | Pumps-Other : | EA | 1 | 0 | 0 | NO | 6641.4878 | 1031090.98 |  |  |  | 00 | [9 empty] | 41425
9543 | 29200000TL | 03483 | EGC019002 | P | 58060442 | 58 | EGTL Spares | Mtce | 56 | 56Z | U-BOLT:M10,3IN CARBON STEEL,HD | FIRED HEATERS | SPARE PART FOR HEATER NO.120-HF-101B | EA | 8 | 0 | 0 | NO | 0 | 0 | BOUSTEAD INTERNATIONAL HE |  |  | 00 | [5 empty] | EGTL ZZ ITEMS |  |  |  | 43260 | 43279
9544 | 29200000TL | 03483 | EGC019002 | P | 58060443 | 58 | EGTL Spares | Mtce | 56 | 56Z | U-BOLT:M10,1 IN CARBON STEEL,H | FIRED HEATERS | SPARE PART FOR HEATER NO.120-HF-101A | EA | 10 | 6 | 10 | NO | 0 | 0 | BOUSTEAD INTERNATIONAL HE |  |  | 00 | [5 empty] | EGTL ZZ ITEMS |  |  |  | 43260 | 43834
9545 | 29300000TL | 03483 | EGC020010 | P | 58060859 | 58 | EGTL Spares | Mtce | 14 | 14Z | GLASS: TEMPERED SIZE 4 | LASS | Instruments - Other & Parts : Jergusson Reflex Glass (Tempered Borosilicate) | EA | 3 | 2 | 3 | YES | 94.64 | 34118.0288 | CLARK RELIANCE | V16757-2/4 |  | 00 | 1 |  | 2BBB |  |  | 73790 |  |  |  | 43876 |  | 43936
9546 | 29300000TL | 03483 | EGC020010 | P | 58060860 | 58 | EGTL Spares | Mtce | 14 | 14Z | COVER: JERGUSON SIZE 4 | Jerguson Size 4 IFG-5500 Cover | Instruments - Other & Parts : IFG-5500 for Series R-20 | EA | 2 | 1 | 2 | YES | 336.72 | 121388.6586 | CLARK RELIANCE | V2-2-A5 |  | 01 | 1 |  | 2BBB |  |  | 73791 |  |  |  | 43876 |  | 43936
9547 | 29300000TL | 03483 | EGC020010 | P | 58060861 | 58 | EGTL Spares | Mtce | 14 | 14Z | CUSHION | JERGUSON SIZE 4 | Instruments - Other & Parts : IFG-5500 for Series R-20 | EA | 3 | 2 | 3 | YES | 6.45 | 2325.246 | CLARK RELIANCE | V18980-2/4 |  | 00 | 1 |  | 2BBB |  |  | 73791 |  |  |  | 43876 |  | 43936
9548 | 29300000TL | 03483 | EGC020010 | P | 58060863 | 58 | EGTL Spares | Mtce | 14 | 14Z | SHIELD | MICA | Instruments - Other & Parts : Jerguson Size 7 High Quality | EA | 3 | 2 | 3 | YES | 97.32 | 35084.1775 | CLARK RELIANCE | V2-P8092 7 |  | 00 | 1 |  | 2BBB |  |  | 73791 |  |  |  | 43876 |  | 43936
9549 | 29300000TL | 03483 | EGC020010 | P | 58060864 | 58 | EGTL Spares | Mtce | 54 | 54A | GASKET: SIZE 4 | Jerguson Size 4 IFG-5500 Seal | Gaskets : IFG-5500 Seal Jerguson IFG-5500 Seal/Cushion Gasket for Series 20/32/L10 | EA | 3 | 2 | 3 | YES | 6.45 | 2325.246 | CLARK RELIANCE | V18980-2 |  | 01 | 1 |  | 2BBB |  |  | 73791 |  |  |  | 43876 |  | 43936
9550 | 29200000TL | 03483 | EGC045027 | S | 58061212 | 58 | EGTL Spares | Mtce | 56 | 56Z | BOLT: STUD, 5/8 IN X 180MM LG. | WITH TWO HEAVY HEX NUTS | Fasteners / Hardware : ASSEMBLED; ALLOY STEEL ASTM A193 GRADE B7 ASTM A194 GRADE 2H | EA | 1 | 30 | 50 | NO | 0.3974 | 78.7255 | LAMONS |  |  | 02 | 1 | 2BAC | [7 empty] | 42092 | 45180 | [5 empty] | -8 | 1
9551 | 29200000TL | 03483 | EGC045009 | P | 58061214 | 58 | EGTL Spares | Mtce | 56 | 56Z | BOLT: STUD, 3/4 IN X 210MM LG. | WITH TWO HEAVY HEX NUTS | Fasteners / Hardware : ASSEMBLED; ALLOY STEEL ASTM A193 GRADE B7 ASTM A194 GRADE 2H | EA | 31 | 11 | 19 | NO | 6.06 | 2184.63 | LAMONS |  |  | 02 | 1 | 2BAC | [7 empty] | 42092 | 43746 | 43781
9552 | 29200000TL | 03483 | EGC044002 | P | 58061218 | 58 | EGTL Spares | Mtce | 56 | 56Z | BOLT: STUD, 3/4 IN X 80MM LG. | WITH TWO HEAVY HEX NUTS | Fasteners / Hardware : ASSEMBLED; ALLOY STEEL ASTM A193 GRADE B7 ASTM A194 GRADE 2H | EA | 55 | 50 | 100 | NO | 0.4119 | 81.6 | LAMONS |  |  | 02 | 1 | 2BAC | [7 empty] | 42092 | 44654
9553 | 29200000TL | 03483 | EGC045016 | P | 58061225 | 58 | EGTL Spares | Mtce | 56 | 56Z | BOLT: STUD, 1/2 IN X 50MM LG. | WITH TWO HEAVY HEX NUTS | Fasteners / Hardware : ASSEMBLED; ALLOY STEEL ASTM A193 GRADE B7 ASTM A194 GRADE 2H | EA | 44 | 0 | 0 | NO | 0.3829 | 75.8575 | LAMONS |  |  | 02 | 1 | 2BAC | [7 empty] | 42092 | 42762
9554 | 29300000TL | 03483 | EGC045025 | P | 58061235 | 58 | EGTL Spares | Mtce | 56 | 56Z | BOLT: STUD, 3/4 IN X 255MM LG. | WITH TWO HEAVY HEX NUTS | Fasteners / Hardware : ASSEMBLED; ALLOY STEEL ASTM A193 GRADE B7 ASTM A194 GRADE 2H | EA | 50 | 4 | 7 | YES | 6.928 | 6369.6165 | LAMONS |  |  | 02 | 1 | 2BAC | [6 empty] | GIL569 | 43770 | 44893 | 45064
9555 | 29200000TL | 03483 | EGC045025 | P | 58061242 | 58 | EGTL Spares | Mtce | 56 | 56Z | BOLT: STUD, 7/8 IN X 115MM LG | WITH TWO HEAVY HEX NUTS | Fasteners / Hardware : ASSEMBLED; ALLOY STEEL ASTM A193 GRADE B7 ASTM A194 GRADE 2H | EA | 1 | 0 | 0 | NO | 1.105 | 218.9005 | LAMONS |  |  | 02 | 1 | 2BAC | [7 empty] | 42092
9556 | 29300000TL | 03483 | EGC045031 | P | 58061243 | 58 | EGTL Spares | Mtce | 56 | 56Z | BOLT: STUD, 7/8 IN X 125MM LG | WITH TWO HEAVY HEX NUTS | Fasteners / Hardware : ASSEMBLED; ALLOY STEEL ASTM A193 GRADE B7 ASTM A194 GRADE 2H | EA | 52 | 11 | 16 | YES | 8.95 | 3396.525 | LAMONS |  |  | 02 | 1 | 2BAC | [7 empty] | 43782 | 44578 | 43912
9557 | 29200000TL | 03483 | EGC045032 | P | 58061255 | 58 | EGTL Spares | Mtce | 56 | 56Z | BOLT: STUD, 7/8 IN X 230MM LG | WITH TWO HEAVY HEX NUTS | Fasteners / Hardware : ASSEMBLED; ALLOY STEEL ASTM A193 GRADE B7 ASTM A194 GRADE 2H | EA | 20 | 7 | 12 | NO | 10.0831 | 3088.933 | LAMONS |  |  | 02 | 1 | 2BAC | [7 empty] | 42092 | 44497 | 43738
9558 | 29300000TL | 03483 | EGC045016 | P | 58061260 | 58 | EGTL Spares | Mtce | 56 | 56Z | BOLT: STUD, 1 IN X 120MM LG | WITH TWO HEAVY HEX NUTS | Fasteners / Hardware : ASSEMBLED; ALLOY STEEL ASTM A193 GRADE B7 ASTM A194 GRADE 2H | EA | 50 | 35 | 50 | YES | 6.2 | 2542 | LAMONS |  |  | 02 | 1 | 2BAC | [7 empty] | 43770 |  | 44344
9559 | 29200000TL | 03483 | EGC044002 | P | 58061261 | 58 | EGTL Spares | Mtce | 56 | 56Z | BOLT: STUD, 1 IN X 135MM LG | WITH TWO HEAVY HEX NUTS | Fasteners / Hardware : ASSEMBLED; ALLOY STEEL ASTM A193 GRADE B7 ASTM A194 GRADE 2H | EA | 24 | 0 | 0 | NO | 0.7796 | 271.8367 | LAMONS |  |  | 02 | 1 | 2BAC | 2BAC | [6 empty] | 42092 | 43711
9560 | 29200000TL | 03483 | EGC039027 | P | 58061286 | 58 | EGTL Spares | Mtce | 56 | 56Z | BOLT: STUD, 1-1/8IN X 155MM LG | WITH TWO HEAVY HEX NUTS | Fasteners / Hardware : ASSEMBLED; ALLOY STEEL ASTM A193 GRADE B7 ASTM A194 GRADE 2H | EA | 50 | 0 | 0 | NO | 13.866 | 4248.9293 | LAMONS |  |  | 02 | 1 | 2BAC | 1CCC | [6 empty] | 42092 | 43412 | 43609
9561 | 29300000TL | 03483 | EGC043034 | S | 58061299 | 58 | EGTL Spares | Mtce | 56 | 56Z | BOLT: STUD, 5/8 IN X 105MM LG. | WITH TWO HEAVY HEX NUTS | Fasteners / Hardware : ASSEMBLED; ALLOY STEEL ASTM A193 GRADE B7 ASTM A194 GRADE 2H | EA | 22 | 25 | 37 | YES | 10.55 | 15829.9585 | LAMONS |  |  | 02 | 1 | 2BAC | 2BAC | [6 empty] | 43770 | 45518 | 45866 |  |  | -46 | 4 | -4 | 1
9562 | 29200000TL | 03483 | EGC045032 | P | 58061301 | 58 | EGTL Spares | Mtce | 56 | 56Z | BOLT: STUD, 5/8 IN X 115MM LG. | WITH TWO HEAVY HEX NUTS | Fasteners / Hardware : ASSEMBLED; ALLOY STEEL ASTM A193 GRADE B7 ASTM A194 GRADE 2H | EA | 4 | 25 | 37 | NO | 8.5521 | 2620.9402 | LAMONS |  |  | 02 | 1 | 2BAC | [7 empty] | 42092 | 44845 | 43418
9563 | 29200000TL | 03483 | EGC044013 | P | 58061311 | 58 | EGTL Spares | Mtce | 56 | 56Z | BOLT: STUD, 3/4IN X 110MM LG | WITH TWO HEAVY HEX NUTS | Fasteners / Hardware : ASSEMBLED; ALLOY STEEL ASTM A320 GRADE L7 ASTM A194 GRADE 7 | EA | 79 | 0 | 0 | NO | 5.9828 | 1819.6388 | LAMONS |  |  | 02 | 1 | 2BAC | [7 empty] | 42092 | 44744 | 42754
9564 | 29200000TL | 03483 | EGC044017 | P | 58061314 | 58 | EGTL Spares | Mtce | 56 | 56Z | BOLT: STUD, 7/8 IN X 140MM LG | WITH TWO HEAVY HEX NUTS | Fasteners / Hardware : ASSEMBLED; ALLOY STEEL ASTM A320 GRADE L7 ASTM A194 GRADE 7 | EA | 55 | 0 | 0 | NO | 9.0348 | 2714.1441 | LAMONS |  |  | 02 | 1 | 2BAC | [7 empty] | 42092 | 43569 | 43516
9565 | 29200000TL | 03483 | EGC043034 | P | 58061322 | 58 | EGTL Spares | Mtce | 56 | 56Z | BOLT:STUD ALL-THRD W/2 HEX NUT | SIZE: DIA:3/4 IN LG:90 MM | Fasteners / Hardware : ASSEMBLED; ALLOY STEEL ASTM A193 GRADE B16 / ASTM A194 GRADE 7L | EA | 13 | 0 | 0 | NO | 4.4139 | 1337.2049 | LONE STAR FASTENERS |  |  | 02 | 1 | 2BAC | 2BBB | [6 empty] | 42092 | 44613 | 43428
9566 | 29300000TL | 03483 | EGC044012 | P | 58061337 | 58 | EGTL Spares | Mtce | 56 | 56Z | BOLT: STUD, 5/8 IN X 85MM LG. | WITH TWO HEAVY HEX NUTS | Fasteners / Hardware : ASSEMBLED; ALLOY STEEL ASTM A320 GRADE L7 ASTM A194 GRADE 7 | EA | 14 | 9 | 14 | YES | 2.05 | 3295.785 | LAMONS |  |  | 02 | 1 | 2BAC | 1BBB | [6 empty] | 43770 | 45110 | 45389 |  |  |  |  | -4 | 1
9567 | 29200000TL | 03483 | EGC025027 | P | 58061387 | 58 | EGTL Spares | Mtce | 54 | 54A | GASKET: SPIRAL WOUND, 4 IN | ASME B16.20; CLASS 150 | Gaskets : STAINLESS STEEL WINDING; GRAPHITE FILLER; TYPE 304 STAINLESS STEEL INNER RING; TYPE 304 STAINLESS STEEL OUTER RING | EA | 33 | 3 | 4 | NO | 19.66 | 5147.636 | LAMONS GASKET COMPANY |  |  | 01,02 | 1 | 2BAC | [5 empty] | WRI |  | 42298 | 45945 | 43468 | -24 | 3 | -16 | 1
9568 | 29300000TL | 03483 | EGC025027 | S | 58061389 | 58 | EGTL Spares | Mtce | 54 | 54A | GASKET: SPIRAL WOUND, 8 IN | ASME B16.20; CLASS 150 | STAINLESS STEEL WINDING; GRAPHITE FILLER; TYPE 304 STAINLESS STEEL INNER RING; TYPE 304 STAINLESS STEEL OUTER RING | EA | 7 | 10 | 15 | YES | 60 | 87542.4 | LAMONS GASKET COMPANY |  |  | 01,02 | 1 | 2BAC | 2BBB | [6 empty] | 43969 | 45959 | 45995 | -15 | 3
9569 | 29300000TL | 03483 | EGC025004 | P | 58061399 | 58 | EGTL Spares | Mtce | 54 | 54A | GASKET: SPIRAL WOUND, 3/4 IN | ASME B16.20; CLASS 150 | STAINLESS STEEL WINDING; POLYTETRAFLUOROETHYLENE FILLER; CARBON STEEL OUTER RING | EA | 10 | 2 | 4 | YES | 58.1582 | 62110.3918 | LAMONS GASKET COMPANY |  |  | 01,02 | 1 | 2BAC | 2BBB | [6 empty] | 43971 | 45635 | 45691 |  |  | -6 | 1
9570 | 29200000TL | 03483 | EGC026023 | P | 58061408 | 58 | EGTL Spares | Mtce | 54 | 54A | GASKET: SPIRAL WOUND,12 IN | IR-SS; OR-CS ASME B16.20;300LB | STAINLESS STEEL WINDING; GRAPHITE FILLER; TYPE 304 STAINLESS STEEL INNER RING; CARBON STEEL OUTER RIN; ASME B16.20; CLASS 300 | EA | 5 | 3 | 6 | NO | 16.6473 | 5083.25 | FLEXITTALIC / LAMONS GASK |  |  | 01,02 | 1 | 2BAC | 1BBB |  |  |  |  | CGI |  | 43016 | 43949
9571 | 29200000TL | 03483 | EGC026021 | P | 58061414 | 58 | EGTL Spares | Mtce | 54 | 54A | GASKET: SPIRAL WOUND, 3 IN | ASME B16.20; CLASS 300 | Gaskets : STAINLESS STEEL WINDING; GRAPHITE FILLER; TYPE 304 STAINLESS STEEL INNER RING; CARBON STEEL OUTER RING | EA | 33 | 0 | 0 | NO | 7.513 | 1476.313 | LAMONS GASKET COMPANY |  |  | 01,02 | 1 | 2BAC | [7 empty] | 42298 | 45797 | 42342 | -20 | 2 | -2 | 1 | -17 | 4
9572 | 29300000TL | 03483 | EGC020009 | S | 58061419 | 58 | EGTL Spares | Mtce | 54 | 54A | GASKET: SPIRAL WOUND, 2 IN | ASME B16.20; CLASS 300 | GASKET, SPIRAL WOUND;NPS 2; ASME B16.20; ASME B16.5 CLASS 300; INCOLOY 825 WINDING; GRAPHITE FILLER; INCOLOY 825 INNER RING; CARBON STEEL OUTER RING | EA | 5 | 3 | 5 | YES | 30 | 44918.7 | LAMONS GASKET COMPANY |  |  | 01,02 | 1 | 2BAC | [7 empty] | 43785 |  | 45860
9573 | 29300000TL | 03483 | EGC020009 | P | 58061420 | 58 | EGTL Spares | Mtce | 54 | 54A | GASKET: SPIRAL WOUND, 3 IN | ASME B16.20; CLASS 300 | GASKET SPIRAL WOUND; ASME B16.20; ASME B16.5 CL 300; INCOLOY 825 WDG; GRAPHITE FILLER; INCOLOY 825 INNNER RING; CS OUTER RING | EA | 2 | 1 | 2 | YES | 120 | 183104.4 | LAMONS GASKET COMPANY |  |  | 01,02 | 1 | 2BAC | [7 empty] | 43785 |  | 45712
9574 | 29300000TL | 03483 | EGC044031 | P | 58061466 | 58 | EGTL Spares | Mtce | 56 | 56Z | BOLT:STUD, 5/8 IN X 125MM LG | WITH TWO HEAVY HEX NUTS | (8UN THDS); ASSEMBLED, STAINLESS STEEL, ASTM A193 GRADE B8 CLASS 2, ASTM A194 GRADE 8. | EA | 21 | 28 | 40 | YES | 7.43 | 11399.4775 | BEA S.R.L. |  |  | 02 | [9 empty] | 43785 | 45978 | 45709 | -10 | 1
9575 | 29200000TL | 03483 | EGC019018 | P | 58061537 | 58 | EGTL Spares | Mtce | 56 | 56Z | BOLT: MACHINE HEAVY HEX HEAD | 3/4 IN X 155MM LG | WITH TWO WASHERS WITH HEAVY HEX NUT; ASSEMBLED CARBON STEEL ASTM A307 GRADE B ASTM A563 GRADE A | EA | 40 | 0 | 0 | NO | 2.191 | 668.94 | BEA S.R.L. |  |  | 02 |  |  | 2BAB | [6 empty] | 43316
9576 | 29200000TL | 03483 | EGC018027 | P | 58061551 | 58 | EGTL Spares | Mtce | 56 | 56Z | NUT: 1-3/8 IN HEAVY HEX | ALLOY STEEL | ASTM A193 GRADE B7 | EA | 92 | 0 | 0 | NO | 0 | 0 | AALL AMERICAN FASTENERS |  |  | 01,21,22 |  |  | 2BAB | [6 empty] | 43411
9577 | 29200000TL | 03483 | EGC018018 | P | 58061665 | 58 | EGTL Spares | Mtce | 56 | 56Z | BOLT:STUD,1-3/8 IN X 255MM LG | W/TWO HEAVY HEX NUTS | ASSEMBLED; STAINLESS STEEL, ASTM A193 GRADE B8T CLASS 2, ASTM A194 GRADE 8MA150-ES-122 | EA | 40 | 0 | 0 | NO | 504.4 | 154522.94 | HYDROBOLT USA |  |  | 02 |  |  | 2BAB | [6 empty] | 43411 |  | 43433
9578 | 29200000TL | 03483 | EGC045003 | P | 58062004 | 58 | EGTL Spares | Mtce | 56 | 56Z | BOLT: MACHINE 3/4 IN X 65MM LG | WITH NUTS CARBON STEEL | GRADE B7 | EA | 3 | 2 | 3 | NO | 17.25 | 5286.2625 | BEA S.R.L. |  |  | 02 |  | 2BAC | 2BBB | [6 empty] | 42123 |  | 43350
9579 | 29200000TL | 03483 | EGC024020 | P | 58062034 | 58 | EGTL Spares | Mtce | 56 | 56Z | WASHER | 1/2 IN UNC. | AUSTENITIC STAINLESS STEEL | EA | 400 | 200 | 400 | NO | 2.5 | 766.15 | LAMONS |  |  | 01 |  |  | 2BAB | [6 empty] | 43426 | 43767
9580 | 29200000TL | 03483 | EGC020021 | P | 58062035 | 58 | EGTL Spares | Mtce | 56 | 56Z | WASHER | 7/8 IN UNC. | AUSTENITIC STAINLESS STEEL | EA | 400 | 200 | 400 | NO | 0 | 0 | LAMONS |  |  | 01 |  |  | 2BAB | [6 empty] | 43426
9581 | 29200000TL | 03483 | EGC045012 | P | 58062052 | 58 | EGTL Spares | Mtce | 56 | 56Z | BOLT: STUD, 1-3/8IN X 240MM LG | WITH TWO HEAVY HEX NUTS | A.STL B7/2H TO AP SPEC 4WPI-MWCK01 | EA | 3 | 2 | 3 | NO | 17.25 | 5286.2625 | LAMONS |  |  | 02 |  |  | 2BBB | [6 empty] | 43310 |  | 43350
9582 | 29200000TL | 03483 | EGC046048 | P | 58062075 | 58 | EGTL Spares | Mtce | 53 | 53Z | FERRULES: SS BACK 1IN | 316 STAINLESS STEEL | BACK FERRULE FOR 1 IN. SWAGELOK TUBE FITTING | EA | 50 | 0 | 0 | NO | 0 | 0 | SWAGELOK | SS-1614-1 |  | 00 |  |  | 1BBB | [6 empty] | 43062
9583 | 29200000TL | 03483 | EGC046051 | P | 58062092 | 58 | EGTL Spares | Mtce | 53 | 53Z | TEE: FEMALE, SS-16-T | STAINLESS STEEL | PIPE FITTING, TEE, 1 IN. FEMALE NPT (DUPLICATE SYMBOL NUMBER 58062083) | EA | 40 | 0 | 0 | NO | 0 | 0 | SWAGELOK | SS-16-T |  | 02,22 |  |  | 1BBB | [6 empty] | 43063 | 44322
9584 | 29200000TL | 03483 | EGC032005 | P | 58062100 | 58 | EGTL Spares | Mtce | 53 | 53Z | VALVE | OLIVER SET, 3/4X1/2 IN | 910.11 300 VALV 3/4 MNPT M X 1/2 FNPT SOFT SS WIKA NUMBER 4339917 6000PSI OLIVER VALVES GM175/50S/AG | EA | 31 | 0 | 0 | NO | 84.633 | 25836.77 | SWAGELOK | 179 |  | 02 |  |  | 1BBB | [6 empty] | 43139 | 45837 |  | -2 | 2
9585 | 29200000TL | 03483 | EGC020004 | P | 58062113 | 58 | EGTL Spares | Mtce | 53 | 53Z | CLAMP: STAUFF TUBING 1/4 IN | SWAGELOK | ORDER CODE: SP-106, 4A-PP-DP-AS-M-W | EA | 20 | 0 | 0 | NO | 0 | 0 | SWAGELOK | CRA1064APPDPASMW3A |  | 01 |  |  | 1BBB | [6 empty] | 43063 | 44515
9586 | 29200000TL | 03483 | EGC024002 | P | 58062143 | 58 | EGTL Spares | Mtce | 53 | 53Z | ZZ-QSML-1/4-4MM | SWAGELOK | 3/4" HEX THREADED PLUG F304/F304L, STAINLESS STEEL | EA | 6 | 0 | 0 | NO | 0 | 0 | SWAGELOK |  |  | 00 |  |  | 1CCC | [6 empty] | 43104
9587 | 29200000TL | 03483 | EGC046039 | P | 58062163 | 58 | EGTL Spares | Mtce | 53 | 53Z | PLUG: 3/4 IN TUBE | SWAGELOK | 3/4" TUBE PLUGS, PART# SS-1210-P | EA | 188 | 100 | 200 | NO | 0 | 0 | SWAGELOK | SS-1210-P |  | 01 |  |  | 1BBB | [6 empty] | 43026 | 44366
9588 | 29200000TL | 03483 | EGC046019 | P | 58062183 | 58 | EGTL Spares | Mtce | 53 | 53Z | NIPPLE: HEX, SS-16-HLN-3-1 | SWAGELOK | 316 SS; 3" LONG ASTM A-276; SS-16-HLN-3.00 | EA | 149 | 0 | 0 | NO | 0 | 0 | SWAGELOK | SS-16-HLN-3-1 |  | 01,02,22 |  |  | 1BBB | [6 empty] | 43001
9589 | 29200000TL | 03483 | EGC046032 | P | 58062187 | 58 | EGTL Spares | Mtce | 53 | 53Z | ADAPTOR:REDUCING,SS-16-RA-12 | SWAGELOK | 1" MNPT X 3/4" FNPT REDUCING ADAPTOR (SS-16-RA-12) | EA | 40 | 0 | 0 | NO | 0 | 0 | SWAGELOK | SS-16-RA-12 |  | 01 |  |  | 1BBB | [6 empty] | 43406
9590 | 29200000TL | 03483 | EGC020014 | P | 58062188 | 58 | EGTL Spares | Mtce | 53 | 53Z | BUSHING: REDUCING TUBE | SWAGELOK | PART NO.: SS-16-RB-6 DESCRIPTION: SS SWAGELOK TUBE FITTING REDUCING BUSHING; 1" MALE X 3/8" FNPT | EA | 4 | 2 | 4 | NO | 0 | 0 | SWAGELOK | SS-16-RB-6 |  | 01 |  |  | 1BBB | [6 empty] | 43666
9591 | 29200000TL | 03483 | EGC046053 | P | 58062209 | 58 | EGTL Spares | Mtce | 53 | 53Z | REDUCER: SS-810-7-16SC11 | SWAGELOK | 1/2" TUBE X 1" FNPT REDUCER OXYGEN CLEAN | EA | 3 | 0 | 0 | NO | 0 | 0 | SWAGELOK | SS-810-7-16SC11 |  | 02,21,22 |  |  | 1BBB | [6 empty] | 43088
9592 | 29200000TL | 03483 | EGC046043 | P | 58062218 | 58 | EGTL Spares | Mtce | 53 | 53Z | VALVE: BALL, SS-83TF8 | SWAGELOK | 1/2" FNPT X 1/2" FNPT 1/4-TURN BALL VALVE 316 SS 150 PSI/200 DEG C PTFE PACKING ASTM A-276 | EA | 40 | 0 | 0 | NO | 0 | 0 | SWAGELOK | SS-83TF8 |  | 02 |  |  | 1BBB | [6 empty] | 43063 | 45256 | [5 empty] | -3 | 1
9593 | 29200000TL | 03483 | EGC020028 | P | 58062231 | 58 | EGTL Spares | Mtce | 53 | 53Z | HOSE: SS-FM4SL4SL4-36 | SWAGELOK | PART NO.: SS-FM4SL4SL4-36 DESCRIPTION; 316 SS SWAGELOK FITTING BRAID HOSE 1/4 IN. TUBE-36" LENGTH | EA | 8 | 4 | 8 | NO | 0 | 0 | SWAGELOK | SS-FM4SL4SL4-36 |  | 01 |  |  | 1BBB | [6 empty] | 43406
9594 | 29200000TL | 03483 | EGC022012 | P | 58062442 | 58 | EGTL Spares | Mtce | 56 | 56Z | BOLT: MACHINE HEAVY HEX HEAD | 3/4 IN X 115MM LONG | WITH TWO WASHERS W/HEAVY HEX NUT;_; ASSEMBLED; CARBON STEEL ASTM A307 GRADE B ASTM A563 GRADE A | EA | 6 | 0 | 0 | NO | 2.1378 | 652.68 | BEA S.R.L. |  |  | 02 |  | 2BAC | [7 empty] | 43321 | 45170 | [5 empty] | -76 | 2
9595 | 29200000TL | 03483 | EGC021016 | P | 58062557 | 58 | EGTL Spares | Mtce | 51 | 51E | PUSH BUTTON: GREEN FLUSH | N.O. CONT/ (START) | P/N: 800T-A1D1, FOR UNIT LV MCC FOR PREFABRICATED POWER HOUSES ZZ-PEL007-SL-694 | EA | 9 | 5 | 10 | NO | 0 | 0 | POWELL ELECTRICAL SYSTEMS |  |  | 00 |  | 2BAC | [7 empty] | 43088 | 43171
9596 | 29200000TL | 03483 | EGC046034 | P | 58062727 | 58 | EGTL Spares | Mtce | 51 | 51Z | GLAND | CABLE 1/2 IN |  | EA | 11 | 0 | 0 | NO | 0 | 0 | HAWKE |  |  | 00 |  |  | 2BAB | [6 empty] | 43232 | 45495 |  |  |  | -1 | 1
9597 | 29200000TL | 03483 | EGC026023 | P | 58062790 | 58 | EGTL Spares | Mtce | 56 | 56Z | PHOTOCELL | EV2IH20 |  | EA | 2 | 0 | 0 | NO | 611.8763 | 187465.9135 |  |  |  | 00 |  |  | 2CBC | [6 empty] | 43372 | 44897 | 43425
9598 | 29200000TL | 03483 | EGC019011 | P | 58063213 | 58 | EGTL Spares | Mtce | 87 | 87A | LOCTITE | THREAD SEALANT | LOCTITE, THREAD SEALANT WITH PTFE, | EA | 19 | 0 | 0 | NO | 0 | 0 |  |  |  | 00 | 1 | 2BAC | 2CBC | [6 empty] | 43230 | 45698 |  | -1 | 1
9599 | 29300000TL | 03483 | EGC025019 | P | 58063316 | 58 | EGTL Spares | Mtce | 14 | 14H | RELAY | FLAME IONISATION | FLAME IONISATION RELAY,( IRIS;600) JOHN ZINK P/N SP1-1405-0086,ZZ-FIR-600M | EA | 3 | 2 | 3 | YES | 1166.62 | 1718559.5882 | BOUSTEAD INTERNATIONAL HE | SP1-1405-0086 |  | 00 | 1 |  | 1CCC |  |  |  |  | SP1-1405-0086 | WOTL061 | 43770 | 45965 | 45971 | -7 | 3 | -4 | 4 | -2 | 2
9600 | 29200000TL | 03483 | EGC026019 | P | 58063765 | 58 | EGTL Spares | Mtce | 66 | 66Z | TUBE: KLUBER ISOFLEX | GL55607-E3137-009 | KLUBER ISOFLEX LDS 18 45 GRAM TUBE; ECCN NO. EAR99 | EA | 1 | 0 | 0 | NO | 0 | 0 | AXISTRADE INC. |  |  | 00 | 1 | 2BAC | [7 empty] | 43372 | 45873 |  | -1 | 1 | -3 | 1
9601 | 29300000TL | 03483 | EGC024018 | P | 58063766 | 58 | EGTL Spares | Mtce | 66 | 66Z | TUBE: KLUBER QUIET | GL55607-E3137-010 | KLUBER QUIET BQ 72-72 400 GRAM TUBE; ECCN NO. EAR99 | EA | 4 | 11 | 16 | YES | 245 | 112802.9 |  |  |  | 00 | 1 | 2BAC | [7 empty] | 43782 | 45867 | 45064 | -12 | 3
9602 | 29300000TL | 03483 | EGC031011 | P | 58063832 | 58 | EGTL Spares | Mtce | 66 | 66Z | KIT:GLOBE VALVE RF FLANGE | 16IN, 600LB, MAX PR. 47BARG. | FISHER CONTROLS GLOBE VALVE RF FLANGE 16IN, 600LB, MAX PR. 47BARG REPAIR KIT; PACKING SINGLE GRAPH/LAM 1-1/4"; PART NUMBER RPACKX00542. QA Code 01A, 02, 21 | EA | 4 | 1 | 2 | YES | 350.14 | 394854.6287 | FISHER CONTROLS LLC | RPACKX00542 |  | 01A, 02, 21 | 1 |  | 1BAB |  | EGTL1-MGN-INS-DS-202332 |  |  |  | FG168 | 43770 | 45618 | 45638 |  |  | -2 | 2
9603 | 29200000TL | 03483 | EG1015003 | P | 58063977 | 58 | EGTL Spares | Mtce | 14 | 14H | GUAGE: PRESSURE INDICATOR | 110-PI-2295 | PRESSURE GUAGE; 0-30BAR CONN 1/2" NPT, TYPE-632.50, 4'' , P/N-52345653 | EA | 4 | 0 | 0 | NO | 550 | 168173.5 |  |  |  | 00 | 1 | 2BAC | [7 empty] | 43230 |  | 43251
9604 | 29200000TL | 03483 | EGC019028 | P | 58063982 | 58 | EGTL Spares | Mtce | 64 | 64B | INDICATOR: TEMPRETURE | 172-TI-0004 | TEMPERATURE INDICATOR; STEM LENGTH 2.0'' RANGE 0-150' UNION CONNECTION, MODEL-TI.52 | EA | 2 | 0 | 0 | NO | 0 | 0 |  |  |  | 00 | 1 | 2BAC | [7 empty] | 43372
9605 | 29200000TL | 03483 | EG1015003 | P | 58064006 | 58 | EGTL Spares | Mtce | 14 | 14H | GUAGE: PRESSURE INDICATOR | 160-PI-0068 | PRESSURE GUAGE: 0-40BAR; 4.5'' CONNECTION 1/2'' NPT 58064006 is same as 58063994 | EA | 1 | 0 | 0 | NO | 590 | 180404.3 |  |  |  | 00 | 1 | 2BAC | [7 empty] | 43230 |  | 43251
9606 | 29200000TL | 03483 | EGC024015 | P | 58064027 | 58 | EGTL Spares | Mtce | 14 | 14H | GUAGE: PRESSURE GLY FILLED | SIZE: 2IN, 1/4IN NPT CONNECTIO | ASHCROFT 50 1008SL 02B STAINLESS STEEL PRESSURE GAUGE GLY FILLED, PRESSURE GUAGE 0-10 BAR ASHCRAFT 2'', CONNECTION 1/4" NPT; MODEL NUMBER: 50 1008SL 02B 10BAR, SERIAL NUMBER: 2037777, PART NUMBER: 662876857500. MATERIAL QA CODE: 01A & 07 | EA | 1 | 0 | 0 | NO | 0 | 0 | ASHCROFT | 662876857500 |  | 01,07 | 1 | 2BAC | [7 empty] | 43666 | 44775
9607 | 29200000TL | 03483 | EGC045003 | P | 58064436 | 58 | EGTL Spares | Mtce | 56 | 56Z | BOLT:MACHINE 1/2 IN DIAX85MM L | WITH NUT AND WASHER | GRADE B7 | EA | 1 | 0 | 1 | NO | 12.75 | 3907.2375 | BEA S.R.L. |  |  | 00 |  |  | 2BBB | [6 empty] | 42386 |  | 43350
9608 | 29200000TL | 03483 | EGC022018 | P | 58064439 | 58 | EGTL Spares | Mtce | 53 | 53A | FLANGE: WELDNECK 3/4 IN | RAISED FACE ASME B16.5 | CLASS 300 SCHEDULE 160 BORE STAINLESS STEEL ASTM A182 GRADE F316/F316L (DUAL-STAMPED) PFACADABBKIAJZ | EA | 3 | 0 | 0 | NO | 29.9892 | 9176.7 | USA INDUSTRIES INC |  |  | 00 | [9 empty] | 43429 | 44160
9609 | 29200000TL | 03483 | EGC024026 | P | 58064570 | 58 | EGTL Spares | Mtce | 54 | 54A | GASKET: 4 IN FLAT FACE | PN20/CL150, 1.5MM THICK, | FLEXITALLIC SIGMA 511 HIGH PERFORMANCE, BIAXIALLY ORIENTATED PTFE BASED MATERIAL CONTAINING A SILICA FILLER. GASKETS FLAT. MATERIAL QA CODE: 01A & 07 | EA | 10 | 12 | 24 | NO | 5.148 | 1577.55 | FLEXITALLIC | SIGMA511-1.5MM |  | 01A,02,22 | [7 empty] | SIGMA 511 |  | 43666 | 45914 |  | -2 | 1 |  |  | -2 | 1
9610 | 29200000TL | 03483 | EGC019002 | P | 58064574 | 58 | EGTL Spares | Mtce | 54 | 54A | GASKET:1-1/2 IN RAISED FACE | PN20/CL150, 1.5 MM THICK | FLAT, SIGMA 511 TO AP SPEC 4WPI-MWFG07 GWFAGGADAABDABAAQA Code 01A | EA | 8 | 0 | 0 | NO | 0.7275 | 222.3 | FLEXITALLIC |  |  | 01A | [9 empty] | 43364 | 45357 |  |  |  | -3 | 1
9611 | 29200000TL | 03483 | EGC023017 | P | 58064580 | 58 | EGTL Spares | Mtce | 54 | 54A | GASKET:2 IN RAISED FACE | PN20/CL150, 1.5 MM THICK | FLAT, SIGMA 511 TO AP SPEC 4WPI-MWFG07 GWFAGGADAABDABAAQA Code 01A | EA | 138 | 100 | 150 | NO | 1.0818 | 331.5 | FLEXITALLIC |  |  | 01A | [9 empty] | 43586 | 45947 |  | -2 | 2
9612 | 29300000TL | 03483 | EGC033006 | P | 58064621 | 58 | EGTL Spares | Mtce | 54 | 54A | GASKET: 3/4 IN | PN20/CL150, 4.5 MM THICK | (3.0 MM COMPRESSED), LSI S.STL / FLEXICARB, SPIRAL WOUND TO AP SPEC 4WPI-MWFG08 GWFAHGAAAABDAEAHQA Code 01A | EA | 8 | 1 | 2 | YES | 22.41 | 19515.369 | FLEXITALLIC |  |  | 01A | [9 empty] | 43770 | 44875 | 45065
9613 | 29200000TL | 03483 | EGC021016 | P | 58064669 | 58 | EGTL Spares | Mtce | 53 | 53A | SWAGE NIPPLE: 1 IN X 1/2 IN | CONCENTRIC SEAMLESS MSS SP-95 | PLAIN LARGE END X THREAD SMALL END; SCHEDULE 40S; STAINLESS STEEL ASTM A403 GRADE WP316/WP316L (DUAL-STAMPED) PWSCERUCEAIEZZ | EA | 4 | 0 | 0 | NO | 14.1609 | 4329 | PENN MACHINE |  |  | 00 | [9 empty] | 43091
9614 | 29200000TL | 03483 | EGC027018 | P | 58064808 | 58 | EGTL Spares | Mtce | 01 | 01A | BOLT: STUD M30 X 170 | MANIFOLD |  | EA | 6 | 4 | 10 | NO | 0 | 0 | AIR PRODUCTS |  |  | 00 | [9 empty] | 43346 | 45300 |  |  |  | -4 | 1
9615 | 29200000TL | 03483 | EGC045031 | P | 58064898 | 58 | EGTL Spares | Mtce | 56 | 56Z | SCREW: CAP 1-1/2 IN X 195 MM L | CARBON STEEL |  | EA | 15 | 0 | 0 | NO | 0 | 0 | BEA |  |  | 00 | 1 | [8 empty] | 42987
9616 | 29200000TL | 03483 | EGC019004 | P | 58065276 | 58 | EGTL Spares | Mtce | 56 | 56Z | BOLT:HEX 3/8 IN STAINLES STEEL | 3/8IN-16 |  | EA | 100 | 0 | 0 | NO | 0 | 0 | AIR PRODUCTS | 717029133601 |  | 00 | [9 empty] | 43246
9617 | 29200000TL | 03483 | EGC019003 | P | 58065283 | 58 | EGTL Spares | Mtce | 56 | 56Z | EYE BOLT | M24 |  | EA | 4 | 2 | 4 | NO | 31 | 9499.95 |  |  |  | 00 |  |  | 2CBC | [6 empty] | 43346 | 43677
9618 | 29200000TL | 03483 | EGC022012 | P | 58065284 | 58 | EGTL Spares | Mtce | 56 | 56Z | EYE BOLT: M12 | . |  | EA | 40 | 20 | 40 | NO | 0 | 0 |  |  |  | 00 | [9 empty] | 43346
9619 | 29200000TL | 03483 | EGC019016 | P | 58065285 | 58 | EGTL Spares | Mtce | 56 | 56Z | EYE BOLT: M16 | . |  | EA | 2 | 0 | 0 | NO | 0 | 0 | AALL AMERICAN FASTENERS |  |  | 00 | [9 empty] | 43412
9620 | 29200000TL | 03483 | EGC045002 | P | 58065298 | 58 | EGTL Spares | Mtce | 56 | 56Z | MC BOLT: M10 X 50 | WITH NUTS AND WASHERS |  | EA | 44 | 0 | 0 | NO | 0 | 0 |  |  |  | 00 | [9 empty] | 43364
9621 | 29300000TL | 03483 | EGC023011 | P | 58065313 | 58 | EGTL Spares | Mtce | 56 | 56Z | BOLT: STUD M16 X 75 | WITH ONE NUT | PORTLANDBOLT/BOLTSNUTSSCREWS STAINLESS STEEL 304 HEX BOLT DIN931: M16 X 75 https://www.boltsnutsscrewsonline.com/304-HEX-BOLT-DIN931-M16-X-75.2259?layout=grid | EA | 4 | 5 | 8 | YES | 25.79 | 37224.5738 | PORTLANDBOLT/BOLTSNUTSSCR | M16 X 75X304 |  | 01A,02 |  |  | 2BAB |  |  |  |  | DIN931: M16 X 75 |  | 43971 |  | 45798
9622 | 29200000TL | 03483 | EGC019016 | P | 58065325 | 58 | EGTL Spares | Mtce | 56 | 56Z | U-BOLT: 3/4 IN GALVANIZED | . |  | EA | 13 | 8 | 15 | NO | 0 | 0 | AALL AMERICAN FASTENERS |  |  | 00 | [9 empty] | 43412 | 45847 |  | -2 | 1
9623 | 29200000TL | 03483 | EGC019002 | P | 58065431 | 58 | EGTL Spares | Mtce | 01 | 01A | NAME PLATE:3-1/2 X 1-3/8 X 25 | GA.SS, TAGLB H-9, P/N2N10960 |  | EA | 50 | 25 | 50 | NO | 0 | 0 |  |  |  | 01, 02, 07, 21 | 1 | [8 empty] | 43231
9624 | 29200000TL | 03483 | EGC019002 | P | 58065447 | 58 | EGTL Spares | Mtce | 54 | 54A | GASKET: 2 IN SPIRAL WOUND | CLASS 300, API601, STLYE CGI | FLEXITALLIC GASKET 2IN, 300LB STLYE CGI, GRAPHITE FILLER INNER RING 304 AND OUTER RING 304QA Code 01A | EA | 6 | 0 | 0 | NO | 0 | 0 | FLEXITALLIC GASKET | STLYE CGI |  | 01A | 1 | [8 empty] | 43232 | 45147 | [5 empty] | -22 | 1
9625 | 29200000TL | 03483 | EGC019012 | P | 58065464 | 58 | EGTL Spares | Mtce | 56 | 56Z | U-BOLT: 8 IN | CARBON STEEL |  | EA | 24 | 15 | 30 | NO | 0 | 0 |  |  |  | 00 | [9 empty] | 43246 | 45877 |  | -3 | 2
9626 | 29300000TL | 03483 | EGC018025 | P | 58100014 | 58 | EGTL Spares | Mtce | 66 | 66H | DISC:RUPTURE,110-PSE-0666 | 80MM,300LB FLANGE, RAISED FACE | FOR HP LOX BUFFER VESSEL; MODEL NUMBER-PLOY-SD BT CSQA Codes 02, 01A, 21. | EA | 1 | 0 | 1 | YES | 2200.59 | 793312.695 | FIKE | 1507787 |  | 00 | 1 |  |  |  | EGTL1-APP-PRO-PI-100037 |  |  |  |  | 43782 |  | 43462
9627 | 29300000TL | 03483 | EGC018025 | P | 58100017 | 58 | EGTL Spares | Mtce | 66 | 66H | DISC:RUPTURE,110-PSE-0709 | 50MM,150LB FLANGE, RAISED FACE | FOR LIN STORAGE TANK; MODEL NUMBER-POLY-SD BT CSQA Codes 02, 01A, 21. | EA | 2 | 0 | 1 | YES | 2524.77 | 4059079.4813 | FIKE | 1507788 |  | 00 | 1 |  |  |  | EGTL1-APP-PRO-PI-100041 |  |  |  |  | 43782 | 44474 | 45533
9628 | 29300000TL | 03483 | EGC032011 | P | 58100052 | 58 | EGTL Spares | Mtce | 66 | 66H | VALVE:PRESSURE,110-PSV-1866 | INLET SIZE-19MM, OUTLET-25MM | VALVE FULL ASSEMBLY - MODEL#6010EDM01-KM0110QA Code 02, 04, 05, 07, 23, 27 | EA | 1 | 0 | 1 | YES | 357 | 146237.91 | KUNKLE | 6010EDM01AKM0110 |  | 00 | 1 |  | 1BBB |  | EGTL1-APP-PRO-PI-100016B |  |  |  |  | 43770 |  | 44360
9629 | 29300000TL | 03483 | EG1015001 | P | 58100150 | 58 | EGTL Spares | Mtce | 66 | 66H | VALVE:PRESSURE,130-PSV-1112 | INLET SIZE-12MM, OUTLET-12MM | INLET-THREADED - MALE, & OUTLET-THREADED - FEMALE,; FOR U30 TRN 1 SYNGAS ANALYZR SAMPL SYS; MODEL NUMBER-RL3QA Code 02, 04, 05, 07, 23, 27. | EA | 1 | 0 | 1 | YES | 680.59 | 1057126.4175 | SWAGELOK |  |  | 00 | 1 |  | 1BBB |  | INS-SC-300356 |  |  |  |  | 43785 |  | 45621
9630 | 29300000TL | 03483 | EG1015001 | P | 58100151 | 58 | EGTL Spares | Mtce | 66 | 66H | VALVE:PRESSURE,130-PSV-1113 | INLET SIZE-12MM, OUTLET-12MM | INLET-THREADED - MALE, & OUTLET-THREADED - FEMALE,; FOR U30 INTRNL RECYL ANALY SAMPL SYS STR 2; MODEL NUMBER-RL3QA Code 02, 04, 05, 07, 23, 27 | EA | 1 | 0 | 1 | YES | 680.59 | 1057126.4175 | SWAGELOK |  |  | 00 | 1 |  | 1BBB |  | INS-SC-300352 |  |  |  |  | 43785 |  | 45621
9631 | 29300000TL | 03483 | EG1015001 | P | 58100206 | 58 | EGTL Spares | Mtce | 66 | 66H | VALVE LOW PRESS. PROPORTIONAL | SIZE 1/2INMNPT X 1/2INFNPT | INLET-, & OUTLET-THREADED - FEMALE,; FOR CFPP MEASUREMENT SAMPLE RTRN; MODEL NUMBER-SS-R4S8QA Code 02, 04, 05, 07, 23, 27 | EA | 1 | 0 | 1 | YES | 1318.68 | 2048239.71 | SWAGELOK | SS-RL4S8 |  | 00 | 1 |  |  |  | EGTL1-SEA-INS-SC-500654 |  |  | RL4S8 |  | 43770 |  | 45621
9632 | 29300000TL | 03483 | EG1015001 | P | 58100225 | 58 | EGTL Spares | Mtce | 66 | 66H | VALVE:THERMAL,150-TSV-0866 | INLET SIZE-6MM, OUTLET-6MM | INLET-MNPT, & OUTLET-SWAGELOK TUBE FITTING,; FOR OIL SUPPLY FILTER; MODEL NUMBER-SS-4R3A1-AQA Code 02, 04, 05, 07, 23, 27 | EA | 1 | 0 | 1 | YES | 336.24 | 522264.78 | SWAGELOK |  |  | 00,02, 04, 05, 07, 23, 27 | 1 |  | 1BBB |  | EGTL1-MGN-PRO-PI-500265 |  |  |  |  | 43770 |  | 45621
9633 | 29200000TL | 03483 | EGC044023 | P | 58100305 | 58 | EGTL Spares | Mtce | 66 | 66H | VALVE:PRESSURE,172-PSV-0507 | INLET SIZE-12MM, OUTLET-25MM | INLET-THREADED - MALE, & OUTLET-THREADED - FEMALE,; FOR CWS TO 172-AX-0114/0115 SAMPLE SYS; MODEL NUMBER-1911OLCF2-CC-MS-31-MT-PT-LA | EA | 3 | 0 | 0 | NO | 918.6847 | 281540.1251 | SIEMENS | SA04835 |  | 01A,02,07 | 1 |  | 1BBB |  | INS-SC-720552 |  |  |  |  | 43073 | 44308
9634 | 29200000TL | 03483 | EGC020022 | P | 58100313 | 58 | EGTL Spares | Mtce | 66 | 66H | VALVE:THERMAL,172-TSV-0402A | INLET SIZE-6MM, OUTLET-6MM | INLET-MNPT,THREADED MALE & OUTLET-SWAGELOK TUBE FITTING,; FOR UNIT 72 OIL XFR PUMP DISCH; MODEL NUMBER-SS-4R3A1-A | EA | 6 | 0 | 1 | NO | 194.6933 | 59665.698 | SWAGELOK | 277285001 |  | 01A,02,07 | 1 |  | 1BBB |  | EGTL1-MGN-PRO-PI-720180 |  |  |  |  | 43073
9635 | 29200000TL | 03483 | EGC046063 | P | 58100321 | 58 | EGTL Spares | Mtce | 66 | 66H | VALVE: PRESSURE RELIEF HIGH | SIZE:1/4IN. MNPT X 1/4IN FNPT | PROPORTIONAL HIGH PRESSURE RELIEF VALVE: ORIFICE - 0.14 IN. (3.6 MM), �� MALE NPT/ FEMALE NPT, PN: SS-4R3A5, MODEL NUMBER: SS-4R3A5. Equip Tag :183-PSV-0534, 183-PSV-0535, 173-PSV-0610, 130-PSV-0330, 0331, 173-PSV-0608, 172-PSV-0058, 0038, 0042, 0037, 00 | EA | 3 | 6 | 8 | NO | 298.2404 | 91398.7433 | SWAGELOC | SS-4R3A5 |  | 00 | 1 |  | 1BBB |  | EGTL1-MPS-PRO-PI-730605 |  |  | D359024 |  | 43073 | 45647 | 43425 |  |  | -2 | 2 | -3 | 1
9636 | 29200000TL | 03483 | EG1015006 | P | 58100328 | 58 | EGTL Spares | Mtce | 66 | 66H | VALVE:PRESSURE,173-PSV-0612 | INLET SIZE-12MM, OUTLET-12MM | INLET-THREADED - MALE, & OUTLET-THREADED - FEMALE,; FOR CPG A JW HTR RELIEF; MODEL NUMBER-FB51040:VALVE FULL ASSEMBLY - MODEL# FB51040DO NOT REORDER DUE TO DUPLICATION ON SYMBOL 58100334 | EA | 3 | 0 | 0 | NO | 520.9037 | 187785.792 | AIRDYNE INTL.,INC | 08 16-203 |  | 01A,02,07 | 1 |  | 1BBB |  | EGTL1-MGN-PRO-PI-730601 |  |  |  |  | 43073 |  | 43411
9637 | 29200000TL | 03483 | EG1015006 | P | 58100330 | 58 | EGTL Spares | Mtce | 66 | 66H | VALVE:PRESSURE,173-PSV-0712 | INLET SIZE-12MM, OUTLET-12MM | INLET-THREADED - MALE, & OUTLET-THREADED - FEMALE,; FOR CPG B JW HTR RELIEF; MODEL NUMBER-FB51040DO NOT REORDER DUE TO DUPLICATION ON SYMBOL 58100334 | EA | 1 | 0 | 0 | NO | 520.9037 | 187785.792 | AIRDYNE INTL.,INC |  |  | 01A,02,07 | 1 |  | 1BBB |  | PRO-PI-730701 |  |  |  |  | 43073 |  | 43411
9638 | 29200000TL | 03483 | EG1015006 | P | 58100332 | 58 | EGTL Spares | Mtce | 66 | 66H | VALVE:PRESSURE,173-PSV-0812 | INLET SIZE-12MM, OUTLET-12MM | INLET-THREADED - MALE, & OUTLET-THREADED - FEMALE,; FOR CPG C JW HTR RELIEF; MODEL NUMBER-FB51040 DO NOT REORDER DUE TO DUPLICATION ON SYMBOL 58100334 | EA | 1 | 0 | 0 | NO | 520.9037 | 187785.792 | AIRDYNE INTL.,INC |  |  | 01A,02,07 | 1 |  | 1BBB |  | PRO-PI-730801 |  |  |  |  | 43073 |  | 43411
9639 | 29200000TL | 03483 | EG1015006 | P | 58100334 | 58 | EGTL Spares | Mtce | 66 | 66H | VALVE: PRESSURE SAFETY | SIZE:12.7MM X 12.7MM | KIM HOTSTART MFG. CO PRESSURE SAFETY VALVE 12.7MM X 12.7MM, SET - 6.2 BARG, BRONZE MATERIAL. | EA | 1 | 2 | 4 | NO | 520.9037 | 187785.792 | KIM HOTSTART MFG. CO | PRP203-018-000 |  | 01A,02,07 | 1 |  | 1BBB |  | EGTL1-MGN-PRO-PI-730901 |  |  | PRP203-018-000 |  | 43073 |  | 43411
9640 | 29300000TL | 03483 | EG1016003 | P | 58100336 | 58 | EGTL Spares | Mtce | 66 | 66H | VALVE:PRESSURE,173-PSV-2005 | INLET SIZE-19MM, OUTLET-MM | INLET-, & OUTLET-,; FOR 173-PX-008 JACKING OIL PUMP PROTECTION; MODEL NUMBER-RV10-26A-6T-N-301/4" Hex Allen Head, SAE 6 Porting, Buna N (STD) Seals, Spring ragnge - 27.6 to 206.9Barg | EA | 1 | 0 | 1 | YES | 139.5 | 58052.925 | HYDRAFORCE | RV10-26A-6T-N-30 |  | 01A,02,07 | 1 |  | 1BBB |  | PRO-PI-730231 |  |  | RV10-26A-6T-N-30 |  | 43770 |  | 44360
9641 | 29300000TL | 03483 | EG1015017 | P | 58100373 | 58 | EGTL Spares | Mtce | 66 | 66H | DISC:RUPTURE,183-PSE-0870 | 50MM,MNPT, | FOR STADIS 450 HOLDING TK; MODEL NUMBER-244OM-0020-AV :DISC RUPTURE - MODEL# 244OM-0020-AVQA Codes 02, 01A, 21 | EA | 1 | 0 | 1 | YES | 985 | 1515117.15 | MORRISON BROS. CO. |  |  | 00 | 1 |  | 1BBB |  | EGTL1-DTD-PRO-PI-830120 |  |  |  |  | 43785 | 45474 | 45600 |  |  | -1 | 1
9642 | 29200000TL | 03483 | EGC046009 | P | 58100380 | 58 | EGTL Spares | Mtce | 66 | 66H | Valve: Pressure Relief ½ inch | VALVE: PROPORTIONAL RELIEF | Orifice - 0.25 in. (6.4 mm), ½” Male NPT/ female NPT | EA | 1 | 10 | 20 | NO | 173.726 | 53225.3285 | SWAGELOK | SS-RL4S8 |  | 01A,02,07 | 1 |  | 1BBB |  | PRO-PI-830122 |  |  |  |  | 43073 | 44318 | 43467
9643 | 29200000TL | 03483 | EGC046053 | P | 58100452 | 58 | EGTL Spares | Mtce | 66 | 66H | VALVE:PRESSURE,190-PSV-0028 | INLET SIZE-12MM, OUTLET-12MM | INLET-THREADED - MALE, & OUTLET-THREADED - FEMALE,; FOR HYDROGEN MANIFOLD; MODEL NUMBER-SS-4R3A5SC11 :ORDERING NUMBER - SS-6R3A-MMQA Code 02, 04, 05, 07, 23, 27 | EA | 5 | 0 | 0 | NO | 207.63 | 63578.3823 | SWAGELOK | JM6471001 |  | 00 | 1 |  | 1BBB |  | EGTL1-MGN-ARC-DD-900233 |  |  |  |  | 43073 |  | 43360
9644 | 29300000TL | 03483 | EGC042018 | P | 58100654 | 58 | EGTL Spares | Mtce | 66 | 66H | BELLOWS TYPE:BELLOW BELLOW: | SAFETY RELIEF VALVE | BELLOWS: (INCONEL 625 LCF) 1912, G-1, -2, -3 ORIFICE, PART NUMBER: 4660312, RELIEF VALVE MODEL NUMBER: 1912-30G-320-CC-X-MS-31-RF-GS-HP | EA | 1 | 0 | 1 | YES | 3658.46 | 1518956.0074 | GE-CONSOLIDATED | 4660312 |  | 00 |  |  | 1BBB |  |  |  |  | SEE ITEM NOTES | MACN151 | 43782 |  | 44582
9645 | 29300000TL | 03483 | EGC043031 | P | 58100655 | 58 | EGTL Spares | Mtce | 66 | 66H | BELLOWS TYPE:BELLOW BELLOW: | SAFETY RELIEF VALVE | BELLOWS: (INCONEL 625 LCF) 1910/20 H ORIFICE, PART NUMBER: 4660526, RELIEF VALVE MODEL NUMBERS: 1912-30HT-1-CC-MS-31-RF-GS-HP 2"-1910-30HC-1-CC-MS-31-RF-GS-HP, 1910-30H-120-CC-MS-31-RF-LA-MC967 | EA | 2 | 1 | 2 | YES | 1233.18 | 512004.0042 | GE-CONSOLIDATED | 4660526 |  | 00 |  |  | 1BBB | [5 empty] | MACN152 | 43769 |  | 44582
9646 | 29200000TL | 03483 | EGC043031 | P | 58100656 | 58 | EGTL Spares | Mtce | 66 | 66H | BELLOWS TYPE:BELLOW BELLOW: | SAFETY RELIEF VALVE | BELLOW: 1912/22 H ORIFICE, INCONEL 625 LCF, PN: 4660526, MODEL NUMBER: 1912-30H-120-CC-MS-31-RF-GS-HP | EA | 4 | 0 | 0 | NO | 1382.1 | 423530.724 | GE-CONSOLIDATED | 4660526 |  | 00 | [9 empty] | 43290 | 44308 | 43446
9647 | 29200000TL | 03483 | EGC042018 | P | 58100657 | 58 | EGTL Spares | Mtce | 66 | 66H | BELLOWS TYPE:BELLOW BELLOW: | SAFETY RELIEF VALVE | (130-PSV-1075-R1, 130-PSV-2075-R1) MODEL NUMBER - 1910-30H-120-CC-MS-31-RF-LA-MC967 | EA | 1 | 0 | 0 | NO | 1612.43 | 494113.0492 | GE-CONSOLIDATED | 4660611 |  | 00 | [9 empty] | 43290 | 44301 | 43446
9648 | 29300000TL | 03483 | EGC040007 | P | 58100660 | 58 | EGTL Spares | Mtce | 66 | 66H | BELLOWS TYPE:BELLOW | MATL:INCONEL 625 LCF BELLOW: | BELLOWS (INCONEL 625 LCF) 1910 J ORIFICE, PART NUMBER: 4660724, RELIEF VALVE MODEL NUMBER - 1910-30J-420-CC-MS-31-RF-GS-HP | EA | 1 | 0 | 1 | YES | 5907.29 | 4494916.0339 | GE-CONSOLIDATED | 4660724 |  | 00 |  |  | 1BBB |  |  |  |  | SEE ITEM NOTES |  | 43769 | 44880 | 44975
9649 | 29200000TL | 03483 | EGC040007 | P | 58100662 | 58 | EGTL Spares | Mtce | 66 | 66H | BELLOWS TYPE:BELLOW | MATL:INCONEL 625 LCF BELLOW: | SAFETY RELIEF VALVE (130-PSV-0094-R1) MODEL NUMBER - 1910-30K-1-CC-MS-31-RF-LA | EA | 1 | 0 | 1 | NO | 1485.17 | 455115.4948 | GE-CONSOLIDATED | 4660916 |  | 00 | [9 empty] | 43290 | 44464 | 43446
9650 | 29200000TL | 03483 | EGC042018 | P | 58100663 | 58 | EGTL Spares | Mtce | 66 | 66H | BELLOWS TYPE:BELLOW BELLOW: | SAFETY RELIEF VALVE | BELLOW: 1910/20 ORIFICE L, INCONEL 625 LCF, PN: 4661124, MODEL NUMBER - 1910-30LT-1-CC-DA-31-RF-GS-HP | EA | 2 | 0 | 0 | NO | 1522.93 | 466686.6692 | GE-CONSOLIDATED | 4661124 |  | 00 | [9 empty] | 43290 | 44414 | 43446
9651 | 29200000TL | 03483 | EGC043035 | P | 58100667 | 58 | EGTL Spares | Mtce | 66 | 66H | BELLOWS TYPE:BELLOW | MATL:INCONEL 625 LCF BELLOW: | SAFETY RELIEF VALVE (150-PSV-0013-R1) MODEL NUMBER - 1910-30P-215-NI-DA-31-RJ-GS-HP-SG15 | EA | 1 | 0 | 1 | NO | 2700.63 | 827581.0572 | GE-CONSOLIDATED | 4661516 |  | 00 | [9 empty] | 43290 | 44414 | 43446
9652 | 29200000TL | 03483 | EG1015018 | P | 58100687 | 58 | EGTL Spares | Mtce | 66 | 66H | NOZZLE:VALVE VALVE SIZE:1 IN X | 2 IN MATL:316 SS NOZZLE: | SAFETY RELIEF VALVE (150-PSV-0012, 130-PSV-0605-R1, 130-PSV-0606-R1) MODEL NUMBER - 1910-30DC-2-S4-DA-31-RF-LA, 1912-00D-215-S4-DA-31-RF-GS-HP. QA Codes 02, 01A, 21 | EA | 2 | 1 | 2 | NO | 769.7 | 235851.474 | GE-CONSOLIDATED | 4615801 |  | 02,01A,21 | [9 empty] | 43290 |  | 43336
9653 | 29200000TL | 03483 | EG1015018 | P | 58100688 | 58 | EGTL Spares | Mtce | 66 | 66H | NOZZLE: SAFETY RELIEF VALVE | SIZE: 3/4 X 2 IN MATL:316 SS | SAFETY RELIEF VALVE MODEL NUMBER - 1916-30DC-2-S4-DA-31-RJ-LA NOZZLE PART NUMBER 44790201 REPLACED WITH PART NUMBER C00347902-G042000H. QA Codes 02, 01A, 21 | EA | 1 | 0 | 0 | NO | 2362.03 | 723773.8454 | GE-CONSOLIDATED | C00347902-G042000H |  | 02,01A,21 |  |  | 1BBB |  |  |  |  | 1916-30DC-2-S4-DA-31-RJ-L | MACN051 | 43290 | 43574 | 43561
9654 | 29200000TL | 03483 | EG1015018 | P | 58100689 | 58 | EGTL Spares | Mtce | 66 | 66H | NOZZLE:VALVE VALVE SIZE:3 IN X | 4 IN MATL:316 SS NOZZLE: | SAFETY RELIEF VALVE (183-PSV-0002-R1) MODEL NUMBER - 3" 3910L-5-CC-*-MS-RF-GS-HH/39PV07-2-CC-T-GS-60-LF. QA Codes 02, 01A, 21 | EA | 1 | 0 | 1 | NO | 701.72 | 215021.0424 | GE-CONSOLIDATED | 5183701 |  | 02,01A,21 | [9 empty] | 43290 |  | 43336
9655 | 29200000TL | 03483 | EG1015018 | P | 58100690 | 58 | EGTL Spares | Mtce | 66 | 66H | NOZZLE:VALVE VALVE SIZE:1 IN X | 2 IN MATL:316 SS NOZZLE: | SAFETY RELIEF VALVE (183-PSV-0005) MODEL NUMBER - 1-3910D-4-CC-DA-RF-LA/39PV07-2-CC-V-LA-BN-LF. QA Codes 02, 01A, 21 | EA | 1 | 0 | 0 | NO | 401.64 | 123070.5288 | GE-CONSOLIDATED | 5188401 |  | 02,01A,21 | [9 empty] | 43290 |  | 43336
9656 | 29200000TL | 03483 | EG1015018 | P | 58100692 | 58 | EGTL Spares | Mtce | 66 | 66H | NOZZLE:VALVE VALVE SIZE:1.5 IN | X 3 IN MATL:316 SS NOZZLE: | SAFETY RELIEF VALVE (150-PSV-0008-R1, 171-PSV-0099B, 171-PSV-0099A) MODEL NUMBER - 1.5" 3910G-5-N1-*-MS-RF-GS/39PV07-2-CC-V-GS-60-LF, 1.5-3905G-4-CC-DA-RF-LA-MC967/39MV07-2-CC-B-LA-60-MC967. QA Codes 02, 01A, 21 | EA | 1 | 0 | 0 | NO | 538.97 | 165151.1874 | GE-CONSOLIDATED | 5192001 |  | 02,01A,21 | [9 empty] | 43290 | 44414 | 43336
9657 | 29300000TL | 03483 | EG1015018 | P | 58100693 | 58 | EGTL Spares | Mtce | 66 | 66H | NOZZLE:VALVE VALVE SIZE:2 IN X | 3 IN MATL:316 SS NOZZLE: | SAFETY RELIEF VALVE (150-PSV-0018-R1) MODEL NUMBER - 2-3910H-4-CC-DA-RF-GS/39PV07-2-CC-V-GS-BN-LF. QA Codes 02, 01A, 21 | EA | 1 | 0 | 1 | YES | 426.65 | 186070.598 | GE-CONSOLIDATED | 5192101 |  | 02,01A,21 | [8 empty] | MACN056 | 43769 |  | 44572
9658 | 29200000TL | 03483 | EGC022008 | P | 58100697 | 58 | EGTL Spares | Mtce | 66 | 66H | NOZZLE:VALVE VALVE SIZE:3 IN X | 4 IN MATL:316 SS NOZZLE: | NOZZLE: 3912L 316 SS, PN: 6236501, MODEL: 3-3912L-5-SG-MS-RJ-GS-SG/39PV37-2-SG-V-GS-BN-LF.QA Codes 02, 01A, 21 | EA | 3 | 1 | 2 | NO | 4745.54 | 1454144.1853 | GE-CONSOLIDATED | 6236501 |  | 02,01A,21 |  |  | 1BBB |  |  |  |  | 3-3912L-5-SG-MS-RJ-GS-SG/ |  | 43290 |  | 43357
9659 | 29200000TL | 03483 | EGC041030 | P | 58100701 | 58 | EGTL Spares | Mtce | 66 | 66H | DISC: SAFETY RELIEF VALVE | VALVE SIZE:1 X 2 IN SUS630 | DISC METAL SS: SAFETY RELIEF VALVE) MODEL NUMBER - REC171-STM (C)REC171-STM C 1" X 2", RECP261-S(A), RECP261-S(A) 2J3 VALVE MATERIAL SPAECIFICATION SUS316 REPLACED WITH SUS630.QA Codes 02, 01A, 21. | EA | 4 | 0 | 0 | NO | 3818.0394 | 1170000 | FUKUI SEISAKUSHO CO., LTD | 210065MT3 |  | 00 |  |  | 1BBB | [6 empty] | 43290 |  | 43441
9660 | 29200000TL | 03483 | EGC019017 | P | 58100712 | 58 | EGTL Spares | Mtce | 66 | 66H | DISC:VALVE VALVE STYLE:RELIEF | VALVE SIZE:4 IN X 6 IN | DISC METAL: 1910N 316 SS*, PART NUMBER: 0365804, MODEL NUMBER: 1910-00N-2-CC-MS-31-RF-GS-HP.QA Codes 02, 01A, 21 | EA | 2 | 1 | 2 | NO | 327.04 | 100224.5865 | GE-CONSOLIDATED | 0365804 |  | 00 | [7 empty] | SEE ITEM NOTES |  | 43290 |  | 43447
9661 | 29300000TL | 03483 | EGC034034 | P | 58100718 | 58 | EGTL Spares | Mtce | 66 | 66H | NOZZLE: SAFETY RELIEF VALVE | NOZZLE | NOZZLE: NOZZLE 1910 316 SS* RF, PN: 4590001 or C445900-E046000H, MODEL: 1910-00FC-2-CI-MS-31-RF-GS-HP-MC967. QA Codes 02, 01A, 21 | EA | 1 | 0 | 1 | YES | 1436.59 | 653231.8389 | GE-CONSOLIDATED | 4590001 ORC445900-E04600H |  | 02,01A,21 |  |  | 1BBB |  |  |  |  | 1905-00FC-1-CC-TD-33-RF-S |  | 43769 | 45827 | 44648 | -1 | 1 |  |  | -2 | 2
9662 | 29200000TL | 03483 | EGC034026 | P | 58100719 | 58 | EGTL Spares | Mtce | 66 | 66H | NOZZLE: SAFETY RELIEF VALVE | SIZE:1.5 X 3 IN MATL:316 SS | NOZZLE: 1910G-1 & -3 RF 316 SS*, PN: 4598001 or C00445980-E046000H, MODEL: 1910-00GC-3-CI-MS-31-RF-GS-HP-MC967. QA Codes 02, 01A, 21 | EA | 4 | 6 | 9 | NO | 429.28 | 131509.928 | GE-CONSOLIDATED | C00445980- E046000H |  | 02,01A,21 |  |  | 1BBB |  |  |  |  | 1910-00GC-3-CI-MS-31-RF-G |  | 43290 | 44414 | 43357
9663 | 29300000TL | 03483 | EGC034034 | P | 58100720 | 58 | EGTL Spares | Mtce | 66 | 66H | NOZZLE:VALVE VALVE SIZE:STD | MATL:STD SAFETY RELIEF VALVE | MODEL NUMBERS - 1910-30H-120-CC-MS-31-RF-LA-MC967, 1912-00H-1-M3-TD-34-GS-HP, 1912-30H-120-CC-MS-31-RF-GS-HP. NOZZLE PART NUMBER 4610401 REPLACED WITH PART NUMBER C00446104- E046000H. QA CODES 02, 01A, 21. | EA | 3 | 2 | 3 | YES | 1960.58 | 855048.1496 | GE-CONSOLIDATED | C00446104- E046000H |  | 02,01A,21 |  |  | 1BBB |  |  |  |  | (1910-30H-120-CC-MS- | MACN076 | 43769 |  | 44582
9664 | 29300000TL | 03483 | EGC030024 | P | 58100722 | 58 | EGTL Spares | Mtce | 66 | 66H | NOZZLE: SAFETY RELIEF VALVE | SIZE: 1 .5 X 2IN MATL:316 SS | SAFETY RELIEF VALVE MODEL NUMBERS - 1914-00D-2-CC-TD-34-RJ-SS-HP. NOZZLE PART NUMBER 4790301 REPLACED WITH PART NUMBER C00447903- G042000H. QA Codes 02, 01A, 21 | EA | 3 | 2 | 3 | YES | 1102.05 | 480626.046 | GE-CONSOLIDATED | C00447903- G042000H |  | 02,01A,21 |  |  | 1BBB |  |  |  |  | 1916-00DT-2-CC-TD- | MACN078 | 43769 |  | 44716
9665 | 29200000TL | 03483 | EGC029005 | P | 58100725 | 58 | EGTL Spares | Mtce | 66 | 66H | NOZZLE:VALVE VALVE SIZE:6 IN X | 8 IN MATL:316 SS NOZZLE: | SAFETY RELIEF VALVE (160-PSV-0044-R1, 130-PSV-1089B-R1, 130-PSV-1089C-R1, 130-PSV-2089B-R1, 130-PSV-2089C-R1, 130-PSV-1089A-R1, 130-PSV-2089A-R1) MODEL NUMBERS - 6-3910R-4-CC-DA-RF-GS/39PV07-2-CC-V-GS-BN, 6-3910R-5-S4-MS-RF-GS/ 39MV07-2-CC-V-GS-BN-BP-AR, | EA | 1 | 2 | 4 | NO | 1662.63 | 509346.7005 | GE-CONSOLIDATED | 6239301 |  | 02,01A,21 |  |  | 1BBB | [6 empty] | 43290 | 44414 | 43357
9666 | 29300000TL | 03483 | EGC028016 | P | 58100726 | 58 | EGTL Spares | Mtce | 66 | 66H | NOZZLE:VALVE VALVE SIZE:4 IN X | 6 IN MATL:316 SS NOZZLE: | SAFETY RELIEF VALVE (160-PSV-0003-R1, 183-PSV-0004-R1, 150-PSV-0016-R1, 150-PSV-0050B-R1, 150-PSV-0520-R1, 150-PSV-0011-R1) MODEL NUMBERS - 4" 3910P-4-CC-*-DA-RF-GS/39PV07-2-CC-V-GS-60, 4-3910L-5-CC-MS-RF-GS-HH/39PV07-2-CC-V-GS-BN-LF, 4-3910N-5-N1-*-MS- | EA | 3 | 1 | 2 | YES | 4873.1 | 4062327.872 | GE-CONSOLIDATED | 6240101 |  | 02,01A,21 |  |  | 2BAB | [5 empty] | MACN082 | 43769 |  | 45342
9667 | 29200000TL | 03483 | EGC018007 | P | 58100745 | 58 | EGTL Spares | Mtce | 66 | 66H | DISC:VALVE VALVE STYLE:RELIEF | VALVE SIZE:4 IN X 6 IN | MATL:316 SS DISC METAL: SAFETY RELIEF VALVE (150-PSV-0050A-R1, 183-PSV-0004-R1, 150-PSV-0016-R1, 150-PSV-0050B-R1, 150-PSV-0520-R1) MODEL NUMBER - 4" 3910N-5-S4-*-MS-RF-GS/39PV07-2-CC-V-GS-60-LF, 4-3910L-5-CC-MS-RF-GS-HH/39PV07-2-CC-V-GS-BN-LF, 4-3910N- | EA | 1 | 2 | 3 | NO | 4076.7167 | 1249350.9983 | GE-CONSOLIDATED | 6233801 |  | 00 |  |  | 1BBB | [6 empty] | 43290 | 44416 | 43447
9668 | 29200000TL | 03483 | EGC031018 | P | 58100766 | 58 | EGTL Spares | Mtce | 54 | 54A | GASKET:VALVE GASKET: SAFETY | RELIEF VALVE (172-PSV-0028, | GASKET SET: 1905/06/10/12 1920/22/24 (SOFT IRON), PART NUMBER: GK 41, MODEL Number: 1924-00J-H15-CC-TD-34-RJ-SS-HP | EA | 32 | 0 | 0 | NO | 212.6647 | 65152.1719 | GE-CONSOLIDATED | GK41 |  | 00 | [7 empty] | SEE ITEM NOTES |  | 43290 | 44280 | 43543
9669 | 29200000TL | 03483 | EGC030025 | P | 58100767 | 58 | EGTL Spares | Mtce | 54 | 54A | GASKET:VALVE GASKET: SAFETY | RELIEF VALVE (172-PSV-0062A, | 172-PSV-0062B, 175-PSV-0002, 181-PSV-0006, 175-PSV-0004A, 175-PSV-0004B, 130-PSV-0028) MODEL NUMBER: 1905-00LC-1-CC*-MS-31-RF-GS-HP-SG10, 1905-00LC-1-CC-MS-34-RF-GS-HP, 1905-30-LC-1-CC-MS-31-RF-GS-HP, 1910-00LC-1-CC-MS-34-RF-GS-HP, 1910-30LT-1-CC-DA-31- | EA | 8 | 0 | 0 | NO | 223.54 | 68481.479 | GE-CONSOLIDATED | GK43 |  | 00 | [9 empty] | 43290 |  | 43430
9670 | 29200000TL | 03483 | EGC031019 | P | 58100769 | 58 | EGTL Spares | Mtce | 54 | 54A | GASKET:VALVE GASKET: SAFETY | RELIEF VALVE (120-PSV-0083-R1, | GASKET SET: SOFT IRON, PART NUMBER: GK46, MODEL NUMBER: 1910-00N-2-CC-MS-31-RF-GS-HP | EA | 4 | 0 | 0 | NO | 262.47 | 80386.6869 | GE-CONSOLIDATED | GK46 |  | 00 | [9 empty] | 43290 |  | 43430
9671 | 29200000TL | 03483 | EGC031018 | P | 58100771 | 58 | EGTL Spares | Mtce | 54 | 54A | GASKET:VALVE GASKET: SAFETY | RELIEF VALVE (105-PSV-0102-R1, | 105-PSV-0112-R1, 120-PSV-0092A, 120-PSV-0092B, 120-PSV-0092C) MODEL NUMBER: 1912-00PC-2-CC-MS-31-RF-GS-HP, 1912-30PC-2-M4-MS-31-RF-GS-HP. | EA | 6 | 5 | 6 | NO | 260.92 | 79932.842 | GE-CONSOLIDATED | GK48 |  | 00 | [9 empty] | 43290 |  | 43430
9672 | 29200000TL | 03483 | EGC031017 | P | 58100772 | 58 | EGTL Spares | Mtce | 54 | 54A | GASKET:VALVE GASKET: SAFETY | RELIEF VALVE (171-PSV-0006A, | 171-PSV-0006B, 172-PSV-0019C, 172-PSV-0019A, 172-PSV-0019B, 172-PSV-0800A, 172-PSV-0800B, 178-PSV-0001A, 172-PSV-0021A, 172-PSV-0021B, 130-PSV-0050-R1, 178-PSV-0001B, 145-PSV-0011-R1) MODEL NUMBER: 1905-00QC-2-CC-MS-31-RF-LA, 1905-00QC-2-CC-MS-34-RF-LA, 1 | EA | 12 | 0 | 0 | NO | 279.46 | 85612.571 | GE-CONSOLIDATED | GK49 |  | 00 | [9 empty] | 43290 | 44742 | 43430
9673 | 29200000TL | 03483 | EGC030025 | P | 58100773 | 58 | EGTL Spares | Mtce | 54 | 54A | GASKET:VALVE GASKET: SAFETY | RELIEF VALVE (175-PSV-0005A, | 175-PSV-0005B, 172-PSV-9013-R1, 178-PSV-0008D, 178-PSV-0008A, 178-PSV-0008B, 178-PSV-0008C, 172-PSV-0004A, 172-PSV-0004B, 172-PSV-0004C, 172-PSV-0016A, 172-PSV-0016B, 120-PSV-1126A-R1, 120-PSV-1126B-R1, 120-PSV-1126D-R1, 120-PSV-2126A-R1, 120-PSV-2126B-R1 | EA | 31 | 0 | 0 | NO | 291.49 | 89297.9615 | GE-CONSOLIDATED | GK50 |  | 00 | [9 empty] | 43290 | 45916 | 43430 | -1 | 1
9674 | 29200000TL | 03483 | EGC031019 | P | 58100774 | 58 | EGTL Spares | Mtce | 54 | 54A | GASKET:VALVE GASKET: SAFETY | RELIEF VALVE (172-PSV-0003B, | 172-PSV-0001A, 172-PSV-0001B, 172-PSV-0001C, 172-PSV-0001D, 172-PSV-0003A, 172-PSV-0020A, 172-PSV-0020B, 172-PSV-0020C, 130-PSV-0098, 130-PSV-0072A-R1, 130-PSV-0072B-R1, 172-PSV-0014A, 172-PSV-0014C, 172-PSV-0014D, 172-PSV-0014F, 172-PSV-0014G, 172-PSV-00 | EA | 23 | 19 | 23 | NO | 327.7354 | 100399.659 | GE-CONSOLIDATED | GK51 |  | 00 | [9 empty] | 43290 | 44203 | 43543
9675 | 29200000TL | 03483 | EGC018013 | P | 58100777 | 58 | EGTL Spares | Mtce | 66 | 66H | DISC:VALVE VALVE STYLE:RELIEF | VALVE SIZE:6 IN X 8 IN | MATL:316 SS DISC METAL : SAFETY RELIEF VALVE (171-PSV-0006A, 171-PSV-0006B, 172-PSV-0019C, 172-PSV-0019A, 172-PSV-0019B, 178-PSV-0001A, 172-PSV-0021A, 172-PSV-0021B, 130-PSV-0050-R1, 178-PSV-0001B, 120-PSV-0073A, 120-PSV-0073C, 160-PSV-0304-R1, 120-PSV-10 | EA | 3 | 1 | 2 | NO | 755.002 | 231375.5495 | GE-CONSOLIDATED | 0253204 |  | 00 |  |  | 1BBB | [6 empty] | 43290 | 44497 | 43447
9676 | 29200000TL | 03483 | EGC041033 | P | 58100805 | 58 | EGTL Spares | Mtce | 66 | 66H | NOZZLE:VALVE VALVE SIZE:2 IN X | 6 IN MATL:316 SS NOZZLE: | SAFETY PRESSURE RELIEF VALVE (110-PSV-1905-R1, 172-PSV-0123, 172-PSV-0124, 172-PSV-0125, 172-PSV-0126, 172-PSV-0127, 172-PSV-0128, 172-PSV-0137, 172-PSV-0138, 172-PSV-0139, 172-PSV-0140, 172-PSV-0141, 172-PSV-0142, 178-PSV-0007A/B, 160-PSV-0107-R1, 110-PS | EA | 9 | 6 | 11 | NO | 973.6584 | 298297.7367 | GE-CONSOLIDATED | 4611201 |  | 02,01A,21 |  |  | 1BBB | [6 empty] | 43294 | 45022 | 43543 |  |  |  |  | -1 | 1
9677 | 29200000TL | 03483 | EGC018019 | P | 58100806 | 58 | EGTL Spares | Mtce | 66 | 66H | NOZZLE:VALVE VALVE SIZE:2 IN X | 3 IN MATL:316 SS NOZZLE: | NOZZLE: 1910H 316 SS* RF, PN:4608801, MODEL NUMBER: 1910-30H-120-CC-MS-31-RF-LA-MC967QA Codes 02, 01A, 21 | EA | 4 | 4 | 7 | NO | 682.85 | 209238.897 | GE-CONSOLIDATED | 4608801 |  | 02,01A,21 | [8 empty] | MACN062 | 43294 | 44622 | 43385
9678 | 29200000TL | 03483 | EGC041033 | P | 58100808 | 58 | EGTL Spares | Mtce | 66 | 66H | NOZZLE:VALVE VALVE SIZE:3 IN X | 4 IN MATL:316 SS NOZZLE: | SAFETY PRESSURE RELIEF VALVE (172-PSV-0028, 172-PSV-0059, 172-PSV-0060, 110-PSV-1903, 110-PSV-1904, 110-PSV-2903, 110-PSV-2904, 130-PSV-1101, 130-PSV-2101, 135-PSV-0015A/B, 135-PSV-0120, 160-PSV-0024-R1, 187-PSV-0001-R1, 187-PSV-0005-R1, 130-PSV-0094-R1) | EA | 10 | 6 | 9 | NO | 1066.651 | 326739.8873 | GE-CONSOLIDATED | 4592301 |  | 02,01A,21 |  |  | 1BBB |  |  |  |  | 1910-00-KC-2-L1*-MS-31-RF |  | 43294 | 44280 | 43543
9679 | 29200000TL | 03483 | EGC019013 | P | 58100809 | 58 | EGTL Spares | Mtce | 66 | 66H | NOZZLE: SAFETY VALVE | 3/4 X 1 IN MATL:316 SS NOZZLE | NOZZLE: 19096L-2, BASE - 150# RF 316 SS*(3/4 X 1), PART NUMBER: 58100809, MODEL NUMBER: 0.75-19096LCF-2-CC-MS-31-05-05-LA | EA | 4 | 2 | 3 | NO | 721.74 | 221155.5708 | GE-CONSOLIDATED | 58100809 |  | 00 |  |  | 1BBB |  |  |  |  | SEE ITEM NOTES |  | 43294 |  | 43385
9680 | 29200000TL | 03483 | EGC019013 | P | 58100810 | 58 | EGTL Spares | Mtce | 66 | 66H | NOZZLE:VALVE VALVE SIZE:3/4 IN | X 1 IN MATL:316 SS NOZZLE: | SAFETY PRESSURE RELIEF VALVE (172-PSV-0501, 172-PSV-0502, 120-PSV-1064, 120-PSV-2064, 130-PSV-1118, 130-PSV-2118, 172-PSV-0509, 172-PSV-0504, 172-PSV-0505, 172-PSV-0506, 172-PSV-0508, 172-PSV-0510) MODEL NUMBERS, 0.5-19110LCF-2-CC-MS-31-MT-FT-LA, 19110LCF | EA | 4 | 4 | 6 | NO | 519.04 | 159044.2368 | GE-CONSOLIDATED | C00448386-G044000H |  | 02,01A,21 | [9 empty] | 43294 | 44707 | 43385
9681 | 29200000TL | 03483 | EGC018025 | P | 58100822 | 58 | EGTL Spares | Mtce | 66 | 66H | DISC:VALVE VALVE STYLE:RELIEF | VALVE SIZE:4 IN X 6 IN | DISC METAL: 1910P 316 SS* TD, PN: 4693401, MODEL NUMBER: 1910-00P-2-CC-TD-34-RF-SS-HPQA Codes 02, 01A, 21. | EA | 8 | 7 | 8 | NO | 894.1438 | 274019.2477 | GE-CONSOLIDATED | 4693401 |  | 00 | [9 empty] | 43303 |  | 43447
9682 | 29200000TL | 03483 | EGC018007 | P | 58100823 | 58 | EGTL Spares | Mtce | 66 | 66H | DISC:VALVE VALVE STYLE:RELIEF | VALVE SIZE:6 IN MATL:316 SS | DISC METAL: SAFETY RELIEF VALVE (175-PSV-0005A, 175-PSV-0005B, 178-PSV-0008D, 178-PSV-0008A, 178-PSV-0008B, 178-PSV-0008C, 120-PSV-1126A-R1, 120-PSV-1126B-R1, 120-PSV-1126D-R1, 120-PSV-2126A-R1, 120-PSV-2126B-R1, 120-PSV-2126C-R1, 120-PSV-2126D-R1) MODEL | EA | 5 | 4 | 7 | NO | 898.0043 | 275202.551 | GE-CONSOLIDATED | 0264703 |  | 00 | [9 empty] | 43303 | 44363 | 43447
9683 | 29200000TL | 03483 | EGC019008 | P | 58100825 | 58 | EGTL Spares | Mtce | 66 | 66H | DISC:VALVE VALVE STYLE:RELIEF | VALVE SIZE:4 IN X 6 IN | MATL:316 SS DISC METAL: SAFETY RELIEF VALVE (120-PSV-0080-R1, 120-PSV-0082-R1, 135-PSV-0107-R1, 130-PSV-1084D-R1, 105-PSV-0102-R1, 105-PSV-0112-R1, 120-PSV-0092A, 120-PSV-0092B, 120-PSV-0092C) MODEL NUMBER: 1910-00P-2-CC-MS-31-RF-GS-HP, 1910-00PC-2-CC-MS- | EA | 2 | 3 | 5 | NO | 471.944 | 144631.6824 | GE-CONSOLIDATED | 0272504 |  | 00 |  |  | 1BBB | [6 empty] | 43303 | 44383 | 43447
9684 | 29200000TL | 03483 | EGC019008 | P | 58100826 | 58 | EGTL Spares | Mtce | 66 | 66H | DISC:VALVE VALVE STYLE:RELIEF | VALVE SIZE:4 IN X 6 IN | DISC METAL: 1910G-1 & -3 316 SS*, PN: 348705, MODEL: 1910-00GC-3-CI-MS-31-RF-GS-HP-MC967QA Codes 02, 01A, 21 | EA | 2 | 6 | 9 | NO | 91.7182 | 28107.7716 | GE-CONSOLIDATED | 0348705 |  | 00 | [7 empty] | 1910-00GC-3-CI-MS-31-RF-G |  | 43303 | 44526 | 43447
9685 | 29200000TL | 03483 | EGC019017 | P | 58100827 | 58 | EGTL Spares | Mtce | 66 | 66H | DISC:VALVE VALVE STYLE:RELIEF | VALVE SIZE:3 IN X 4 IN | MATL:316 SS DISC METAL: SAFETY RELIEF VALVE (172-PSV-0062A, 172-PSV-0062B, 175-PSV-0002, 181-PSV-0006, 175-PSV-0004A, 175-PSV-0004B, 120-PSV-1154-R1, 120-PSV-2154-R1) MODEL NUMBER: 1905-00LC-1-CC*-MS-31-RF-GS-HP-SG10, 1905-00LC-1-CC-MS-34-RF-GS-HP, 1905- | EA | 4 | 2 | 4 | NO | 171.3025 | 52497.027 | GE-CONSOLIDATED | 0358304 |  | 00 | [9 empty] | 43303 |  | 43447
9686 | 29200000TL | 03483 | EGC034018 | P | 58100844 | 58 | EGTL Spares | Mtce | 66 | 66H | KIT TYPE:MAIN SOFT GOODS | APPLICATION:50-0077-00 GASKET | KIT: MAIN VALVE SOFT GOODS KIT PART NUMBER 50-0077-00 FOR TECHNICAL SAFETY RELIEF VALVE MODEL/ PART NUMBER 400-2E7-8W. QA Code 01A, 02, 21 | EA | 3 | 2 | 4 | NO | 127.44 | 39053.988 | TECHNICAL PSV | 50-0077-00 |  | 01A, 02, 21 | [9 empty] | 43318 | 44433 | 43437
9687 | 29200000TL | 03483 | EGC033010 | P | 58100850 | 58 | EGTL Spares | Mtce | 66 | 66H | VALVE:SAFETY TYPE:PRESSURE SET | PRESS.:5 BAR INLET SIZE:3/4 IN | PRESSURE SAFETY VALVE: BODY CPVS, SIZE -19MM X 19MM, DIAPHRAGM VITON, SOCKET CONNECTION, SET PRESSURE: 5 BARG. PN: PRG2075-CPV OR PRG075- CPVSQA Code 02, 04, 05, 07, 23, 27 | EA | 11 | 1 | 2 | NO | 631.4236 | 193456.0735 | GRIFFCO | PRG075-CPVS |  | 00 |  |  | 1BBB |  |  |  |  | PRG075 CPVS |  | 43323 | 44386 | 43543
9688 | 29200000TL | 03483 | EGC033010 | P | 58100853 | 58 | EGTL Spares | Mtce | 66 | 66H | VALVE:SAFETY TYPE:PRESSURE SET | PRESS.:5 BAR INLET SIZE:1/2 IN | INLET CONN:THD OUTLET SIZE:1/2 IN OUTLET CONN:THD DESIGN RATING:3 BAR BODY MATL:316SS TRIM:VITON DIAPHRAGM OPERATED:PRESSURE TEMP RATING:35 DEG VALVE: SAFETY PRESSURE RELIEF; 1/2 IN X 1/2 IN INLET THD-MALE/OUTLET THD � FEMALE CONNECTIONS (THD); SET PRESSU | EA | 11 | 1 | 2 | NO | 532.2842 | 163093.6413 | GRIFFCO | 2078236 |  | 00 |  |  | 1BBB | [6 empty] | 43323 | 44957 | 43446 |  |  |  |  | -1 | 1
9689 | 29200000TL | 03483 | EGC039003 | P | 58100905 | 58 | EGTL Spares | Mtce | 54 | 54A | GASKET:VALVE GASKET SET: | PRESSURE SAFETY RELIEF VALVE | (110-PSV-0431, 110-PSV-0438, 110-PSV-0766A-R1, 110-PSV-0766B-R1, 110-PSV-1090-R1, 110-PSV-2090-R1); 1 IN 150LB INLET SIZE RF/ 2 IN 150 LB OUTLET SIZE RF; MODEL NUMBER 1D2H4111A2/DS; SERIAL NUMBER S338942/C 1359-317; MANUFACTURER - BAILEY BIRKETT | KI | 3 | 6 | 7 | NO | 108.5 | 33230.295 | BAILEY BIRKETT | K000707-001 |  | 00 |  |  | 1BBB |  |  |  |  | 1D2H4111A2/DS |  | 43350 | 44380 | 43441
9690 | 29200000TL | 03483 | EGC039003 | P | 58100907 | 58 | EGTL Spares | Mtce | 54 | 54A | GASKET:VALVE GASKET SET: | PRESSURE SAFETY RELIEF VALVE | (110-PSV-1999-R1, 110-PSV-2999-R1); 1 IN 300LB INLET SIZE RF/ 1-1/2 IN 300 LB OUTLET SIZE RF; MODEL NUMBER 746/3152D; SERIAL NUMBER 659555 | KI | 1 | 0 | 0 | NO | 13.78 | 4220.4006 | BAILEY BIRKETT | 012572-944 |  | 00 |  |  | 1BBB |  |  |  |  | 746/3152D |  | 43350 | 44414 | 43441
9691 | 29200000TL | 03483 | EGC039003 | P | 58100912 | 58 | EGTL Spares | Mtce | 54 | 54A | GASKET:VALVE GASKET SET: | PRESSURE SAFETY RELIEF VALVE | (110-PSV-0607, 110-PSV-0706, 110-PSV-0708, 110-PSV-0717); 1-1/2 IN 150LB INLET SIZE RF/ 3 IN 150 LB OUTLET SIZE RF; MODEL NUMBER 1.5G3H411422/DS; SERIAL NUMBER S332084/C0908-302; MANUFACTURER - BAILEY BIRKETT | KI | 4 | 4 | 5 | NO | 287.61 | 88086.3147 | BAILEY BIRKETT | K000674-012 |  | 00 |  |  | 1BBB |  |  |  |  | 1.5G3H411422/DS |  | 43350 | 44566 | 43441
9692 | 29200000TL | 03483 | EGC031019 | P | 58100915 | 58 | EGTL Spares | Mtce | 54 | 54A | GASKET:VALVE GASKET: SAFETY | RELIEF VALVE | Gasket Set: CAP GASKET (SOFT IRON), PN: 3610103, Model: 0.5-19096LCF-2-CC-MS-31-05-05-LA | EA | 33 | 24 | 31 | NO | 3.897 | 1193.8412 | GE-CONSOLIDATED | 3610103 |  | 00 |  |  | 1BBA |  |  |  |  | 0.5-19096LCF-2-CC-MS-31- |  | 43395 | 44380 | 43543
9693 | 29200000TL | 03483 | EGC046023 | P | 58100917 | 58 | EGTL Spares | Mtce | 66 | 66H | KIT:REBUILD TYPE:MAIN SOFT | GOODS KIT | MAIN SOFT GOODS KIT: VITON (O-RINGS (2), QUAD SEAL, RETAINER, INSTRUCTIONS), PART NUMBER: VI-R3A-K2, MODEL NUMBER: SS-4R3A5 | KI | 19 | 10 | 17 | NO | 7.7091 | 2360.5729 | SWAGELOCK USA | VI-R3A-K2 |  | 07 | [7 empty] | SS-4R3A5 |  | 43399 | 44446 | 43411
9694 | 29300000TL | 03483 | EGC041025 | S | 58100919 | 58 | EGTL Spares | Mtce | 66 | 66H | KIT TYPE:MAIN SOFT GOODS | APPLICATION:6 IN PALLET SOFT | GOODS KIT (PRESSURE): SAFETY RELIEF VALVE (145-PSV-0045-R1, 145-PSV-0046-R1); MODEL NUMBER - C7806H/0095; SERIAL NUMBER - 302095, 302096; MANUFACTURER - PROTECTOSEAL. QA Code 01A, 02, 21 | EA | 2 | 1 | 2 | YES | 19761.82 | 31426238.4395 | PROTECTOSEAL | 7806-218B-140K6375B |  | 01A, 02, 21 |  |  | 1BBB |  |  |  |  | C7806H/0095 |  | 43770 |  | 45736
9695 | 29300000TL | 03483 | EGC040024 | P | 58100920 | 58 | EGTL Spares | Mtce | 66 | 66H | KIT TYPE:MAIN SOFT GOODS | APPLICATION:6 IN X 8 IN PALLET | SOFT GOODS KIT (PRESSURE/VACUUM): SAFETY RELIEF VALVE (145-PSV-0020-R1, 145-PSV-0021-R1); INLET 6 INCH, OUTLET 8 INCH; OPERATING/SET PRESSURE � 0.1 BARG / 0.12 BARG; MODEL NUMBER - SJWC18546148/0009, SJWC18546H8/0009; SERIAL NUMBER - 302097, 302098; MA | EA | 2 | 1 | 2 | YES | 2485.13 | 1017660.735 | PROTECTOSEAL | 8546D-318-140K4079 |  | 01A, 02, 21 |  |  | 1BBB |  |  |  |  | SJWC18546148/0009 |  | 43770 |  | 44231
9696 | 29200000TL | 03483 | EGC034026 | P | 58100921 | 58 | EGTL Spares | Mtce | 66 | 66H | KIT TYPE:COVER GASKET | APPLICATION:6 IN X 8 IN COVER | GASKET: PALLET SOFT GOODS KIT; SAFETY RELIEF VALVE (145-PSV-0020-R1, 145-PSV-0021-R1); INLET 6 INCH, OUTLET 8 INCH; OPERATING/SET PRESSURE � 0.1 BARG / 0.12 BARG; MODEL NUMBER - SJWC18546148/0009, SJWC18546H8/0009; SERIAL NUMBER - 302097, 302098; MANUFA | EA | 2 | 4 | 6 | NO | 107.23 | 32861.7058 | PROTECTOSEAL | 8546D-18-107 |  | 01A, 02, 21 | [7 empty] | SJWC18546148/0009 |  | 43399 | 44595 | 43458
9697 | 29300000TL | 03483 | EGC038003 | P | 58100922 | 58 | EGTL Spares | Mtce | 66 | 66H | KIT TYPE:BODY GASKET | APPLICATION:6 IN X 8 IN BODY | GASKET: PALLET SOFT GOODS KIT; SAFETY RELIEF VALVE (145-PSV-0020-R1, 145-PSV-0021-R1); INLET 6 INCH, OUTLET 8 INCH; OPERATING/SET PRESSURE � 0.1 BARG / 0.12 BARG; MODEL NUMBER - SJWC18546148/0009, SJWC18546H8/0009; SERIAL NUMBER - 302097, 302098; MANUFA | EA | 2 | 1 | 2 | YES | 68.09 | 108024.785 | PROTECTOSEAL | 6246D-18-100 |  | 01A, 02, 21 | [7 empty] | SJWC18546148/0009 |  | 43770 |  | 45465
9698 | 29200000TL | 03483 | EGC034026 | P | 58100925 | 58 | EGTL Spares | Mtce | 66 | 66H | KIT TYPE:BODY GASKET | APPLICATION:8 IN X 10 IN COVER | GASKET: PALLET SOFT GOODS KIT; SAFETY RELIEF VALVE (172-PSV-0029, 183-PSV-0003); INLET 8 INCH, OUTLET 10 INCH; MODEL NUMBER - C18548D10/0074 & C18548D10; SERIAL NUMBER - 270272 & 270229; MANUFACTURER � PROTECTOSEAL. QA Code 01A, 02, 21 | EA | 1 | 2 | 3 | NO | 96.6 | 29604.036 | PROTECTOSEAL | 6248D-18-100 |  | 01A, 02, 21 | [7 empty] | C18548D10/0074 |  | 43399 | 44326 | 43458
9699 | 29200000TL | 03483 | EGC040024 | P | 58100926 | 58 | EGTL Spares | Mtce | 66 | 66H | KIT TYPE:PALLET SOFT GOODS | APPLICATION:8 IN X 8 IN PALLET | SOFT GOODS KIT (PRESSURE/VACUUM; SAFETY RELIEF VALVE (183-PSV-0003); INLET 8 INCH 150# RF, OUTLET 8 INCH 150# RF; SET PRESSURE � 0.05 BARG; MODEL NUMBER - C18548D10; SERIAL NUMBER - 270229; MANUFACTURER - PROTECTOSEAL. QA Code 01A, 02, 21 | EA | 1 | 2 | 3 | NO | 2593.47 | 794794.8162 | PROTECTOSEAL | 8548D-218-151 |  | 01A, 02, 21 |  |  | 1BBB |  |  |  |  | C18548D10 |  | 43399 | 44326 | 43458
9700 | 29200000TL | 03483 | EGC034026 | P | 58100929 | 58 | EGTL Spares | Mtce | 66 | 66H | KIT TYPE:COVER GASKET | APPLICATION:12 IN X 14 IN | COVER GASKET: PALLET SOFT GOODS KIT; SAFETY RELIEF VALVE (183-PSV-0007, 183-PSV-0010, 183-PSV-0011, 183-PSV-0012, 183-PSV-0013, 183-PSV-0008, 183-PSV-0009); INLET 12 INCH 150# RF, OUTLET 14 INCH 150# RF; SET PRESSURE � 0.005 BARG; MODEL NUMBER - F18552D14 | EA | 8 | 0 | 0 | NO | 131.08 | 40170.7768 | PROTECTOSEAL | 8552D-18-107 |  | 01A, 02, 21 | [7 empty] | F18552D14 |  | 43399 | 45437 | 43458 |  |  | -2 | 1
9701 | 29200000TL | 03483 | EGC046009 | P | 58100949 | 58 | EGTL Spares | Mtce | 66 | 66H | KIT: MAIN SOFT GOODS KIT | PRESSURE PROPORTIONAL RELIEF | APPLICATION:PROPORTIONAL RELIEF VALVES CONTAINS A:O-RING CONTAINS B:QUAD SEAL CONTAINS C:BONDED DISC CONTAINS D:RETAINER CONTAINS E:GASKET CONTAINS F:MECHA SWAGELOK FLUOROCARBON FKM SEAL KIT FOR R4 SERIES PROPORTIONAL RELIEF VALVE 190-PSV-0022, 190-PSV-00 | KI | 9 | 10 | 20 | NO | 40.15 | 12299.9525 | SWAGELOCK USA | SS-3K-R4-VI |  | 07 |  |  | 2BBB |  |  |  |  | R4 SERIES |  | 43427 | 44583 | 43464
9702 | 29200000TL | 03483 | EG1015008 | P | 58100952 | 58 | EGTL Spares | Mtce | 66 | 66H | KIT TYPE:SOFT GOODS | APPLICATION:SAFETY RELIEF KIT: | SOFT GOODS FOR SAFETY RELIEF VALVE; 6-INCH; SERIAL NUMBER 07-52429; MODEL NUMBER 3660-6-3-T-RF; SET PRESSURE 0.22 BARG; TAG 130-PSV-0081. MANUFACTURER WHESSOE. QA Code 01A, 02, 21 | EA | 2 | 0 | 0 | NO | 332.445 | 101867.1841 | WHESSOE | 11215062 |  | 01A, 02, 21 | [7 empty] | 3660-6-3-T-RF |  | 43451 |  | 43481
9703 | 29200000TL | 03483 | EG1015008 | P | 58100953 | 58 | EGTL Spares | Mtce | 66 | 66H | KIT: SOFT GOODS SAFETY RELIEF | APPLICATION:SAFETY RELIEF KIT: | SOFT GOODS FOR SAFETY RELIEF VALVE; 6-INCH; SERIAL NUMBER S427459; MODEL NUMBER 4020A-06-8-WW-21-0; SET PRESSURE 7.4 BARG; MANUFACTURER WHESSOE. PART NUMBER 11215031 REPLACED PART NUMBER 11215020QA Code 01A, 02, 21 | EA | 2 | 0 | 0 | NO | 458.64 | 140536.7752 | WHESSOE | 11215031 |  | 01A, 02, 21 |  |  | 2BBB |  |  |  |  | 4020A-06-8-WW-21-0 |  | 43451 |  | 43481
9704 | 29300000TL | 03483 | EGC046069 | P | 58100963 | 58 | EGTL Spares | Mtce | 66 | 66H | KIT:HARDWARE,FOR R3A PRESSURE | RELIEF VALVE | CONTAINS SPRING, 750-1500 LB RANGE, PURPLE (CHEMICAL DOSING SKIDS) REPLACED SYMBOL NUMBER 58019480 | EA | 2 | 0 | 0 |  | 5.935 | 2429.5635 | SWAGELOK | 177-R3A-K1-C | 991-05050225.88 | 01, 22 | 1 | 2CAB | 1CCC | [6 empty] | 44324 |  | 44329
9705 | 29200000TL | 03483 | EGC027008 | P | 58100965 | 58 | EGTL Spares | Mtce | 66 | 66Z | KIT: O-RING | FOR PILOT VALVE | O-Ring : 39MV07/37-2-GS; Part Number PSGK-32V022; Model 1.5-3905G-4-CC-DA-RF-LA-MC967/39MV07-2-CC-B-LA-60-MC967, 1-3910E-4-S4-DA-RF-LA/39MV07-2-CC-V-LA-60,2912-00J-1-S4-MS-RF-GS-SR-MC967 / / 39MV07-2-CC-V-GS-60-MC967,3912R-4-CC-DA-RF-GS-MC967/39MV07-2-CC- | EA | 3 | 6 | 9 | NO | 736.39 | 305668.1251 | DRESSER INC. | PSGK-32V022 |  | 01,12,16 | 1 |  | 2BBB |  |  |  |  | 39MV07-2-CC*-GS-60-BP |  | 43844 | 44661 | 44690
9706 | 29300000TL | 03483 | EGC038003 | P | 58101112 | 58 | EGTL Spares | Mtce | 66 | 66H | DIAPHRAGM:VALVE SIZE:STD VALVE | SIZE:8 IN X 10 IN RATING:STD | MATL:STD DIAPHRAGM: FOR PRESSURE SAFETY VALVE; EQUIPMENT TAG# 172-PSV-0029; PART #8546D-218-107 | EA | 3 | 2 | 3 | YES | 102.98 | 163377.77 | PROTECTOSEAL | 8546D-218-107 |  | 01,01A | [7 empty] | C18548D10/0074 |  | 44453 |  | 45465
9707 | 29300000TL | 03483 | EG1015020 | P | 58101116 | 58 | EGTL Spares | Mtce | 66 | 66H | KIT:REBUILD TYPE:PILOT | APPLICATION:PSV CONTAINS A:STD | CONTAINS B:STD CONTAINS C:STD CONTAINS D:STD CONTAINS E:STD CONTAINS F:STD MAIN VALVE SOFT GOODS KIT: FOR PRESSURE SAFETY VALVE; EQUIPMENT TAG# 110-PSV-0602 & 110-PSV-0603(VALVE MANUFACTURED BY TYCO FLOW CONTROL); PART #06.3365.022 | EA | 1 | 0 | 1 | YES | 2596.95 | 3851043.1245 | TYCO FLOW CONTROL | 06.0235.388 |  | 01,01A | [7 empty] | 9390 C06 ALTA (+GOX) | KGISL128 | 44451 |  | 45413
9708 | 29300000TL | 03483 | EGC038003 | P | 58101132 | 58 | EGTL Spares | Mtce | 66 | 66H | DIAPHRAGM:VALVE SIZE:STD VALVE | SIZE:STD RATING:STD MATL:STD | DIAPHRAGM: PRESSURE TEFLON DIAPHRAGM; FOR PRESSURE SAFETY VALVE; EQUIPMENT TAG # 172-PSV-0029; PART # 8548D-218T | EA | 2 | 1 | 2 | YES | 154.1 | 244479.65 | PROTECTOSEAL | 8548D-218T |  | 01,01A | [7 empty] | 172-PSV-0029 |  | 44453 |  | 45465
9709 | 29300000TL | 03483 | EG1015020 | P | 58101135 | 58 | EGTL Spares | Mtce | 66 | 66H | PIN TYPE:STD SIZE:STD MATL:STD | PIN LEVER; FOR PRESSURE SAFETY | VALVE; EQUIPMENT TAG # 172-PSV-0026; PART # 10002166 | EA | 1 | 0 | 1 | YES | 121.8 | 180618.438 | TYCO CROSBY | 10002166 |  | 01,01A | [7 empty] | 2.5 K2 6 | KGISL129 | 44451 |  | 45413
9710 | 29300000TL | 03483 | EG1015020 | P | 58101136 | 58 | EGTL Spares | Mtce | 66 | 66H | PIN TYPE:STD SIZE:STD MATL:STD | PIN-COT; FOR PRESSURE SAFETY | VALVE; EQUIPMENT TAG # 172-PSV-0026; PART # 10015195 | EA | 1 | 0 | 1 | YES | 36.25 | 53755.4875 | TYCO CROSBY | 10015195 |  | 01,01A | [7 empty] | 2.5 K2 6 | KGISL130 | 44451 |  | 45413
9711 | 29300000TL | 03483 | EGC038003 | P | 58101166 | 58 | EGTL Spares | Mtce | 66 | 66H | DIAPHRAGM:VALVE SIZE:STD VALVE | SIZE:STD RATING:STD MATL:STD | DIAPHRAGM: FEP, .010" THICK, 4.500" OD, .25" ID; FOR PRESSURE SAFETY VALVE; EQUIPMENT TAG # 171-PSV-0030; PART # 8542-218A-107 | EA | 2 | 1 | 2 | YES | 54.76 | 86876.74 | PROTECTOSEAL | 8542-218A-107 |  | 01A | [7 empty] | 18550D12 |  | 44453 |  | 45465
9712 | 29300000TL | 03483 | EGC038003 | P | 58101173 | 58 | EGTL Spares | Mtce | 54 | 54A | GASKET:VALVE TYPE:PSV | STYLE:STD MATL:STD ID:STD | OD:STD THCK:STD GASKET: BODY GASKET FOR PRESSURE SAFETY VALVE, PART # 6242-18-100 | EA | 1 | 0 | 1 | YES | 58.24 | 92397.76 | PROTECTOSEAL | 6242-18-100 |  | 01,01A | [9 empty] | 44453 |  | 45465
9713 | 29300000TL | 03483 | EG1015019 | P | 58101412 | 58 | EGTL Spares | Mtce | 66 | 66H | RING:SEAT TYPE:SEAT O-RING | SIZE:SEE DESCRIPTION MATL:R-4, | VITON SEAT O-RING FOR 172-PSV-0056C, MODEL: 6-3905R-4-S4-DA-RF-GS/39PV07-2-CC-V-GS-BN, | EA | 4 | 2 | 4 | YES | 81.09 | 30773.655 | GE-CONSOLIDATED | 31020432 |  | 01,01A | [9 empty] | 44090 |  | 44159
9714 | 29300000TL | 03483 | EG1015019 | P | 58101415 | 58 | EGTL Spares | Mtce | 66 | 66H | BASE TYPE:CONVENTIONAL | SIZE:1/2IN MNPT MATL:316 SS | BASE/NOZZLE ASSEMBLY FOR 19110L, PART NO; 5056101 | EA | 5 | 0 | 1 | YES | 427.7808 | 337699.191 | GE-CONSOLIDATED | 5056101 |  | 01,01A,02,21 |  |  | 1BBB | [6 empty] | 43901 | 44707 | 45132
9715 | 29300000TL | 03483 | EG1015011 | P | 58101428 | 58 | EGTL Spares | Mtce | 66 | 66H | NOZZLE:VALVE VALVE SIZE:3/4 IN | MATL:316 SS MANUFACTURER, | AGCO-TYCO; MODEL 9611111A; TAG 150-TSV-0812 & 150-TSV-0813 | EA | 2 | 1 | 2 | YES | 2585.96 | 4157446.2843 | AGCO TYCO | 122554 |  | 02,21 | [7 empty] | 9611111A |  | 44375 |  | 45450
9716 | 29300000TL | 03483 | EGC030032 | P | 58102053 | 58 | EGTL Spares | Mtce | 56 | 56Z | BELLOW: VALVE, 0 - 290 PSIG | INCONEL | SAR#-92646(RECLASSIFIED FROM 58013202 TO 58102053) | EA | 3 | 2 | 3 | YES | 10155.38 | 4307810.6422 | DRESSER RAND | 4661603 | 4661603 | 01,22 | 1 | 1BBC | 2BBB |  | EGTL1-DRE-PRO-GA-200018 |  |  |  |  | 43906 |  | 44648
9717 | 29200000TL | 03483 | EGC030026 | P | 58800024 | 58 | EGTL Spares | Mtce | 71 | 71B | GAUGE | LEVEL | Compressor - Rotary or Screw - Parts : | EA | 2 | 0 | 0 | NO | 152.25 | 23635.29 | ATLAS COPCO | 1616 5537 00 |  | 05 | 1 |  | 2CBC |  |  | 56883 |  |  |  | 41090 |  | 41303
9718 | 29200000TL | 03483 | EGC030026 | P | 58800026 | 58 | EGTL Spares | Mtce | 14 | 14I | SENSOR: TEMPERATURE | TEMP. RANGE -40 TO 270C | Temperature and heat measuring instruments : OLD P/N 1089 0574 40 | EA | 2 | 1 | 2 | NO | 106.29 | 16500.4596 | ATLAS COPCO | 1089-0574-70 |  | 01 | 1 |  |  |  |  | 56883 |  |  |  | 41090 | 42463 | 41303
9719 | 29200000TL | 03483 | EGC030026 | P | 58800027 | 58 | EGTL Spares | Mtce | 14 | 14H | TRANSDUCER: PRESSURE | PRESSURE RANGE -172 TO 172MBAR | Pressure measuring and control Instruments : OLD P/N 1089 0575 73 | EA | 2 | 1 | 2 | NO | 405.47 | 62945.1628 | ATLAS COPCO | 1089-9625-18 |  | 00 | 1 |  |  |  |  | 56883 |  |  |  | 41090 |  | 41303
9720 | 29200000TL | 03483 | EG1016002 | P | 58800052 | 58 | EGTL Spares | Mtce | 14 | 14Z | CELLS:SAMPLE, 10 ML ROUND | W/CAP - 6 /PKG | Instruments - Other & Parts : | EA | 6 | 0 | 0 | NO | 60.06 | 9324.5077 | NALCO | 500-P1323.88 |  | 00 | [9 empty] | 41148 |  | 41243
9721 | 29200000TL | 03483 | EG1016001 | P | 58800062 | 58 | EGTL Spares | Mtce | 14 | 14Z | CYLINDER:GRADUATED 50 ML | 50 ML PLASTIC | Instruments - Other & Parts : | EA | 10 | 0 | 0 | NO | 49.13 | 7627.9238 | NALCO | 500-P1217.88 |  | 00 | [9 empty] | 41148 |  | 41243
9722 | 29200000TL | 03483 | EG1016001 | P | 58800069 | 58 | EGTL Spares | Mtce | 14 | 14Z | INDICATOR: SPECIAL M TOTAL ALK | 460-S0260.75 I LT | Instruments - Other & Parts : Reagent for lab | ML | 4 | 0 | 0 | NO | 128.13 | 19893.4638 | NALCO | 460-S0224.74 |  | 00 | [9 empty] | 41148 |  | 41243
9723 | 29200000TL | 03483 | EG1016002 | P | 58800079 | 58 | EGTL Spares | Mtce | 14 | 14Z | PLASTIC: SAMPLE CELL 25 ML | MONITORING FOR HARDNESS | Instruments - Other & Parts : | EA | 3 | 0 | 0 | NO | 61.6 | 9564.016 | NALCO | 500-P2531.88 |  | 00 | [9 empty] | 41148 |  | 41243
9724 | 29200000TL | 03483 | EG1016002 | P | 58800090 | 58 | EGTL Spares | Mtce | 14 | 14Z | RESIN | DEIONIZATION,50 GM | Instruments - Other & Parts : | EA | 4 | 3 | 5 | NO | 152.15 | 23622.809 | NALCO | 460-SO729.81 |  | 00 |  |  | 2CBC | [6 empty] | 41148 |  | 41243
9725 | 29200000TL | 03483 | EGC032018 | P | 58800138 | 58 | EGTL Spares | Mtce | 54 | 54A | ADAPTER:1.125 IN, LOW PRESSURE | 450 TWO MEMBRANE SEAL | Seals : 171-VD-050A/B/C REVERSE OSMOSIS. FOR EGTL PLANT WATER PURIFICATION | EA | 27 | 20 | 30 | NO | 55.2352 | 8574.9248 | BEL | 001-112-0452 |  | 01,22 | 1 |  | 1BBB |  |  | 59002 |  |  |  | 41257 | 45869 | 41293 | -2 | 1
9726 | 29200000TL | 03483 | EG1015008 | P | 58800153 | 58 | EGTL Spares | Mtce | 28 | 28E | DETECTOR | FLAME | Fire and Gas Control Systems : TRIPLE IR (IR3) FLAME DETECTOR FOR MUSTANG GENERATORS, (OLD MODEL 20/20i-C-ST), ALTERNATIVE 4/40i-112SC WITH SWIVEL MOUNT. | EA | 2 | 2 | 4 | NO | 3284.265 | 509883.1535 | SPECTREX INC | 40/40D-I |  | 02,22 | 1 |  | 2CBC |  |  | 59215 |  | SHARPEYE 40/40 |  | 41287 | 45055 | 41638 |  |  |  |  | -2 | 2
9727 | 29200000TL | 03483 | EGC046040 | P | 58800180 | 58 | EGTL Spares | Mtce | 53 | 53Z | TUBE: FITTING REDUCER | 1/2 IN X 3/8 IN TUBE OD | Fittings - Tube :MNPT, STAINLESS STEEL | EA | 46 | 20 | 40 | NO | 23.6 | 4465.6296 | SWAGELOK | SS-810-R-6 |  | 01 | 1 |  | 1BBB |  |  | 59237 |  |  |  | 41290 | 43516 | 42234
9728 | 29200000TL | 03483 | EGC046040 | P | 58800181 | 58 | EGTL Spares | Mtce | 53 | 53Z | TUBE: FITTING REDUCER | 1/2 IN X 1/4 IN OD | Fittings - Tube :MNPT, STAINLESS STEEL | EA | 13 | 20 | 40 | NO | 27.79 | 5078.6503 | SWAGELOK | SS-810-R-4 |  | 01 | 1 |  | 1BBB |  |  | 1 |  |  |  | 41290 | 45863 | 42206 | -25 | 1 |  |  | -2 | 1
9729 | 29200000TL | 03483 | EGC046040 | P | 58800183 | 58 | EGTL Spares | Mtce | 53 | 53Z | TUBE: FITTING REDUCER | 1/4 IN X 1/2 IN TUBE OD | Fittings - Tube :STAINLESS STEEL | EA | 18 | 10 | 20 | NO | 15.8795 | 4259.9661 | SWAGELOK | SS-400-R-8 |  | 01 | 1 |  | 1BBB |  |  | 59237 |  |  |  | 41290 | 45293 | 42963 |  |  |  |  | -2 | 1
9730 | 29200000TL | 03483 | EGC046040 | P | 58800184 | 58 | EGTL Spares | Mtce | 53 | 53Z | TUBE: FITTING REDUCER | 1/8 IN X 1/2 IN TUBE OD | Fittings - Tube :STAINLESS STEEL | EA | 3 | 2 | 5 | NO | 18.91 | 2935.7775 | SWAGELOK | SS-200-R-8 |  | 01 | 1 |  | 1BBB |  |  | 59237 |  |  |  | 41290 | 44292 | 41364
9731 | 29200000TL | 03483 | EGC046040 | P | 58800186 | 58 | EGTL Spares | Mtce | 53 | 53Z | TUBE: FITTING REDUCER | 1/8 IN X 1/4 IN TUBE OD | Fittings - Tube :STAINLESS STEEL | EA | 4 | 5 | 10 | NO | 13.9 | 2157.975 | SWAGELOK | SS-200-R-4 |  | 01 | 1 |  | 1BBB |  |  | 59237 |  |  |  | 41290 | 44284 | 41364
9732 | 29300000TL | 03483 | EG1015011 | P | 58800256 | 58 | EGTL Spares | Mtce | 28 | 28E | SENSOR | P/N 009471-311 | Fire and Gas Control Systems : DET-TRONICSGTSCO500PW CO 0 - 500 PPM SENSOR | EA | 4 | 2 | 3 | YES | 1154.5627 | 1254779.0699 | DETECTOR ELECTRONICS | 009471-311 |  | 01,22 | 1 |  | 2CBC |  |  | 59943 |  |  | IBCL038 | 43770 | 45985 | 45259 | -5 | 2 | -2 | 1 | -6 | 6
9733 | 29200000TL | 03483 | EG1016001 | P | 58800257 | 58 | EGTL Spares | Mtce | 14 | 14C | FLOWMETER | METAL TUBE | Flow Measuring Instruments : Model MT3810, Max temp-215CMax Pressure- 90 Bar Scale- GPM LIQ SG 0.75 Visc 0.68 | EA | 4 | 2 | 4 | NO | 1510.855 | 261381.3473 | BROOKS | MT3810 A11D1PAAAA1 |  | 00 | 1 |  | 2CBC |  |  | 60290 |  | MT3810 |  | 41329 | 42056 | 42078
9734 | 29200000TL | 03483 | EG1015012 | P | 58800259 | 58 | EGTL Spares | Mtce | 72 | 72B | KIT | ELECTROLYTE | Filtration - Equipments :CONTAINS 3 BOTTLES OF SATURATED SUCCINIC ACID SOLUTION AND 3 BOTTLES OF SUCCINIC ACID CRYSTALS NEEDED FOR FREE CHLORINE APPLICATION 171-AT-0501 | EA | 2 | 3 | 5 | NO | 227.4 | 36869.478 | ROSEMOUNT | 24146-00 |  | 01,12,22 | 1 |  | 2CBC |  |  | 60324 |  |  |  | 41329 | 43976 | 41893
9735 | 29200000TL | 03483 | EG1015012 | P | 58800260 | 58 | EGTL Spares | Mtce | 72 | 72B | KIT: MEMBRANE ASSEMBLY | ROSEMOUNT | Filtration - Equipments :CONTAINS 3 EA MENBRANE ASSY AND O-RINGS P/N 23502-10 FOR FREE CHLORINE APPLICATION 171-AT-0501 & 177-AT-0404. | EA | 1 | 2 | 3 | NO | 491 | 76232.66 | ROSEMOUNT | 23502-10 |  | 01,22 | 1 |  |  |  |  | 60324 |  |  |  | 41329 | 43633 | 41409
9736 | 29200000TL | 03483 | EG1015015 | P | 58800267 | 58 | EGTL Spares | Mtce | 45 | 45D | HOLDER | FLASHLIGHT | Service Station - Lighting & Power Systems : TYPE: LEATHER CATALOGUE NUMBER: 5129 WEBSITE: HTTP://WWW.SERVICE.KLEINTOOLS.COM/TOOL/PRD/CATEGORY/FLASHLIGHT%20HOLDER%20TOOLPOUCH-TOOL%20HOLDE-FLASHLIGHT | EA | 14 | 11 | 15 | NO | 16.1407 | 2901.1785 | KLEIN TOOLS | 5129 |  | 01 | 20 |  | 1BBB |  |  | 59803 |  |  |  | 41334 | 42537 | 42324
9737 | 29300000TL | 03483 | EG1015014 | S | 58800332 | 58 | EGTL Spares | Mtce | 66 | 66P | BOARD TYPE:FISHER DVC6200F | FOUNDATION FIE SIZE:STD | MATL:STD : FISHER ITEM: PRINTED WIRING BOARD (PWB) KIT FOR FISHER DVC 6200F FOUNDATION FIELDBUS POSITIONERS WITH AD(ADVANCED) TIER DIAGNOSTICS ,STANDARD CONTROL PART NO: DVC-1897-328229 | EA | 5 | 4 | 6 | YES | 2473.932 | 3663024.7627 | EMERSON FISHER | DVC-1897-328229 | PWB GE41168X012 | 01 | 1 |  |  |  |  | 61262 |  | 6000F SERIES | KGISL168 | 43770 | 45830 | 45976 | -2 | 2 | -1 | 1
9738 | 29200000TL | 03483 | EG1015005 | P | 58800338 | 58 | EGTL Spares | Mtce | 51 | 51Z | SWITCH | PROXIMITY | Electric-Other : TOPWORX 73 SERIES GO SWITCH FOR HIGH TEMPERATURE 36IN, SPDT TEFLON LEADS,APPLICATION FOR THE AIR FLAPPER SWITCH 173-XZS-0114 ON CRITICAL POWER GENERATOR | EA | 1 | 2 | 4 | NO | 534.8488 | 132833.7798 | TOPWORX EMERSON | 73-13522-F2 SPDT |  | 01,10 | 1 |  | 2CBC |  |  | 61344 |  |  |  | 41410 | 46015 | 42696 | -2 | 1
9739 | 29200000TL | 03483 | EGC031003 | P | 58800436 | 58 | EGTL Spares | Mtce | 66 | 66P | INDICATOR: MAGNETIC FIELD | 20-0-20 RANGE | Valve - Control : DO NOT REORDER | EA | 5 | 0 | 0 | NO | 101.0665 | 15690.58 | MCMASTER-CARR | 8450T16 |  | 00 | [9 empty] | 41412
9740 | 29200000TL | 03483 | EG1016003 | P | 58800497 | 58 | EGTL Spares | Mtce | 72 | 72Z | FILTER | 810 NM 1 INCH DIA | Filtration - Filters/ Other : FOR HACH SILICA ANALYZER. TAG: 172 AT 0503, 0506, 0509 AND 0512 | EA | 10 | 0 | 0 | NO | 333.29 | 51746.6054 | HACH | 31256-00 |  | 01,22 | 1 |  | 2CBC |  |  | 61443 |  |  |  | 41423 |  | 41500
9741 | 29200000TL | 03483 | EG1015002 | P | 58800498 | 58 | EGTL Spares | Mtce | 11 | 11Z | BOARD | CIRCUIT MICROPROCESSOR | Computer Hardware - Peripherals : FOR HACH SILICA ANALYZER. TAG: 172 AT 0503, 0506, 0509 AND 0512 | EA | 2 | 1 | 2 | NO | 2134.34 | 331377.6284 | HACH | 47604-10 |  | 01,22 | 1 |  | 1BBB |  |  | 61443 |  |  |  | 41423 | 43486 | 41500
9742 | 29200000TL | 03483 | EG1016003 | P | 58800500 | 58 | EGTL Spares | Mtce | 72 | 72Z | FILTER | ELEMENT KIT | Filtration - Filters/ Other : FOR HACH SILICA ANALYZER. TAG: 172 AT 0503, 0506, 0509 AND 0512 | EA | 6 | 0 | 0 | NO | 198.71 | 30851.7146 | HACH | 46112-00 |  | 01,22 | 1 |  | 2CBC |  |  | 61445 |  |  |  | 41423 |  | 41500
9743 | 29200000TL | 03483 | EG1016003 | P | 58800505 | 58 | EGTL Spares | Mtce | 14 | 14Z | MOTOR | STIR ASSY | Instruments - Other & Parts : FOR HACH SILICA ANALYZER. TAG: 172 AT 0503, 0506, 0509 AND 0512 | EA | 4 | 2 | 4 | NO | 306.56 | 47596.5056 | HACH | 44955-00 |  | 01,011,19,22, | 1 |  | 2CBC |  |  | 61477 |  |  |  | 41423 |  | 41500
9744 | 29200000TL | 03483 | EG1015005 | P | 58800514 | 58 | EGTL Spares | Mtce | 71 | 71D | CABLE: AIR COMPRESSOR | ATLAS COPCO 1622066104 | Compressor - Air -Unit & Parts : USED ON INSTRUMENT ATLAS COPCO INSTRUMENT AIR COMPRESSOR. | EA | 4 | 2 | 4 | NO | 163.7157 | 25429.988 | ATLAS COPCO | 1622066104 |  | 01,02,10,22 | 1 |  | 1BBB |  |  | 61607 |  |  |  | 41424 |  | 41437
9745 | 29300000TL | 03483 | EGC033022 | P | 58800519 | 58 | EGTL Spares | Mtce | 66 | 66P | POSITIONER:VALVE TYPE:DOUBLE | ACTING (S/A) ACTUATORS SUPPLY | RATING:0-160 PSIG/0-11 BAR I/P RANGE:STD MANUFACTURER: FISHER POSITIONER TYPE: DVC6200 MODEL NO: DVC-3793-4229302 PROTOCOL: HART-5, FIRMWARE REVISION: HART- CURRENT INPUT SIGNAL: 4 TO 20 MA DC CONTROL TIER: NOT APPLICABLE DIAGNOSTIC TIER: ADVANCED AD REL | EA | 3 | 3 | 5 | YES | 4118 | 6107074.0029 | EMERSON FISHER | DVC-3793-4229302 |  | 00 | 1 |  | 1CCC |  |  | 61270 |  | 6200 | KGISL044 | 43770 | 45850 | 45985 | -3 | 5 |  |  | 0 | 2
9746 | 29200000TL | 03483 | EG1016003 | P | 58800541 | 58 | EGTL Spares | Mtce | 51 | 51Z | CONVERTER | TEMPERATURE | Electric-Other : Includes standard HAZ1-3 signal plug - for use with mV or RTD inputs. SPECIAL FEATURES INCLUDES: Input type RTD 4-wire, Linearisation enabled, CJ Compensation disabled, Units �C, Damping/Smoothing value 0 seconds/0 seconds, Output zero 0� | EA | 2 | 1 | 2 | NO | 782.5 | 170605.8056 | MTL INSTRUMENTS | MTL5573-RTD |  | 22 | 1 |  | 2CBC |  |  | 62474 |  |  |  | 41470 | 43323 | 43640
9747 | 29200000TL | 03483 | EG1015009 | P | 58800555 | 58 | EGTL Spares | Mtce | 14 | 14Z | MODULE: ELECTRONIC HART | WITH DISPLAY | Instruments - Other & Parts : for Magnetrol Eclipse Radar Level Transmitter Model 705-510A-C10(FOR LUBE OIL RESERVOIR )173-LV-0101 | EA | 2 | 1 | 2 | NO | 1400 | 217320.439 | MAGNETROL | Z31-2835-001 |  | 01,02,10,22 | 1 |  |  |  |  | 63336 |  | Z31-2835-001 |  | 41494 |  | 41558
9748 | 29200000TL | 03483 | EG1015002 | P | 58800579 | 58 | EGTL Spares | Mtce | 88 | 88Z | RELAY: TUBE BASE, 24VDC 10AMP | SER D, 3NO/NC PILOT LIGHT | Heavy Equipment-All : FOR EGTL CRITICAL POWER GENERATOR | EA | 27 | 0 | 0 | NO | 31.88 | 4948.3896 |  | CAT - 700-HA33Z24-4 |  | 01,10,22 | [5 empty] | 63518 |  |  |  | 41524 | 44378 | 41561
9749 | 29200000TL | 03483 | EG1016003 | P | 58800585 | 58 | EGTL Spares | Mtce | 67 | 67B | ELECTRODE: TUNGSTEN | 1/8 IN X 7 IN, 2% THORIATED | Welding - Supplies : Ground Finish (10 PER PACKAGE) | PK | 19 | 6 | 10 | NO | 71.898 | 21529.3863 | AIRGAS | RAD64001960 |  | 00 | 1 |  |  |  |  | 63637 |  |  |  | 41524 | 45342 | 43517 |  |  | -10 | 1
9750 | 29200000TL | 03483 | EG1016003 | P | 58800586 | 58 | EGTL Spares | Mtce | 67 | 67B | ELECTRODE: TUNGSTEN | 3/32 IN X 7 IN, 2% THORIATED | Welding - Supplies : GROUND FINISH (10 PER PACKAGE) | PK | 3 | 0 | 0 | NO | 82.2671 | 23300.1364 | AIRGAS | RAD64001958 |  | 00 | 1 |  |  |  |  | 63637 |  |  |  | 41524 | 45342 | 43342 |  |  | -10 | 1
9751 | 29200000TL | 03483 | EG1015009 | P | 58800615 | 58 | EGTL Spares | Mtce | 51 | 51F | FUSE: CUBE 15AMP 600VAC | TIME DELAY CURRENT LIMITING | Electric Components - Circuit Protection:IR 300KA AC 300VDC IR 1000KA DC. | EA | 5 | 8 | 14 | NO | 47.5982 | 13727.3207 | COOPER BUSSMANN | TCF15 |  | 01 | 10 |  |  |  |  | 63583 |  |  |  | 41537 | 45249 | 43241 |  |  |  |  | -5 | 1
9752 | 29200000TL | 03483 | EG1015007 | P | 58800616 | 58 | EGTL Spares | Mtce | 51 | 51Z | CARBIDE | BURR 1/8 IN SHANK | Electric-Other : Set 9-Piece Double Cut, 1-11/16"-2" Approximate Overall Length | EA | 6 | 0 | 0 | NO | 115 | 17853.75 | MCMASTERCARR | 8177A11 |  | 00 | 1 |  | 2CBC |  |  | 63635 |  |  |  | 41553 | 45583 | 41578 |  |  | -1 | 1
9753 | 29200000TL | 03483 | EG1015007 | P | 58800617 | 58 | EGTL Spares | Mtce | 51 | 51Z | CARBIDE | BURR 8 IN SHANK | Electric-Other : Set 12-Piece Double Cut, 1-1/2" Approximate Overall Length | EA | 9 | 3 | 5 | NO | 94 | 22748.58 | MCMASTERCARR | 8177A12 |  | 00 | 1 |  | 2CBC |  |  | 63635 |  |  |  | 41553 | 45583 | 43517 |  |  | -1 | 1
9754 | 29200000TL | 03483 | EG1015006 | P | 58800619 | 58 | EGTL Spares | Mtce | 51 | 51Z | CARBIDE | BURR 1/4 IN SHANK | Electric-Other : COMPLETE SET | EA | 11 | 0 | 0 | NO | 211.037 | 49550.9402 | MCMASTERCARR | 4324A51 |  | 00 | 1 |  | 2CBC |  |  | 63635 |  |  |  | 41553 | 43777 | 43510
9755 | 29200000TL | 03483 | EG1015007 | P | 58800620 | 58 | EGTL Spares | Mtce | 51 | 51Z | CARBIDE | BURR 1/4 IN SHANK | Electric-Other : Double Cut, Trade Number SA-3L6, 3/8" Head Diameter | EA | 19 | 3 | 5 | NO | 53.328 | 15283.5023 | MC MASTERCARR | 4324A22 |  | 00 | 1 |  | 2CBC |  |  | 63635 |  |  |  | 41553 | 45583 | 43510 |  |  | -1 | 1
9756 | 29200000TL | 03483 | EG1015007 | P | 58800621 | 58 | EGTL Spares | Mtce | 51 | 51Z | CARBIDE: BURR 1/4 IN SHANK | EXTRA LONG | Electric-Other : Double Cut, Trade Number SA-5L6, 1/2" Head Diameter | EA | 19 | 7 | 12 | NO | 77.0972 | 22617.5692 | MCMASTERCARR | 4324A23 |  | 00 | 1 |  |  |  |  | 63635 |  |  |  | 41553 | 45583 | 43510 |  |  | -1 | 1
9757 | 29200000TL | 03483 | EG1015017 | P | 58800622 | 58 | EGTL Spares | Mtce | 67 | 67B | KIT | REPAIR 1/4 IN B HOSE | Welding - Supplies : RADNOR MODEL CK-26 | EA | 3 | 2 | 5 | NO | 200 | 31066.0308 | AIRGAS | RAD64003938 |  | 01 | 1 |  | 2CBC |  |  | 63638 |  |  |  | 41553 | 42639 | 41589
9758 | 29200000TL | 03483 | EG1015018 | P | 58800641 | 58 | EGTL Spares | Mtce | 88 | 88Z | CUP : ALUMINA 1/2 IN | FOR GAS LENS TORCH | Heavy Equipment-All : Size 8, 9-20-24-25 series, 9FV | EA | 5 | 2 | 5 | NO | 3.1 | 481.244 | PROFAX | PFX.53N61S |  | 00 | 1 |  |  |  |  | 63633 |  | PFX.53N61S |  | 41553 |  | 41750
9759 | 29200000TL | 03483 | EG1015018 | P | 58800642 | 58 | EGTL Spares | Mtce | 88 | 88Z | CUP: ALUMINA 7/16 IN, EXTRA | LONG FOR GAS LENS TORCH | Heavy Equipment-All : Size 7; 9-20-24-25 series, 9FV, | EA | 5 | 2 | 5 | NO | 3.1 | 481.244 | PROFAX | PFX.53N61 |  | 01,22 | 1 |  |  |  |  | 63633 |  | PFX.53N61 |  | 41553 |  | 41750
9760 | 29200000TL | 03483 | EG1015018 | P | 58800643 | 58 | EGTL Spares | Mtce | 88 | 88Z | CUP: ALUMINA 5/16 IN, EXTRA | LONG FOR GAS LENS TORCH | Heavy Equipment-All : Size 5; 9-20-24-25 series, 9FV | EA | 5 | 2 | 5 | NO | 3.1 | 481.244 | PROFAX | PFX.53N59 |  | 01,22 | 1 |  |  |  |  | 63633 |  | PFX.53N59 |  | 41553 |  | 41750
9761 | 29200000TL | 03483 | EG1015018 | P | 58800644 | 58 | EGTL Spares | Mtce | 88 | 88Z | CUP: ALUMINA 3/8 IN, EXTRA | LONG FOR GAS LENS TORCH | Heavy Equipment-All : Size 6; 9-20-24-25 series, 9FV | EA | 5 | 2 | 5 | NO | 3.1 | 481.244 | PROFAX | PFX.53N60 |  | 01,22 | 1 |  |  |  |  | 63633 |  | PFX.53N60 |  | 41553 |  | 41750
9762 | 29200000TL | 03483 | EG1015018 | P | 58800645 | 58 | EGTL Spares | Mtce | 88 | 88Z | CUP: ALUMINA 3/4 IN, EXTRA | LONG FOR GAS LENS TORCH | Heavy Equipment-All : Size 4; 9-20-24-25 series, 9FV, | EA | 5 | 0 | 0 | NO | 2.89 | 448.6436 | PROFAX | PFX.53N58 |  | 01,22 | 1 |  |  |  |  | 63633 |  | PFX.53N58 |  | 41553 |  | 41750
9763 | 29200000TL | 03483 | EG1015018 | P | 58800646 | 58 | EGTL Spares | Mtce | 88 | 88Z | CUP: ALUMINA 3/4 IN, EXTRA | LONG FOR GAS LENS TORCH | Heavy Equipment-All : Size 12; 26FV, | EA | 4 | 3 | 5 | NO | 9.5 | 2895.125 | PROFAX | PFX.53N87L |  | 01,22 | 1 |  |  |  |  | 63633 |  | PFX.53N87L |  | 41553 | 42706 | 42696
9764 | 29200000TL | 03483 | EG1015018 | P | 58800647 | 58 | EGTL Spares | Mtce | 88 | 88Z | CUP: ALUMINA 5/8 IN, EXTRA | LONG FOR GAS LENS TORCH | Heavy Equipment-All : Size 10; 26FV | EA | 5 | 0 | 0 | NO | 15.5 | 4723.625 | PROFAX | PFX.53N88L |  | 01,22 | 1 |  |  |  |  | 63633 |  | PFX.53N88L |  | 41553 | 42706 | 42760
9765 | 29200000TL | 03483 | EG1015018 | P | 58800648 | 58 | EGTL Spares | Mtce | 88 | 88Z | CUP: ALUMINA 1/2 IN, EXTRA | LONG FOR GAS LENS TORCH | Heavy Equipment-All : Size 8; 26FV | EA | 5 | 2 | 5 | NO | 14.642 | 4126.9481 | PROFAX | PFX.57N74L |  | 01,22 | 1 |  |  |  |  | 63633 |  | PFX.57N74L |  | 41553 | 42639 | 42760
9766 | 29200000TL | 03483 | EG1015018 | P | 58800649 | 58 | EGTL Spares | Mtce | 88 | 88Z | CUP: ALUMINA 5/8 IN, EXTRA | LONG FOR GAS LENS TORCH | Heavy Equipment-All : Size 6; 26FV | EA | 5 | 2 | 5 | NO | 11.47 | 1780.6028 | PROFAX | PFX.57N75L |  | 01,22 | 1 |  |  |  |  | 63633 |  | PFX.57N75L |  | 41553 |  | 41750
9767 | 29200000TL | 03483 | EGC028012 | P | 58800660 | 58 | EGTL Spares | Mtce | 72 | 72Z | MEMBRANE | SEPARATOR FILTER | Filtration - Filters/ Other : High flow PTFE membrane 33 mm diameter;150 Thickness;212 degree F; recommended flow rate 10 LPM; membrane Micron Size 0.8Used on EGTL Analyzer sample conditioning systems. See Symbol # 58015013. | EA | 4 | 10 | 20 | NO | 85.757 | 16897.3507 | UNITED FILTER | MT.33.M2 |  | 00 | 1 |  | 2CBC |  |  | 64648 |  |  |  | 41554 | 45235 | 42215 |  |  |  |  | -6 | 3
9768 | 29200000TL | 03483 | EG1015012 | P | 58800666 | 58 | EGTL Spares | Mtce | 14 | 14Z | CUP: ALUMINA 1/2 IN | FOR GAS LENS TORCH | Instruments - Other & Parts : 17-18-26 Serie SUPPLIER:Southern Welding Systems International LLC3908 1st StreetPearland, Texas 77581Telephone (281)485-9772 Fax (281)485-4386sales@swsintl.com | EA | 5 | 3 | 5 | NO | 23.637 | 6461.0888 | PROFAX | PFX.54N14 |  | 01,22 | 1 |  |  |  |  | 63633 |  | PFX.54N14 |  | 41567 | 42621 | 42632
9769 | 29200000TL | 03483 | EG1015012 | P | 58800674 | 58 | EGTL Spares | Mtce | 14 | 14Z | COLLET | TORCH 3/32 IN | Instruments - Other & Parts : 17-18-26 Series; SUPPLIER: Southern Welding Systems International LLC3908 1st StreetPearland, Texas 77581Telephone (281)485-9772 Fax (281)485-4386sales@swsintl.com | EA | 5 | 3 | 5 | NO | 13.6063 | 3663.5987 | PROFAX | PFX.10N24 |  | 00 | 1 |  | 2CBC |  |  | 63633 |  | PFX.10N24 |  | 41567 | 42994 | 43007
9770 | 29300000TL | 03483 | EGC046003 | P | 58800740 | 58 | EGTL Spares | Mtce | 53 | 53Z | TEE: REDUCING | 1/2 IN X 1/2 IN X 1/4 IN | Fittings - Tube :STAINLESS STEEL | EA | 17 | 4 | 6 | YES | 59 | 90261.15 | SWAGELOK | SS-810-3-8-4 |  | 02,22 | 1 |  | 1BBB |  |  | 65129 |  |  |  | 43770 |  | 45719
9771 | 29300000TL | 03483 | EGC027005 | P | 58800758 | 58 | EGTL Spares | Mtce | 54 | 54A | GASKET:2 INCH DIA X 150 LB | SERR MTL CORE | WITH 0.5MM GRAPHITE FC EA SIDE | EA | 20 | 9 | 14 | YES | 37.5 | 58246.875 | FLEXITALLIC | KZA 020013310SPEC |  | 01,22 | 1 |  | 1BBB |  |  | 65007 |  |  |  | 43770 | 45407 | 45575 |  |  | -20 | 1
9772 | 29200000TL | 03483 | EGC027028 | P | 58800760 | 58 | EGTL Spares | Mtce | 54 | 54A | GASKET:4 INCH DIA X 150 LB | SERR MTL CORE | WITH 0.5MM GRAPHITE FC EA SIDE | EA | 55 | 20 | 40 | NO | 0 | 0 | FLEXITALLIC | KZA 40013310SPEC |  | 01,22 | 1 |  |  |  |  | 65007 |  |  |  | 43233 | 45880 |  | -5 | 3 |  |  | -10 | 1
9773 | 29200000TL | 03483 | EGC025019 | P | 58800769 | 58 | EGTL Spares | Mtce | 54 | 54A | GASKET:1 INCH DIA X 150 LB | SERR MTL CORE | WTIH 0.5MM GRAPHITE FC EA SIDE. | EA | 21 | 20 | 40 | NO | 0 | 0 | FLEXITALLIC SERR MTL CORE | KZA 010013310SPEC |  | 01,22 | 1 |  | 1BCA |  |  | 65007 |  |  |  | 43023 | 45293 | [5 empty] | -2 | 2
9774 | 29200000TL | 03483 | EGC018016 | P | 58800785 | 58 | EGTL Spares | Mtce | 54 | 54A | GASKET: 1/2 INCH DIA X 150LB | SERR MTL CORE | W/0.5MM GRAPHITE FC EA SIDE | EA | 28 | 5 | 9 | NO | 24.6 | 7521.942 | FLEXITALLIC | KZA 005013310SPEC |  | 01,22 | 1 |  |  |  |  | 65007 |  |  |  | 42902 | 45838 | 43367 | -20 | 1
9775 | 29200000TL | 03483 | EG1015006 | P | 58800799 | 58 | EGTL Spares | Mtce | 66 | 66F | COIL | SOLENOID VALVE, 24VDC | Valve - Parts & Accessories :WITH LOW POWER HERMETICALLY SEALED COIL; VAG-3421-316-181D-L14-XXN-D024 FOR VERSA VALVE ON UNITS 20,50 & 72 | EA | 20 | 10 | 20 | NO | 225.5155 | 35009.0559 | VERSA BV NETHERLANDS | E5-3198-23XX-LB-PC-D024 |  | 01,22 | 1 |  | 2CBC |  |  | 65147 |  |  |  | 41604 | 41816 | 41892
9776 | 29200000TL | 03483 | EG1015006 | P | 58800827 | 58 | EGTL Spares | Mtce | 66 | 66F | FILTER: DUST ASSEMBLY | FOR VERSA VALVES | Valve - Parts & Accessories :VERSA VALVE DUST FILTER FOR UNIT 72 SUPERHEATER AND UNIT 20 ATR. | EA | 30 | 15 | 30 | NO | 14.81 | 2298.9398 | VERSA | P-1005-11-K14 |  | 01 | 1 |  |  |  |  | 65420 |  | P-1005-11-K14 |  | 41608 |  | 41617
9777 | 29200000TL | 03483 | EG1015001 | P | 58800846 | 58 | EGTL Spares | Mtce | 86 | 86Z | REGULATOR: STAINLESS STEEL | KCY1GRM41A200 | Automotive - Parts and Accessories: | EA | 2 | 2 | 4 | NO | 1647.63 | 255761.6049 | SWAGELOK | KCY1GRM41A200 |  | 01,10 | 1 |  |  |  |  | 65128 |  |  |  | 41627 | 45975 | 41666 | -1 | 1
9778 | 29200000TL | 03483 | EGC046010 | P | 58800918 | 58 | EGTL Spares | Mtce | 53 | 53Z | CONNECTOR: TUBE FITTING | 1/2 IN. TUBE OD X 1 IN | Fittings - Tube :1/2 IN. TUBE OD X 1 IN. MALE NPT | EA | 3 | 10 | 20 | NO | 57.0087 | 8850.4544 | SWAGELOK | SS-810-1-16 |  | 01 | 1 |  | 1BBB |  |  | 66681 |  | SS-810-1-16 |  | 41678 | 46008 | 41890 | -227 | 1 |  |  | -13 | 3
9779 | 29200000TL | 03483 | EGC046060 | P | 58800924 | 58 | EGTL Spares | Mtce | 53 | 53Z | CAP: TUBE, 1 IN 316 SS | FITTING | Fittings - Tube :SWAGELOK TUBE FITTING. | EA | 3 | 10 | 20 | NO | 43.391 | 11853.8045 | SWAGELOK | SS-1610-C |  | 01 | 1 |  | 1BBB |  |  | 66714 |  | SS-1610-C |  | 41679 | 45855 | 42599 | -10 | 1
9780 | 29300000TL | 03483 | EGC046060 | P | 58800927 | 58 | EGTL Spares | Mtce | 53 | 53A | TUBE:REDUCING UNION | 1 IN X 1/2 IN Tube OD | Fittings - Pipe - Carbon Steel :SWAGELOK TUBE FITTING. | EA | 2 | 1 | 2 | YES | 174.76 | 277256.74 | SWAGELOK | SS-1610-6-8 |  | 01 | 1 |  |  |  |  | 66714 |  |  |  | 43770 |  | 45501
9781 | 29200000TL | 03483 | EG1015016 | P | 58801060 | 58 | EGTL Spares | Mtce | 51 | 51B | INDICATION LAMP: CLEAR 120VAC | LAMP FOR VSD 150-CC-001 | Electric Components - Lighting : CLEAR PILOT LIGHT | EA | 2 | 1 | 2 | NO | 158.15 | 26015.675 | ALLEN BRADLEY | 800H-PR16C |  | 01,10 | 1 |  |  |  |  | 68968 |  |  |  | 41758 |  | 41915
9782 | 29200000TL | 03483 | EG1015014 | P | 58801107 | 58 | EGTL Spares | Mtce | 51 | 51Z | REACTOR: 2UH, 650A RMS, DI/DT | FOR VSD 150-CC-001 | Electric-Other : | EA | 2 | 0 | 0 | NO | 1054 | 173383 | ALLEN BRADLEY | 80026-180-01 |  | 00 | 1 |  |  |  |  | 69964 |  |  |  | 41758 |  | 41911
9783 | 29200000TL | 03483 | EGC023022 | P | 58801138 | 58 | EGTL Spares | Mtce | 50 | 50Z | RING: BEARING PROTECTOR | HIGH DENSITY GRAPH | Bearings & Accessories - All :MODEL MV 20"#600 SERIAL NUMBER 60320-002-001FOR 120-XXV-0091 | EA | 4 | 2 | 4 | NO | 169.21 | 33520.501 | ORTON VALVE | V4BR100001552 | V4BR100001552 | 01,02 | 1 |  |  |  |  | 70177 |  |  |  | 41771 |  | 41905
9784 | 29200000TL | 03483 | EGC023022 | P | 58801139 | 58 | EGTL Spares | Mtce | 50 | 50Z | PACKING:LAMELLARE | HIGH DENSITY GRAPH | Bearings & Accessories - All :MODEL MV 20IN CLASS 600LB SERIAL NUMBER 60320-002-001, KIT PACKING HIGH DENSITY GRAPH(1 KIT 6 PCS). ORTON CODE: V8BD100010552. | EA | 2 | 1 | 2 | NO | 983.32 | 194795.692 | ORTON VALVE | V8BD100010552 | V8BD100010552 | 01,02,22 | 1 |  |  |  |  | 70177 |  | MV |  | 41771 |  | 41905
9785 | 29200000TL | 03483 | EGC023022 | P | 58801140 | 58 | EGTL Spares | Mtce | 54 | 54A | GASKET:SPIRAL WOUND BOTTOM | ASTM A240 Tp.316 GRAPH | Gaskets : MODEL MV 20IN CLASS 600LB SERIAL NUMBER 60320-002-001, BOTTOM SPIRAL WOUND GASKET ASTM B575 UNS N10276 +GRAPH. ORTON CODE:V4BM100002558. | EA | 2 | 1 | 2 | NO | 404.36 | 80103.716 | ORTON VALVES | V4BM100002558 | V4BM100002558 | 01,02 | 1 |  |  |  |  | 70177 |  | MV |  | 41771 |  | 41905
9786 | 29200000TL | 03483 | EGC030024 | P | 58801141 | 58 | EGTL Spares | Mtce | 54 | 54A | GASKET:SPIRAL WOUND DISC | ASTM A240 | Gaskets : Tp.316 GRAPH MV 20IN CLASS 600 SERIAL NUMBER 60320-002-001, DISC SPIRAL WOUND GASKET ASTM B575 UNS N10276 + GRAPH. ORTON CODE: V4DG020006558. | EA | 2 | 0 | 0 | NO | 763.49 | 151247.369 | ORTON VALVE | V4DG020006558 | V4DG020006558 | 01,02 | 1 |  |  |  |  | 70177 |  | MV |  | 41771 |  | 41905
9787 | 29200000TL | 03483 | EGC023022 | P | 58801144 | 58 | EGTL Spares | Mtce | 54 | 54A | RING:BEARING PROTECTOR | HIGH DENSITY GRAPH | Gaskets : MODEL MV 24" 600# SERIAL NUMBER 60320-003-001 FOR 120-XXV-1081 . | EA | 2 | 1 | 2 | NO | 146.96 | 44858.0704 | ORTON VALVE | V4BR120001552 | V4BR120001552 | 01,02 | 1 |  |  |  |  | 70177 |  |  |  | 41774 | 42946 | 43054
9788 | 29200000TL | 03483 | EGC023022 | P | 58801146 | 58 | EGTL Spares | Mtce | 54 | 54A | PACKING: LAMELLARE | + H.D.G. | Gaskets : MODEL MV 24" 600# SERIAL NUMBER 60320-003-001 | EA | 1 | 0 | 1 | NO | 955.68 | 291711.7632 | ORTON VALVE | V8KB120010578 | V8KB120010578 | 01,22 | 1 |  |  |  |  | 70177 |  |  |  | 41774 | 42946 | 43054
9789 | 29200000TL | 03483 | EGC023022 | P | 58801147 | 58 | EGTL Spares | Mtce | 54 | 54A | GASKET:SPIRAL WOUND BOTTOM | + H.D.G. | Gaskets : MODEL MV 24" 600# SERIAL NUMBER 60320-003-001FOR 120-XXV-1081 | EA | 1 | 0 | 1 | NO | 214.5 | 65473.98 | ORTON VALVE | V4BM120001557 | V4BM120001557 | 01,02 | 1 |  |  |  |  | 70177 |  |  |  | 41774 | 42946 | 43054
9790 | 29200000TL | 03483 | EGC030031 | P | 58801148 | 58 | EGTL Spares | Mtce | 54 | 54A | GASKET:SPIRAL WOUND DISC | ASTM A240 Tp.316 GRAPH. | Gaskets : MODEL MV 24" 600# SERIAL NUMBER 60320-003-001 FOR 120-XXV-1081 | EA | 1 | 0 | 1 | NO | 539.22 | 164591.5128 | ORTON VALVE | V4DG024004557 |  | 01 | 1 |  |  |  |  | 70177 |  |  |  | 41774 | 42946 | 43054
9791 | 29200000TL | 03483 | EGC030031 | P | 58801150 | 58 | EGTL Spares | Mtce | 54 | 54A | RING:SEAL ASTM A240 | TP.430 H.D.G. | Gaskets : MODEL MV 24" 600# SERIAL NUMBER 60320-003-001 FOR 120-XXV-1081 PART NUMBER V4SL024035801 | EA | 1 | 0 | 1 | NO | 7910.32 | 2414546.0768 | ORTON VALVE | V4SL024035801 |  | 01,02 | 1 |  |  |  |  | 70177 |  |  |  | 41774 | 42946 | 43054
9792 | 29200000TL | 03483 | EG1015017 | P | 58801160 | 58 | EGTL Spares | Mtce | 14 | 14B | RELAY:SAFETY | FOR EMERGENCY STOP | Programmable Logic Controllers : SAFETY DOOR MONITORING | EA | 3 | 1 | 3 | NO | 250 | 38812.5 | MOELLER | ESR5-NO-21 |  | 01,10 | 1 |  |  |  |  | 70729 |  |  |  | 41788 |  | 41907
9793 | 29200000TL | 03483 | EGC027028 | P | 58801383 | 58 | EGTL Spares | Mtce | 72 | 72C | ELEMENT: FILTER | 65AL FILTER ELEMENT | X-PENDABLE CTG, FITS SCOTT AB65X, 8007176 AMERICAN BRISTOL INDUSTRIES / SCOTT- 25 SERIES (ADSORBENT), FITS AMERICAN BRISTOL INDUSTRIES/ SCOTT SERIES: 25 SERIES (ADSORBENT) PN: X256751, FITS: AB65X, 8007176http://www.lawrence-factor.com/extportal/product.a | EA | 6 | 3 | 6 | NO | 150 | 54075 | LAWRENCE FACTOR | X256751 |  | 01,02 | 1 |  | 1CCC |  |  | 71834 |  | 25 SERIES |  | 41898 | 43683 | 42017
9794 | 29200000TL | 03483 | EGC020028 | P | 58801539 | 58 | EGTL Spares | Mtce | 66 | 66H | KIT: REPAIR | PRESSURE SAFETY VALVE | Valve-Safety Relief : REFERENCES THE VALVE. THIS REPAIR KITS WILL COMPRISE OF: (1) 8542-18-107 GASKET; (2) 8543D-318-107 DIAPHRAGM, FEP, 0.10" THICK, 4.875" OD, .25" ID; (1) 6243D-18-100 GASKET, NEOPRENE, 1/16" THICK THEREFORE SHOMAS WILL SUPPLY: (1) 8542 | EA | 4 | 0 | 0 | NO | 170.15 | 33465.102 | PROTECTOSEAL | C18543D4 |  | 01 | 1 |  | 1AAA |  |  | 73956 |  | C18543D4 |  | 41973 |  | 42055
9795 | 29200000TL | 03483 | EGC020028 | P | 58801541 | 58 | EGTL Spares | Mtce | 66 | 66H | KIT: REPAIR 1 IN X 1.5 IN | PRESSURE SAFETY VALVE | Valve-Safety Relief : DN/NPS (INLET/OUTLET), PN/PR #150, RF, FULL LIFT SAFETY VALVE, 3.5BARG, LIFTING DEVICE H4 (GASTIGHT), A 100MM, B110MM, H 227MM, 3KG, LIGHT FUEL OIL, ISO VG 46. REPAIR KIT PART NUMBER 5012.1232 FOR VALVE MODEL NUMBER / ARTICLE NUMBER: | EA | 3 | 0 | 0 | NO | 196.87 | 38720.3916 | LESER | 5012.1232 |  | 01 | 1 |  | 1AAA |  |  | 73952. |  | 4594.2574 |  | 41973 |  | 42055
9796 | 29200000TL | 03483 | EG1015004 | P | 58801544 | 58 | EGTL Spares | Mtce | 66 | 66F | KIT: PRESSURE SAFETY VALVE | CONVENTIONAL 3/4 IN X 1 IN | VALVE KITS CONTAINS: VALVE DSC METAL, NOZZLE, COMPLETE GASKETS SET FOR TYCO CROSBY PRESSURE SAFETY VALVE TYPE: CONVENTIONAL, SET PRESSURE: 10.34BARG. SHOP NO: 7518000, STYLE: 951101MFD, SERIAL NO: (T12-512691, T12-19465, T12-24830, 07-30644, 07-30650, 07- | KI | 4 | 0 | 0 | NO | 88.29 | 17364.8772 | TYCO CROSBY | 05-47952/951-101MD-3/4"X1 |  | 01 | 1 |  | 1BBB |  | EGTL1-PUF-INS-DS-000002 | 73924 |  | 951-101MD |  | 41978 |  | 42050
9797 | 29200000TL | 03483 | EG1015016 | P | 58801569 | 58 | EGTL Spares | Mtce | 87 | 87B | KIT | SEAL REPLACEMENT | Engines - Parts : L270 PARTS BREAKDOWN NO RSK: REPAIR KIT FOR L270-20-8AM / L270-40-16AM SERIES LIMITORQUE PNEUMATIC MOV PART, USED ON EGTL1 183-XV-0067, 183-XV-0071, 183-XV-0072, 183-XV-0057, 183-XV-0058, 183-XV-0059, 183-XV-0063, 183-XV-0064, 183-XV-007 | EA | 3 | 2 | 4 | NO | 764.4 | 150204.6 | LIMITORQUE | 21600-130 |  | 01 | 1 |  | 2CBC |  |  | GTL202 |  | 21600-130 |  | 42009 | 44152 | 42050
9798 | 29200000TL | 03483 | EGC028031 | P | 58801585 | 58 | EGTL Spares | Mtce | 66 | 66P | KIT: MAGNETIC ARRAY | FOR DVC6200 | Valve - Control : FOR ACTUATORS MODEL 657,667, SIZES 40, 45, 46,70, 80 | EA | 10 | 5 | 15 | NO | 81 | 15931.08 | FISHER CONTROL | GE43894X012 |  | 01 | 1 |  |  |  |  | GTL202 |  | GE43894X012 |  | 42009 | 46004 | 42061 | -5 | 2
9799 | 29200000TL | 03483 | EGC028034 | P | 58801586 | 58 | EGTL Spares | Mtce | 66 | 66P | KIT: MAGNETIC ARRAY | FOR DVC6200 | Valve - Control : FOR ACTUATORS MODEL 657,667, SIZES 70, 80,87 | EA | 4 | 5 | 10 | NO | 79 | 15537.72 | FISHER CONTROL | GE16280X012 |  | 01 | 1 |  |  |  |  | GTL202 |  | GE16280X012 | KGISL052 | 42009 | 45836 | 42061 | -1 | 1 | -1 | 1 | -2 | 1
9800 | 29200000TL | 03483 | EG1015001 | P | 58801646 | 58 | EGTL Spares | Mtce | 34 | 34A | BAG TYPE:VAC-SEAL BAGS | MATL:PLASTIC VAC-SEAL BAGS | Laboratory - Analytical Instruments : USED FOR STORAGE OF RE-CONDITIONED GAS CHROMATOGRAPH COLUMNS | EA | 1 | 2 | 3 | NO | 150 | 29464.5 | ACME | FOODSAVER BAGS & ROLL |  | 01 | [7 empty] | FOODSAVER BAGS & ROLL |  | 42053 | 44500 | 42123
9801 | 29300000TL | 03483 | EG1015005 | P | 58801771 | 58 | EGTL Spares | Mtce | 14 | 14D | SENSOR:GAS DETECTOR TYPE:H2S | RANGE:0 - 100 PPM SENSOR, | Level Measuring Instruments : CITICEL, H2S, 0 - 100 PPM | EA | 3 | 2 | 3 | YES | 259.3 | 425062.711 | SHAWCITY | AC226-800 |  | 01 |  |  | 1BBB | [6 empty] | 43769 | 45398 | 45470 |  |  | -3 | 1
9802 | 29200000TL | 03483 | EG1015005 | P | 58801772 | 58 | EGTL Spares | Mtce | 14 | 14D | SENSOR:GAS DETECTOR TYPE:FIRE | AND GAS DETECTION RANGE:0 - | Level Measuring Instruments : 20.95 % SENSOR, O2, 0 - 20.95 % | EA | 2 | 2 | 7 | NO | 329.48 | 100326.66 | A G SAFETY SALES OF TEXAS | L06.20979029 013 |  | 01 |  |  | 1BBB | [6 empty] | 42321 | 43684 | 42716
9803 | 29200000TL | 03483 | EG1015005 | P | 58801773 | 58 | EGTL Spares | Mtce | 14 | 14D | SENSOR:GAS DETECTOR TYPE:FIRE | AND GAS DETECTOR RANGE:0 - 500 | PPM SENSOR, CO, 0 - 500 PPM PART NUMBER 02.25122884 023 REPLACED WITH 4CF+ CiTiceL? CARBON MONOXIDE (CO) GAS SENSOR PART NUMBER: 2112B2005 http://www.citytech.com.cn/PDF-Datasheets/4cf+.pdf | EA | 3 | 2 | 7 | NO | 329.48 | 64739.5252 | CITY TECHNOLOGY/A G SAFET | 2112B2005 |  | 01 | [9 empty] | 42321 | 44257 | 42159
9804 | 29200000TL | 03483 | EGC034031 | P | 58801806 | 58 | EGTL Spares | Mtce | 57 | 57A | HOSE:FLEXIBLE METAL TYPE:1/4 | FLEX HOSE X 12 SIZE:1/4 LG:12 | Hoses & Parts :CONN:1/4 TUBE SWAGELOK RATING:3000 MATL:SS FLEX HOSE PTFE 1/4 TUBE CONNECTION SS BRAIDED PTFE LINE HOSE 12 INCHES LONG BY SWAGELOK | EA | 18 | 6 | 18 | NO | 69.62 | 13675.4566 | SWAGELOK | SS-4BHT-12 |  | 01 | [7 empty] | SS-4BHT-12 |  | 42222 |  | 42190
9805 | 29200000TL | 03483 | EGC034032 | P | 58801807 | 58 | EGTL Spares | Mtce | 57 | 57A | HOSE:FLEXIBLE METAL TYPE:1/4 | FLEX HOSE X 24 SIZE:1/4 LG:24 | Hoses & Parts :CONN:1/4 TUBE SWAGELOK RATING:3000 MATL:SS FLEX HOSE PTFE 1/4 TUBE CONNECTION SS BRAIDED PTFE LINE HOSE 24 INCHES LONG BY SWAGELOK | EA | 10 | 6 | 18 | NO | 77.46 | 15215.4678 | SWAGELOK | SS-4BHT-24 |  | 01 | [7 empty] | SS-4BHT-24 |  | 42222 | 43905 | 42190
9806 | 29200000TL | 03483 | EGC034032 | P | 58801808 | 58 | EGTL Spares | Mtce | 57 | 57A | HOSE:FLEXIBLE METAL TYPE:1/4 | FLEX HOSE X 36 SIZE:1/4 LG:36 | Hoses & Parts :CONN:1/4 TUBE SWAGELOK RATING:3000 MATL:SS FLEX HOSE PTFE 1/4 TUBE CONNECTION SS BRAIDED PTFE LINE HOSE 36 INCHES LONG BY SWAGELOK | EA | 14 | 6 | 18 | NO | 85.01 | 16699.9311 | SWAGELOK | SS-4BHT-36 |  | 01 | [7 empty] | SS-4BHT-36 |  | 42222 | 43917 | 42191
9807 | 29200000TL | 03483 | EGC034031 | P | 58801809 | 58 | EGTL Spares | Mtce | 57 | 57A | HOSE:FLEXIBLE METAL TYPE:3/8 | FLEX HOSE X 12 SIZE:3/8 LG:12 | Hoses & Parts :CONN:3/8 TUBE SWAGELOK RATING:2600 MATL:SS FLEX HOSE PTFE 3/8 TUBE CONNECTION SS BRAIDED PTFE LINE HOSE 12 INCHES LONG BY SWAGELOK | EA | 15 | 6 | 18 | NO | 101.01 | 19841.3943 | SWAGELOK | SS-6BHT-12 |  | 01 | [7 empty] | SS-6BHT-12 |  | 42222 | 42511 | 42190
9808 | 29200000TL | 03483 | EGC035019 | P | 58801810 | 58 | EGTL Spares | Mtce | 57 | 57A | HOSE:FLEXIBLE METAL TYPE:3/8 | FLEX HOSE X 24 SIZE:3/8 LG:24 | Hoses & Parts :CONN:3/8 TUBE SWAGELOK RATING:3000 MATL:SS FLEX HOSE PTFE 3/8 TUBE CONNECTION SS BRAIDED PTFE LINE HOSE 24 INCHES LONG BY SWAGELOK | EA | 12 | 6 | 18 | NO | 110.9139 | 27662.2414 | SWAGELOK | SS-6BHT-24 |  | 01 | [7 empty] | SS-6BHT-24 |  | 42222 | 42882 | 42907
9809 | 29200000TL | 03483 | EGC034031 | P | 58801815 | 58 | EGTL Spares | Mtce | 57 | 57A | HOSE:FLEXIBLE METAL TYPE:3/4 | FLEX HOSE X 36 SIZE:3/4 LG:36 | Hoses & Parts :CONN:3/4 TUBE SWAGELOK RATING:1600 MATL:SS FLEX HOSE PTFE 3/4 TUBE CONNECTION SS BRAIDED PTFE LINE HOSE 36 INCHES LONG BY SWAGELOK | EA | 12 | 6 | 18 | NO | 192.25 | 37763.6675 | SWAGELOK | SS-12BHT-36 |  | 01 | [7 empty] | SS-12BHT-36 |  | 42222 | 44546 | 42191
9810 | 29300000TL | 03483 | EGC030019 | P | 58801834 | 58 | EGTL Spares | Mtce | 87 | 87B | FILTER:FUEL TYPE:DIESEL | SIZE:D93.5MM,T1-14IN,H266.8MM | Engines - Parts : ELEMENT MATL:PLEATED PAPER FILTERING RETENTION:4MICRON HOUSING MATL:CS | EA | 5 | 6 | 9 | YES | 54.3605 | 82703.1502 | CATERPILAR | 1R-0762 |  | 01 | [9 empty] | 43769 | 45926 | 45976 | -18 | 18 | -7 | 6 | -9 | 7
9811 | 29300000TL | 03483 | EGC030023 | P | 58801835 | 58 | EGTL Spares | Mtce | 87 | 87B | FILTER | OIL | Engines - Parts : TYPE:D135.8MM,H307.0MM,T11/2-16IN SIZE:CELLUCLOSE ELEMENT MATL:20MICRON FILTERING RETENTION:CS HOUSING MATL:CS. (58801835 REPLACED 04495574) | EA | 10 | 14 | 21 | YES | 85.0168 | 130201.1668 | CATERPILAR | 1R-1808 |  | 01 | 1 |  | 1BBB | [5 empty] | INL152 | 43891 | 45997 | 45971 | -11 | 6 | -35 | 20 | -13 | 5
9812 | 29200000TL | 03483 | EG1015003 | P | 58801868 | 58 | EGTL Spares | Mtce | 54 | 54A | O-RING TYPE:COMPOUND 6375 | ID:1.614 IN OD:0.157 IN | Seals : WIDTH:0.157 IN SEC DIA:41.00 MM MATL:COMPOUND 6375 INDUSTRY STD:2-K#25041 145-XF-001A, 145-XF001B, 145-XF-001C, 145-XF-001D, VIBRATOR | EA | 32 | 16 | 32 | NO | 90 | 17684.1 | KALREZ SPECTRUM | 100669611101173330019 |  | 01 |  |  | 1BBB |  |  |  |  | K#25041 |  | 42352 |  | 42227
9813 | 29200000TL | 03483 | EG1015003 | P | 58801869 | 58 | EGTL Spares | Mtce | 54 | 54A | O-RING TYPE:KLB6375 ID:1.811 I | OD:0.197 IN WIDTH:0.197 IN SEC | Seals : DIA:46.00 MM MATL:COMPOUND 6375 INDUSTRY STD:2-K#26046 145-XF-001A, 145-XF001B, 145-XF-001C, 145-XF-001D, VIBRATOR | EA | 32 | 0 | 0 | NO | 131.4531 | 35201.1736 | KALREZ SPECTRUM | K#26046 |  | 01 | [7 empty] | K#26046 COMPOUND 6375 |  | 42352 | 42964 | 42992
9814 | 29200000TL | 03483 | EGC028017 | P | 58802056 | 58 | EGTL Spares | Mtce | 11 | 11Z | DISPLAY:DIGITAL LCD TYPE:LCD | SIZE:24VDC POWER:DEGREE | Computer Hardware - Peripherals : CELCIUS READOUT:DIGITAL | EA | 1 | 0 | 0 | NO | 421.7726 | 172715.8838 | ROSE MOUNT | 006444430-0002 |  | 01 | [7 empty] | 644HFE5A01XAJ6M5F604 |  | 42400 | 44381 | 43259
9815 | 29200000TL | 03483 | EGC031017 | P | 58802069 | 58 | EGTL Spares | Mtce | 14 | 14Z | SOLENOID:COIL TYPE:EMBEDDED | SCREW TERNIMAL COIL VOL:24VDC, | Instruments - Other & Parts : 5.7WATTS THIS IS SOLENOID COIL FOR NFM1211 TYPE ASCO SOLENOID ON KV VALVE IN UNIT 71 AND ON SPOF PROJECT | EA | 1 | 0 | 0 | NO | 139.105 | 31392.4915 | ASCO NUMATICS | 400606-442 |  | 02,07 | [7 empty] | NFM1211 |  | 42400 | 44046 | 42695
9816 | 29200000TL | 03483 | EG1015018 | P | 58802095 | 58 | EGTL Spares | Mtce | 02 | 02A | KIT TYPE:SERVICE KITS | APPLICATION:AIR VENT CONTAINS | Heating Ventilation and Air Conditioning Equipnment & Parts : A:SEAT CONTAINS B:NUTS & BOLTS CONTAINS C:RING CONTAINS D:WASHERS CONTAINS E:PIN CONTAINS F:SPINDLE SPIRAX SARCO FT450-14 BAR, AIR VENT ALL SIZES (US71512)B1673-10, 215/315IN 17, PART NUMBER 1 | ST | 3 | 1 | 2 | NO | 0 | 0 | SPIRAX SARCO |  |  | 07 | [9 empty] | 42319 | 42353
9817 | 29200000TL | 03483 | EG1015018 | P | 58802096 | 58 | EGTL Spares | Mtce | 54 | 54A | GASKET SET TYPE:NO-SPIRAL | SIZE:2/4 MATL:GRAPHITE COATED | Gaskets : NUMBER OF PIECES:3 SPIRAX SARCO SET OF 3 GASKET 3/4IN FT450-14 KIT, 150LB, PART NUMBER 1439267 | ST | 4 | 5 | 10 | NO | 79.4335 | 21441.489 | SPIRAX SARCO | 66392 |  | 07 | [9 empty] | 42319 | 43956 | 43006
9818 | 29200000TL | 03483 | EG1016002 | P | 58802103 | 58 | EGTL Spares | Mtce | 53 | 53B | ELBOW:PIPE ADAPTER SIZE:1/4 IN | CONN A:QUICK CONNECT CONN B:SW | Fittings - Pipe - Non-Metal : DEGREE:90 RADIUS:SHORT RATING:150 LB MATL:316 SS SPEC:ASME SA403 GRADE:TP ELBOW USED ON PRESSURE SWITCH FOR 171-CS-042A AND171-CS-042B | EA | 6 | 3 | 6 | NO | 46.58 | 9152.97 | INGERSOLL - RAND | 39155478 |  | 00 | [9 empty] | 42422 |  | 42360
9819 | 29200000TL | 03483 | EG1016002 | P | 58802104 | 58 | EGTL Spares | Mtce | 53 | 53B | ELBOW:PIPE ADAPTER SIZE:1/4 IN | CONN A:QUICK CONNECT CONN B:SW | Fittings - Pipe - Non-Metal : DEGREE:90 RADIUS:SHORT RATING:150 LB MATL:316 SS SPEC:ASME SA403 GRADE:TP ELBOW USED ON PRESSURE SWITCH FOR 171-CS-042A AND171-CS-042B | EA | 6 | 3 | 6 | NO | 58.94 | 11581.71 | INGERSOLL - RAND | 39155650 |  | 00 | [9 empty] | 42422 |  | 42360
9820 | 29200000TL | 03483 | EG1016002 | P | 58802105 | 58 | EGTL Spares | Mtce | 53 | 53B | FITTING TYPE:TEE VALVE | SIZE:1/2 IN MATL:316 SS TEE | Fittings - Pipe - Non-Metal : VAVLE FITTING USED ON PRESSURE SWITCH FOR 171-CS-042A AND171-CS-042B | EA | 6 | 0 | 0 | NO | 186.33 | 36613.845 | INGERSOL-RAND | 22489157 |  | 00 | [9 empty] | 42422 |  | 42360
9821 | 29200000TL | 03483 | EGC029004 | P | 58802177 | 58 | EGTL Spares | Mtce | 14 | 14C | KIT TYPE:VORTEX REMOTE MOUNT | KIT APPLICATION:VORTEX | Flow Measuring Instruments : FLOWMETER MEASUREMENT CONTAINS A:METER ADAPTER CONTAINS B:HOUSING ADAPTER CONTAINS C:COAXIAL CABLE CONTAINS D:SCREWS/BOLTS CONTAINS E:NUTS CONTAINS F:WASHER REMOTE MOUNTING KIT USED FOR VORTEX FLOWMETER , 30FT COAXIAL CABLE | KI | 1 | 0 | 0 | NO | 977.0973 | 298563.317 | ROSEMOUNT EMERSON | 08800-5051-3030 |  | 02,07 | [7 empty] | 8800 |  | 42400 | 45537 | 43131 |  |  | -1 | 1
9822 | 29200000TL | 03483 | EGC041015 | P | 58802187 | 58 | EGTL Spares | Mtce | 72 | 72Z | FILTER:FUEL TYPE:FILTER: FUEL | FILTER SIZE:FUEL FILTER | Filtration - Filters/ Other : BALDWIN PF 598-30 ELEMENT MATL:(REPLACE FLEETGUARD FS20103) FILTERING RETENTION:(REPLACE FLEETGUARD FS20103) HOUSING MATL:(REPLACE FLEETGUARD FS20103) FUEL FILTER BALDWIN PF 598-30, (REPLACE FLEET GUARD FS20103) | EA | 62 | 30 | 90 | NO | 16 | 4505.215 | BALDWIN | PF 598-30 |  | 02,NOTES | [7 empty] | PF 598-30 |  | 42402 | 43092 | 42949
9823 | 29200000TL | 03483 | EG1015004 | P | 58802267 | 58 | EGTL Spares | Mtce | 66 | 66P | SPRING:VALVE TYPE:BIAS SPRING | VALVE SIZE:70 - 100 | Valve - Control : | EA | 12 | 10 | 15 | NO | 70 | 13755 | FISHER | 22B9009X022 |  | 00 | [9 empty] | 42450 | 44691 | 42374
9824 | 29200000TL | 03483 | EG1015020 | P | 58802314 | 58 | EGTL Spares | Mtce | 14 | 14A | THERMOCOUPLE: DETECTOR | RESISTANCE TEMPERATURE | FOR ANALYSER. TAG: 120-AT-1060A, 120-AT-1061A, 120-AT-2060A, 120-AT-2061A, 150-AT-0001A, 150-AT-0006A, 160-AT-0001, 160-AT-0206, 172-AT-0003, 172-AT-0004, 172-AT-0009, 172-AT-0010, 172-AT-0020, 172-AT-0021, 172-AT-0109, 172-AT-0110, 172-AT-0204A&B, 172 | EA | 1 | 2 | 3 | NO | 401.75 | 112099.5833 | AMETEK PROCESS & INSTRUME | 25384JE |  | 00 | [9 empty] | 42442 | 44276 | 42695
9825 | 29300000TL | 03483 | EG1015001 | P | 58802342 | 58 | EGTL Spares | Mtce | 51 | 51Z | BOARD:TERMINAL ELECT. RATING:- | CIRCUIT:- CONNS:- | Electric-Other : MANUFACTURER: MILWAUKEE PART NUMBER: 23-35-0312 DESCRIPTION: CONTROL PANEL KIT FULL WAVE HTTP://WWW.EREPLACEMENTPARTS.COM/CONTROL-PANEL-KIT-FULL-WAVE-P-136846.HTML | EA | 2 | 1 | 2 | YES | 555 | 846857.85 | MILWAUKEE | 23-35-0312 |  | 16 | [7 empty] | 23-35-0312 |  | 43769 |  | 45721
9826 | 29200000TL | 03483 | EG1015009 | P | 58802453 | 58 | EGTL Spares | Mtce | 51 | 51M | CARD:FLASHER TYPE:PLC SIZE:4 | IN COLOR:NATURAL SUPPLY | Adjustable Speed Drives : RATING:20MA | EA | 1 | 0 | 1 | NO | 1273 | 393993.5 | GENERON | TWSCO 53-9000310 |  | 07,22 | [9 empty] | 42583 |  | 42499
9827 | 29200000TL | 03483 | EGC037032 | P | 58802575 | 58 | EGTL Spares | Mtce | 76 | 76F | KIT:PUMP TYPE:MECHANICAL SEAL | REPAIR KIT APPLICATION:PUMP | SEAL CONTAINS A:O-RINGS CONTAINS B:BACKUP RING CONTAINS C:PRIMARY RING FACE CONTAINS D:SPRINGS CONTAINS E:MATING RING CONTAINS F:O-RING JOHN CRANE MECHANICAL SEAL REPAIR KIT 1130/8B1RS/SK/GC2301(GPN 89360123) | EA | 1 | 1 | 2 | NO | 11235.8 | 3427480.79 | JOHN CRANE SEAL | 1130/8B1RS/SK/GC2301 |  | 01A | [7 empty] | (GPN 89360123) |  | 42667 | 44911 | 42949
9828 | 29200000TL | 03483 | EG1016002 | P | 58802946 | 58 | EGTL Spares | Mtce | 14 | 14Z | MODULE:SENSOR TYPE:ADJUSTABLE | FREQUENCY I/P:24V DC/8 MA | O/P:18--33 V DC POWER POWER SOURCE:24VDC /0.5A TEST GENERATOR E16981,MODULE ,FOR TURBINE OVERSPEED PROTECTION SYSTEM, 0.5A , 24 VDC ,ADJUSTABLE FREQUENCY DISPLAY IN RPM TERMS. | EA | 3 | 0 | 0 | NO | 14075.9683 | 4313580.495 | BRAUN-TACHO | E1696.3-97002040 |  | 07 | [9 empty] | 42695 | 43781 | 42659
9829 | 29200000TL | 03483 | EG1016002 | P | 58802947 | 58 | EGTL Spares | Mtce | 14 | 14B | MODULE:CONTROLLER TYPE:3 | OUTPUT ANALOG I/P:24 VDC | O/P:0/4-20 M A POWER SOURCE:24 VDC/0.5A MONITOR:MONITOR E1657 A,B & C,MODULE FOR TURBINE OVERSPEED PROTECTION SYSTEM E16E305-97002032 , 0/4-20 MA , 3 ANALOG OUTPUT ,5 DIGIT SOLUTION ,ACCURACY +/- 0.01 % + 1 | EA | 3 | 0 | 0 | NO | 7760.85 | 2363178.825 | BRAUN-TACHO | E1657.4-97002039 |  | 07 | [9 empty] | 42695 | 43785 | 42659
9830 | 29200000TL | 03483 | EG1016002 | P | 58802948 | 58 | EGTL Spares | Mtce | 14 | 14B | MODULE:CONTROLLER TYPE:CHANNEL | TEST SELECTOR I/P:30KHZ | O/P:ALARM RELAY OUTPUT POWER SOURCE:24V DC/0.5 A TEST-SELECTOR: TEST-SELECTOR E1514,MODULE ,FOR TURBINE OVERSPEED PROTECTION SYSTEM E16E305-97002032 ,TEST ING INPUT SIGNALS,0.5A , 24 VDC , FREQ 30KHZ,CHANNEL TEST SELECTION | EA | 3 | 1 | 3 | NO | 1417.69 | 431686.605 | BRAUN-TACHO | E1514/4-97002042 |  | 07 | [9 empty] | 42695 |  | 42659
9831 | 29200000TL | 03483 | EG1016002 | P | 58802949 | 58 | EGTL Spares | Mtce | 14 | 14B | MODULE:CONTROLLER | TYPE:CONTROLLER TYPE:SP1 | I/P:24V DC/0.5 A O/P:COUNTER POWER SOURCE:24VDC COUNTER FOR NUMBER OF STARTS, RUN AND OPERATING HOURS E16156.1 | EA | 3 | 1 | 3 | NO | 1772.79 | 539814.555 | BRAUN-TACHO | E724-97002171 |  | 07 | [9 empty] | 42695 | 43785 | 42659
9832 | 29200000TL | 03483 | EG1015004 | P | 58802962 | 58 | EGTL Spares | Mtce | 14 | 14B | CONDITIONER TYPE:SIS LINE | ELECT. RATING:24VDC | CONDITIONER: SIS LINE ; P/N: LC-340 ; MANUFACTURER: FISHER ; 24VDC. | EA | 1 | 4 | 6 | NO | 235 | 71616.25 | FISHER | LC-340 |  | 07 | [9 empty] | 42779 | 45134 | 42682 |  |  |  |  | -3 | 3
9833 | 29200000TL | 03483 | EG1015004 | P | 58802979 | 58 | EGTL Spares | Mtce | 27 | 27C | SYRINGE TYPE:GLASS MATL:GLASS | SYRINGE REPLACEMENT ACID FOR | GE SIEVERS 900 TOC ON-LINE ANALYZER PART NUMBER: CAPK 96158-01 TAG: 172-AT-0012 MANUFACTURER: GE SIEVERS WATER & PROCESS TECHNOLOGIES, ANALYTICAL INSTRUMENTS, 6060 SPINE ROAD, BOULDER, CO 80301, USA *CAPK 96158-01 ACID REPLACES PREVIOUS PART NUMBER CAP | EA | 1 | 0 | 1 | NO | 750 | 228750 | GE SIEVERS | CAPK 96158-01 |  | 00,22 | [7 empty] | CAPK 96158-01 |  | 42772 |  | 42729
9834 | 29300000TL | 03483 | EG1015003 | P | 58803006 | 58 | EGTL Spares | Mtce | 50 | 50Z | BEARING:ROLLER | TYPE:TAPERTAPERED ROLLER | BEARINGS ROW:SINGLE ROW ID:130MM OD:230MM WIDTH:43.75MM RADIAL CLEARANCE:SEE CAGE MATL:SEE SKF 30226 | EA | 2 | 0 | 1 | YES | 427.7 | 158512.15 | SKF | 30226 J2 |  | 00 |  |  | 1BBB | [6 empty] | 43891 |  | 44063
9835 | 29200000TL | 03483 | EG1015003 | P | 58803007 | 58 | EGTL Spares | Mtce | 50 | 50Z | BEARING: INTERMEDIATE BEVEL | FLENDER GEARBOX | Tapered roller bearing - 60mm x 130mm x 48.5mm. SKF 32312 BJ2/QCL7C. FLENDER B3NV09, 173-EA-002A/B/C, intermediate bevel pinion bearings, parts 0450, 0451. Equipment tag numbers:-173-EA-002A-F01,173-EA-002A-F02,173-EA-002A-F03,173-EA-002A-F04,173-EA-002B- | EA | 2 | 8 | 10 | NO | 135.806 | 41537.1653 | 32312 BJ2/QCL7C | 32312 BJ2/QCL7C |  | 00 |  | 1AXX | 2CBC |  | 173-EA-002A-F01 |  |  |  |  | 42829 | 44656 | 43627
9836 | 29300000TL | 03483 | EGC033015 | P | 58803156 | 58 | EGTL Spares | Mtce | 14 | 14I | ELEMENT:TEMPERATURE | TYPE:ROSEMOUNT TEMPERATURE | ELEMENT SIZE: RTD 3-WIRE PTFE INSULTED, SILVER COATED COPPER WIRE , RANGE -50 TO 450 DEG CDUAL WITH 316 SS/321 SHEATH, MINERAL INSULATIONDIAMETER 6MMPROCESS CONNECTION: 1/2 IN NPTSENSOR LENGTH: 215MMLAGGING EXTENSION 1050MMRTD Pt 100, CLASS A, EEx d - FM | EA | 2 | 1 | 2 | YES | 721.9 | 807397.0019 | ROSEMOUNT | BTSR-D25FOX110N425A1E5G1G |  | 01,16 | [7 empty] | 214CRWSMA1S3M0215SL |  | 44174 | 45422 | 45476 |  |  | -1 | 1
9837 | 29300000TL | 03483 | EG1015004 | P | 58803220 | 58 | EGTL Spares | Mtce | 51 | 51Z | SENSOR:CONDUCTIVITY CELL | CONSTANT:0.01 CABLE LG:10 FEET | CONN:3/4 IN MATL:TITANIUM, SS CONDUCTIVITY SENSOR MODEL 400-11 TAG: 172-AT-0502,0505,0508,0511 | EA | 1 | 0 | 1 | YES | 2123.47 | 3480946.8961 | ROSEMOUNT ANALYTICAL | 400-11 |  | 00 | [7 empty] | 400 CONDUCTIVITY |  | 43769 | 45468 | 45494 |  |  | -2 | 2
9838 | 29200000TL | 03483 | EGC026004 | P | 58803223 | 58 | EGTL Spares | Mtce | 66 | 66V | KIT:REBUILD TYPE:REPAIR | APPLICATION:LEVEL GAGE | CONTAINS A:TEMPERED GLASS CONTAINS B:SHIELD MICA CONTAINS C:CUSHION CONTAINS D:IF5500 CONTAINS E:GASKET CONTAINS F:GRAFOIL CLARK-RELIANCE GLASS REPLACEMENT KIT FOR FG1508 FLAT GLASS GAGE SIZE 8 FLAT GLASS REPAIR KIT (SET FOR ONE WINDOW) FOR FG1500 SERIES | EA | 5 | 6 | 8 | NO | 414.76 | 126646.966 | CLARK-RELIANCE | RRK 5D SET |  | 07 | [7 empty] | FG1500 SERIES-RRK 5D |  | 42906 | 45103 | 42939 |  |  |  |  | 0 | 2
9839 | 29200000TL | 03483 | EGC026004 | P | 58803224 | 58 | EGTL Spares | Mtce | 54 | 54A | KIT TYPE:LEVEL GAUGE | APPLICATION:STEAM DRUM | CONTAINS A:GLASS CONTAINS B:GASKET CONTAINS C:MICA CONTAINS D:SHIELD CONTAINS E:INSTRUCTION MANUAL CONTAINS F:CUSHION SIZE 7 FLAT GLASS REPAIR KIT (SET FOR ONE WINDOW) FOR FG1500 SERIES GAGES-RRK 5C SET | EA | 27 | 18 | 28 | NO | 380.525 | 116130.7671 | CLARK-RELIANCE | RRK-5C-SET |  | 07 | [7 empty] | SERIES FG1507 |  | 42906 | 45057 | 43200 |  |  |  |  | -1 | 1
9840 | 29200000TL | 03483 | EG1015010 | P | 58803267 | 58 | EGTL Spares | Mtce | 53 | 53Z | FITTING | PNEUMATIC ELBOW |  | EA | 10 | 7 | 10 | NO | 35.72 | 10920.9614 | FESTO | 130729 |  | 00 |  |  | 2BBB | [6 empty] | 42926 |  | 43034
9841 | 29200000TL | 03483 | EGC024010 | P | 58803297 | 58 | EGTL Spares | Mtce | 76 | 76Z | RETAINER TYPE:SPRING RETAINER | SIZE:OEM MATL:EN-B SPRING | RETAINER FOR SULZER PUMP WITH SERIAL NUMBER 207276 | EA | 3 | 2 | 3 | NO | 1538.41 | 469645.8048 | SULZER PUMP | 484.01 |  | 00 |  |  | 2BAC |  |  |  |  | ZE400-8 728 |  | 42944 |  | 43017
9842 | 29200000TL | 03483 | EGC024010 | P | 58803304 | 58 | EGTL Spares | Mtce | 76 | 76A | SLEEVE TYPE:WEAR SIZE:NA | MATL:316 SPACER SLEEVE OF | SULZER CENTRIFUGAL PUMP WITH SERIAL NO 207276 | EA | 3 | 2 | 3 | NO | 1677.86 | 512217.1008 | SULZER PUMP | 525.02 |  | 00 |  |  | 2ABC |  |  |  |  | ZE400-8 728 |  | 42944 |  | 43017
9843 | 29200000TL | 03483 | EG1015012 | P | 58803308 | 58 | EGTL Spares | Mtce | 63 | 63Z | DRAIN TYPE:FLOAT DRAIN | SIZE:1/2 IN MATL:PLASTIC | REPLACEMENT PART FOR PARKER HIROSS HFN072 AIR FILTER | EA | 3 | 1 | 3 | NO | 152.7267 | 46635.63 | PARKER,USA | HDI2 |  | 00 | [7 empty] | HDI2 |  | 42944 | 43118 | 43139
9844 | 29300000TL | 03483 | EG1015012 | P | 58803309 | 58 | EGTL Spares | Mtce | 66 | 66P | REGULATOR:PRESSURE TYPE:AIR | INLET PRESS.:0-16BAR OUTLET | PRESS.:0.5-10BAR SIZE/CONN:1/4IN BODY MATL:ZAMA, BRASS, NBR, TECHNOPOLYME USED IN `71-XF-040A-F AND 171-XF-041A-F. ATTACHED IS THE DATA SHEET FOR THE REGULATOR AND THE PICTURE. | EA | 2 | 1 | 2 | YES | 95 | 41463.7 | CAMOZZI | MC104-R00 |  | 00 |  |  | 2CBA |  |  |  |  | MC104-R00 | BENL1656 | 43774 | 45431 | 44891 |  |  | -2 | 1
9845 | 29200000TL | 03483 | EG1015020 | P | 58803332 | 58 | EGTL Spares | Mtce | 14 | 14A | CABLE TYPE:COMMUNICATION | SIZE:STANDARD MATL:PLASTIC | STRUCTURE:TWISTED SPECIAL FIRMWARE RECOVERY CABLE RS-232 | EA | 1 | 0 | 1 | NO | 161.18 | 49395.2228 | NALCO | 060-TR5464.88 |  | 00 | [7 empty] | 3D TRASAR |  | 42963 |  | 43056
9846 | 29200000TL | 03483 | EG1015020 | P | 58803334 | 58 | EGTL Spares | Mtce | 14 | 14A | DESICCANT TYPE:ANALYZER | CONT:KIT 3DT FLUOROMETER, | DESICCANT/INDICATOR KIT | EA | 2 | 1 | 4 | NO | 129.68 | 39741.7328 | NALCO | 060-TR5226.88 |  | 00 | [7 empty] | 3D TRASAR |  | 42963 | 45400 | 43056 |  |  | -2 | 2
9847 | 29200000TL | 03483 | EG1016002 | P | 58803336 | 58 | EGTL Spares | Mtce | 34 | 34Z | BEAKER TYPE:PLASTIC CAP:800 ML | SIZE:800 ML GRADUATIONS:800 ML | MATL:PLASTIC BEAKER, PLASTIC, TRI-CORNER, 800 ML | EA | 3 | 1 | 4 | NO | 1.85 | 566.951 | NALCO | 500-P0116.88 |  | 00 | [7 empty] | 3D TRASAR |  | 42963 | 45734 | 43056 | -1 | 1
9848 | 29200000TL | 03483 | EG1015020 | P | 58803338 | 58 | EGTL Spares | Mtce | 14 | 14A | PROBE:SENSOR TYPE:ORP TIP | DIA:1 CM LG:6 IN RATING:0-200 | DEG F CABLE LG:1 MTR MATL:EPOXY TR 5000 ORP PROBE | EA | 3 | 1 | 3 | NO | 385.35 | 118094.361 | NALCO | 060-TR5412.88 |  | 00 | [7 empty] | 3D TRASAR |  | 42963 |  | 43056
9849 | 29200000TL | 03483 | EG1015020 | P | 58803347 | 58 | EGTL Spares | Mtce | 27 | 27A | SYRINGE TYPE:LIQUID CAP:60 CC | GRADUATIONS:1 CC MATL:PLASTIC | USE FOR CALIBRATION FLUOROMETER | EA | 5 | 2 | 7 | NO | 51.46 | 15770.4316 | NALCO | 500-P2147.88 |  | 00 | [7 empty] | 3D TRASAR |  | 42963 | 45400 | 43059 |  |  | -2 | 2
9850 | 29200000TL | 03483 | EG1016002 | P | 58803348 | 58 | EGTL Spares | Mtce | 56 | 56Z | BRUSH TYPE:ANALYZER BRISTLE | SIZE:2 1/2 IN BRISTLE | MATL:NYLON LG:16 IN HANDLE:PLASTIC TUBE BRUSH, NYLON, 5/16"X2-1/2"X16" | EA | 1 | 1 | 3 | NO | 13.16 | 4033.0136 | NALCO | 500-P2817.88 |  | 00 | [7 empty] | 3D TRASAR |  | 42963 | 45400 | 43056 |  |  | -2 | 2
9851 | 29200000TL | 03483 | EG1016002 | P | 58803350 | 58 | EGTL Spares | Mtce | 14 | 14A | PROBE:CORROSOMETER TYPE:BRASS | PROBE TIP DIA:1/8 IN LG:1/2 IN | RATING:0-200 DEGF CABLE LG:1 MTR MATL:STEEL NCM 100 443 ADMIRALTY BRASS PROBE WITH FERRULES | EA | 1 | 1 | 4 | NO | 379.79 | 116390.4434 | NALCO | 400-NCMP7B.88 |  | 00 | [7 empty] | 3D TRASAR |  | 42963 | 44627 | 43056
9852 | 29200000TL | 03483 | EGC035022 | P | 58803365 | 58 | EGTL Spares | Mtce | 51 | 51B | LIGHT:FIXTURE TYPE:INDOOR | VOL:220-240VAC | MOUNT:WALL MOUNT REFRACTOR:GREEN EMERGENCY EXIT LIGHT FIXTUREMANUFACTURER: GLAMOXPN: E20762302TYPE: E20-S G2 LED M E3/DALI 220-240VAC, 50/60HZ. | EA | 1 | 1 | 3 | NO | 276.32 | 84366.0224 | GLAMOX | E20760302 E20-S G2 LED M |  | 16 | [7 empty] | E20-S G2 LED M/NM E3 DALI |  | 42985 | 44651 | 43180
9853 | 29200000TL | 03483 | EGC032003 | P | 58803379 | 58 | EGTL Spares | Mtce | 51 | 51B | LIGHT:FIXTURE TYPE:INDOOR | VOL:220-240VAC | MOUNT:CEILING MOUNT REFRACTOR:- EMERGENCY EXIT LIGHT FIXTUREMANUFACTURER: GLAMOXPN: 20660302TYPE: E20-S G2 LED M/NM E3/ST220-240VAC, 50/60HZ. COMPLETE REPLACEMENT FIXTURE WITH DIRECTION ARROWS FOR DOUBLE TYPE CEILING MOUNT EGTL ADMIN/LAB/MTCE BUILDINGS E | EA | 1 | 1 | 3 | NO | 201.55 | 61636.0055 | GLAMOX | 20660302 |  | 16 | [7 empty] | GEF108 E1-3/S DOUBLE M |  | 42989 | 44603 | 43027
9854 | 29300000TL | 03483 | EGC028024 | P | 58803395 | 58 | EGTL Spares | Mtce | 51 | 51B | LAMP:HID TYPE:HPS VOL:230V | WAT:70W COLOR:CLEAR BULB:E27 | BASE:- MAX OVERALL LG:156MM MASTER SON-T PIA PLUS 70W/220 E27. FOR EGTL CATWALK JETTY LIGHTING. SEE LINK: HTTP://WWW.ASSETS.LIGHTING.PHILIPS.COM/IS/CONTENT/PHILIPSLIGHTING/FP928152700028-PSS-GLOBAL | EA | 2 | 1 | 2 | YES | 8.705 | 3958.9326 | PHILIPS | SON-T 70W |  | 16 |  |  | 3CAC |  |  |  |  | SON-T 70W | BKNL179 | 43769 |  | 44788
9855 | 29200000TL | 03483 | EGC025015 | P | 58803446 | 58 | EGTL Spares | Mtce | 54 | 54A | GASKET:SPIRAL WOUND | TYPE:SPIRAL WOUND PIPE | SIZE:1IN CLASS:3-600 LB SPIRAL WOUND THCK:4.5NN WINDING MATL:316 SS FILLER MATL:GRAPHITE CENTERING RING MATL:SS INNERING RING MATL:SS 316L STYLE:FLEXITALLIC CGI SPEC:ASME B16.20 SIZE:1IN FLEXITALLIC STYLE “CGI” SPIRAL WOUND GASKET 1IN, 3-600LB, ASME B16.2 | EA | 6 | 2 | 7 | NO | 16.1656 | 4932.4617 | FLEXITALLIC GASKET | 1IN 3-600/IR 316L/OR CS |  | 07 | [7 empty] | CGI |  | 43049 | 45301 |  |  |  | -10 | 1
9856 | 29200000TL | 03483 | EG1015016 | P | 58803467 | 58 | EGTL Spares | Mtce | 14 | 14A | WHEEL TYPE:CHOPPER SIZE:2 IN | MATL:ALUMINIUM CHOPPER FOR | ULTRAMAT 6F WITH EXCEPT CO2 COMPONENT MODEL: 7MB2124-1BG60-0DN1 MODEL: 7MB2121-1AU60-0AA1 MODEL: 7MB2121-1DU60-0AA1 | EA | 2 | 0 | 1 | NO | 1878.68 | 573579.7908 | SIEMENS GERMANY | A5302951937 |  | 00 |  |  | 2BBB |  |  |  |  | ULTRAMAT 6E |  | 43077 |  | 43292
9857 | 29200000TL | 03483 | EG1015010 | P | 58803472 | 58 | EGTL Spares | Mtce | 51 | 51Z | BATTERY:DRY CELL | TYPE:ELECTRONIC VOL:3.6V | SIZE:FLAT CONN:FLAT BATTERY LITHIUM. 3.6 V /2.2 AH 160-AT-0705 | EA | 1 | 0 | 1 | NO | 142.45 | 43481.438 | ROSEMOUNT ANALYTICAL | 03765180 |  | 00 | [7 empty] | CAT 200 |  | 43083 |  | 43142
9858 | 29200000TL | 03483 | EG1015018 | P | 58803473 | 58 | EGTL Spares | Mtce | 14 | 14A | DETECTOR TYPE:IR DETECTOR | RATING:CO IN HYDROGEN IR | DETECTOR CO ; ULOW 160-AT-0705 | EA | 1 | 0 | 1 | NO | 3909.85 | 1193442.614 | ROSEMOUNT ANALYTICAL | 90003379 |  | 00 |  |  | 2BBB |  |  |  |  | CAT 200 |  | 43083 |  | 43142
9859 | 29200000TL | 03483 | EG1015010 | P | 58803474 | 58 | EGTL Spares | Mtce | 14 | 14A | DETECTOR TYPE:ANALYSIS CELL | RATING:CO IN HYDROGEN ANALYSIS | CELL; AK 240MM; AL;CAF2; GOLD COATED 160-AT-0705 | EA | 1 | 0 | 1 | NO | 2053.75 | 626886.65 | ROSEMOUNT ANALYTICAL | 42716651-V10 |  | 00 |  |  | 2BBB |  |  |  |  | CAT 200 |  | 43083 |  | 43142
9860 | 29200000TL | 03483 | EG1015010 | P | 58803475 | 58 | EGTL Spares | Mtce | 14 | 14A | DETECTOR TYPE:IR SOURCE | RATING:CO IN HYDROGEN IR MINI | SOURCE; CAF2 160-AT-0705 | EA | 1 | 0 | 1 | NO | 1086.6 | 331673.784 | ROSEMOUNT ANALYTICAL | 42716489 |  | 00 |  |  | 2BBB |  |  |  |  | CAT 200 |  | 43083 |  | 43142
9861 | 29200000TL | 03483 | EG1015010 | P | 58803476 | 58 | EGTL Spares | Mtce | 14 | 14A | DETECTOR TYPE:CO IN HYDROGEN | RATING:120 VAC CHOPPER | ASSEMBLY; WITH PCB UCC 160-AT-0705 | EA | 1 | 0 | 1 | NO | 2383.8 | 727631.112 | ROSEMOUNT ANALYTICAL | 42716102-V2 |  | 00 |  |  | 2BBB |  |  |  |  | CAT 200 |  | 43083 |  | 43142
9862 | 29200000TL | 03483 | EG1015018 | P | 58803477 | 58 | EGTL Spares | Mtce | 14 | 14A | DISPLAY TYPE:LCD SIZE:24 VDC | POWER:24 VDC READOUT:DIGITAL | DISPLAY ;XSP 01 MLT-4AC-1DC 160-AT-0705 | EA | 1 | 0 | 1 | NO | 1644.35 | 501921.394 | ROSEMOUNT ANALYTICAL | 43500701 |  | 00 |  |  | 2BBB |  |  |  |  | CAT 200 |  | 43083 |  | 43142
9863 | 29200000TL | 03483 | EG1015010 | P | 58803478 | 58 | EGTL Spares | Mtce | 72 | 72Z | FILTER:GAS TYPE:GAS SIZE:1/8 | IN ELEMENT MATL:SST FILTERING | RETENTION:10 MICRON HOUSING MATL:SST IN LINE FILTER STAINLESS STEEL TUBE CONNECTION 160-AT-0705 | EA | 1 | 0 | 1 | NO | 305.75 | 93327.13 | ROSEMOUNT ANALYTICAL | ETC00871 |  | 00 | [7 empty] | CAT 200 |  | 43083 |  | 43142
9864 | 29300000TL | 03483 | EGC031011 | P | 58803519 | 58 | EGTL Spares | Mtce | 14 | 14Z | PROBE:PROXIMITY | TYPE:SPEED/VIBRATION TIP | DIA:STD CASE LG:STD CABLE LG:STD SPEED PROBE PART NUMBER D0000085100-02, AIR PRODUCTS PLC, HERSHAM TECHNOLOGY PARK, MOLESEY ROAD, WALTON ON THAMES, SURREY KT12 4RZ, + 44 (0) 1932 249665, | EA | 2 | 1 | 2 | YES | 3408.675 | 2033519.1509 | AIR PRODUCTS | D0000085100-02 |  | 07 |  |  | 1AAB |  |  |  |  | D0000085100 |  | 43769 |  | 45064
9865 | 29300000TL | 03483 | EGC031011 | P | 58803520 | 58 | EGTL Spares | Mtce | 14 | 14Z | PROBE:PROXIMITY | TYPE:SPEED/VIBRATION TIP | DIA:STD CASE LG:STD CABLE LG:STD SPEED PROBE PART NUMBER 124435, AIR PRODUCTS PLC, HERSHAM TECHNOLOGY PARK, MOLESEY ROAD, WALTON ON THAMES, SURREY KT12 4RZ, + 44 (0) 1932 249665, | EA | 2 | 0 | 1 | YES | 7769.67 | 11990052.7577 | AIR PRODUCTS | 124435 |  | 07 |  |  | 1AAB |  |  |  |  | 124435 |  | 43769 |  | 45603
9866 | 29200000TL | 03483 | EGC027019 | P | 58803546 | 58 | EGTL Spares | Mtce | 54 | 54A | REPAIR KIT TYPE:EMERGENCY | VALVE OIL SEAL MATL:PTFE/VITON | EMERGENCY VALVE OIL SEAL REPAIR KIT FOR GE NUOVO PIGNONE STEAM TURBINE SC1-11. 173-GE-011A-S. 173-GE-011B-S. 173-GE-011C-S. ****** KIT CONSISTS OF:- GASKET RAZ08463. O-RING OR4375. SCREW D.8-PGX16.HCL08016. PIN 4X32. STOP SCREW M6X9.RVP33215.******* | EA | 2 | 2 | 3 | NO | 18.6321 | 5688 | GE OIL & GAS | V01635 |  | 16 |  |  | 1BBB |  |  |  |  | SC1-11 |  | 43135 | 44410
9867 | 29200000TL | 03483 | EGC030005 | P | 58880146 | 58 | EGTL Spares | Mtce | 06 | 06Z | CYLINDER: CALIBRATION GAS | 20PPM | Chemicals - Other : FOR LIBERTY 11 SCOTT AIR COMPRESSOR EGTL SCOTT SAFETY 4320 GOLDMINE ROAD MONROE , NC 28110 MAIN#: 1-704-291-8300 CUSTOMER SERVICE: 1-800-247-7257 TECHNICAL SUPPORT: 1-800-247-7257 All chemicals and other hazardous materials must be ac | BT | 1 | 1 | 2 | NO | 121.95 | 24158.295 | SCOTT SAFETY | AB7402 |  | 02,22 | 1 |  |  |  |  | 71873 |  |  |  | 41872 | 45225 | 41963 |  |  |  |  | -1 | 1
9868 | 29200000TL | 03483 | EG1015004 | P | 68300455 | 68 | Centrifugal & Rotary Pumps | Mtce | 76 | 76A | SLEEVE:SHAFT SIZE:72/52X140.5 | MATL:1.4571 DESCRIPTION: SHAFT | PROTECTING SLEEVE ITEM P/N: 524.01 PARENT PUMP SERIAL NUMBER: UG1084190 PARENT PUMP MODEL NUMBER: CPKN-E 065-250 PARENT PUMP TAG: 110-PC-133/233 A/B PUMP DRAWING NUMBER: MANUFACTURER: KSB | EA | 2 | 1 | 3 | NO | 4669.765 | 1430581.7419 | KSB | 524.01 |  | 00 |  |  | 1BXX |  |  |  |  | CPKN-E 065-250 |  | 43199 |  | 43394
9869 | 29200000TL | 03483 | EGC018007 | P | 68300468 | 68 | Centrifugal & Rotary Pumps | Mtce | 76 | 76A | COUPLING:SHAFT TYPE:FLEXIBLE | SLEEVE BORE:3-1/2IN | OD:5-1/16IN LG:2-1/2IN MATL:EPDM TB WOODS 8J SURE-FLEX COUPLING SLEEVE | EA | 2 | 1 | 2 | NO | 66.69 | 20407.14 | T B WOODS | 8J |  | 01A | [9 empty] | 43315 |  | 43368
9870 | 29200000TL | 03483 | EGC036009 | P | 74002093 | 74 | Meters & Gauging | Mtce | 14 | 14Z | BUSHING: S41600 COND T FISHER | CONTROL P/N 1E398535132 | Instruments - Other & Parts : BUSHING: S41600 COND T P/N 1E398535132 FOR FISHER TYPE 95H PRESSURE REDUCING REGULATOR SIZE 1 (EWAN PROJECT). | EA | 2 | 2 | 4 | NO | 21 | 3260.25 | FISHER CONTROLS | 1E398535132 |  | 01 | [9 empty] | 41337 | 45679 |  | -1 | 1
9871 | 29200000TL | 03483 | EGC019026 | P | 74002625 | 74 | Meters & Gauging | Mtce | 54 | 54D | PACKING: FISHER | P/N RPACKX00122 | Packing / Glands / Stuffing Boxes : PACKING: FISHER P/N RPACKX00122. REPLACED AGBAMI-SB SYMBOL # 97807281 AND 97804870 | EA | 28 | 2 | 4 | NO | 201.7519 | 31336.9105 | FISHER CONTROLS | RPACKX00122 |  | 01,22 | [9 empty] | 41245 | 45987 |  | -4 | 3 | -1 | 1 | -1 | 1
9872 | 29300000TL | 03483 | EGC040010 | P | 74006401 | 74 | Meters & Gauging | Mtce | 54 | 54A | GASKET: SET VALVE 6 IN X 4IN | -325 TO 110F | Gaskets : KIT CONTAINS 1 EACH GASKET SHIM KEY NO51 - 1 EACH GASKET KEY NO10 - 1 EACH GASKET SPWD KEY NO12 & 1 EACH GASKET KEY NO13 PLUS INSTRUCTION SHEET.. REPLACED AGBAMI-SB SYMBOL # 97805014 | EA | 1 | 0 | 1 | YES | 476.31 | 317875.7858 | FISHER CONTROLS | RGASKETX222 |  | 01 | 1 |  | 2CBC | [5 empty] | ECNL1476 | 43769 | 45800 | 45116 | -2 | 2 | -1 | 1 | -1 | 1
9873 | 29200000TL | 03483 | EGC023025 | P | 74006441 | 74 | Meters & Gauging | Mtce | 66 | 66F | RETAINER:VALVE DISC,2-3/8 IN | ID X 3-1/4 IN OD X 1/4 IN THK, | Valve - Parts & Accessories :316 SS, FOR VALVE BODY | EA | 1 | 0 | 0 | NO | 203.25 | 31554.5625 | FISHER CONTROLS | 1V710835072 |  | 00 | 1 |  | 2BBC | [6 empty] | 41086
9874 | 29200000TL | 03483 | EGC023025 | P | 74006562 | 74 | Meters & Gauging | Mtce | 76 | 76Z | RING BACKUP | NO10A5349X012 | Pumps-Other : RING; BACKUP; P/N. 10A5349X012; FOR VALVE BODY; MFG: FISHER. | EA | 2 | 0 | 0 | NO | 201.75 | 31321.6875 | FISHER CONTROLS | 10A5349X012 |  | 01,12 |  |  | 2BBC | [6 empty] | 41086
9875 | 29200000TL | 03483 | EGC043015 | P | 74006567 | 74 | Meters & Gauging | Mtce | 54 | 54A | GASKET; | SET; P/N. 12B7100X112; | Gaskets : GASKET; SET; P/N. 12B7100X112; FOR VALVE BODY; MFG: FISHER. | EA | 7 | 1 | 2 | NO | 119.687 | 18581.4412 | FISHER CONTROLS | 12B7100X112 |  | 01 |  |  | 2BBB | [6 empty] | 41086 | 46020 |  | -7 | 4 | -1 | 1 | -1 | 1
9876 | 29300000TL | 03483 | EGC023025 | P | 74006573 | 74 | Meters & Gauging | Mtce | 76 | 76Z | RING BACK-UP | P/N. 10A5409X012 | Pumps-Other : RING; BACK-UP; P/N. 10A5409X012; FOR VALVE BODY; MFG: FISHER.. REPLACED AGBAMI-SB SYMBOL # 97805074 | EA | 2 | 2 | 3 | YES | 1168.29 | 428567.715 | FISHER CONTROLS | 10A5409X012 |  | 00 |  |  | 1BBB | [6 empty] | 43782 | 45834 | 43906 | -1 | 1
9877 | 29200000TL | 03483 | EGC024008 | P | 74006610 | 74 | Meters & Gauging | Mtce | 54 | 54D | WIPER: UPPER FISHER | P/N. 1J873006332 | *OBS*GS&P-Other : WIPER: UPPER FISHER P/N. 1J873006332. | EA | 2 | 0 | 0 | NO | 6.9789 | 1083.6466 | FISHER CONTROLS | 1J873006332 |  | 01 |  |  | 2BAB | [6 empty] | 41086 | 44863
9878 | 29200000TL | 03483 | EGC023025 | P | 74008120 | 74 | Meters & Gauging | Mtce | 54 | 54A | GASKET: | P/N 1P753306992 | Gaskets :P/N 1P753306992. | EA | 1 | 0 | 0 | NO | 3.75 | 582.1875 | FISHER CONTROLS | 1P753306992 |  | 01 |  |  | 2BBC | [6 empty] | 41086
9879 | 29200000TL | 03483 | EGC023025 | P | 74031560 | 74 | Meters & Gauging | Mtce | 66 | 66Z | RING: SEAT 830300 COND A | P/N. 1A928835032 | Valve - Actuator & Positioner: RING: SEAT S30300 COND A P/N. 1A928835032 NG-15565-STGK MANUFACTURER FISHER | EA | 1 | 0 | 0 | NO | 31.5 | 4890.375 | FISHER CONTROLS | 1A928835032 |  | 01 |  |  | 1BBB | [6 empty] | 41086
9880 | 29200000TL | 03483 | EGC023025 | P | 74031576 | 74 | Meters & Gauging | Mtce | 56 | 56Z | WASHER: SPRING CARB STEEL-PL | P/N. 1H885128982 | *OBS*Fastener-BottWa : WASHER: SPRING CARB STEEL-PL TYPE 99H P/N. 1H885128982 NG-12153 MANUFACTURER FISHER. | EA | 9 | 0 | 0 | NO | 3.7503 | 582.1897 | FISHER CONTROLS | 1H885128982 |  | 01 |  |  | 2BAB | [6 empty] | 41086
9881 | 29300000TL | 03483 | EGC040002 | P | 74031606 | 74 | Meters & Gauging | Mtce | 76 | 76Z | CAGE | VALVE, | Pumps-Other : EQUAL PERCENT, CB7C0-1 H900 VALVE BODY ASSY, NG-12153. REPLACED AGBAMI-SB SYMBOL # 97805012 | EA | 1 | 0 | 1 | YES | 5250.45 | 8329838.925 | FISHER CONTROLS | 2U505933272 |  | 02,21,22 | 1 |  | 2BAB | [5 empty] | KGISL127 | 43769 |  | 45413
9882 | 29200000TL | 03483 | EGC024007 | P | 74060540 | 74 | Meters & Gauging | Mtce | 66 | 66P | O-RING: NITRILE | P/N 1C854606992 | Valve - Control : O-RING: NITRILE P/N 1C854606992 CONTROLS FOR TYPE 3610J POSITIONER FOR BOOSTER PUMPS RECIRCULATION VALVE MANUFACTURER: FISHER CONTROLS | EA | 19 | 0 | 0 | NO | 5.9244 | 919.8101 | FISHER CONTROLS | 1C854606992 |  | 01 | [9 empty] | 41086 | 45679 |  | -2 | 1
9883 | 29200000TL | 03483 | EGC036004 | P | 74060551 | 74 | Meters & Gauging | Mtce | 75 | 75F | PIN: STRAIGHT | P/N 10B3083X012 | Material Handling - Lifting Equipment and Accessories : PIN: STRAIGHT, P/N 10B3083X012. | EA | 20 | 5 | 10 | NO | 19.2525 | 2988.9506 | FISHER CONTROLS | 10B3083X012 |  | 01 |  | 1AXX | [7 empty] | 40915 |  | 41571
9884 | 29200000TL | 03483 | EGC023005 | P | 74060553 | 74 | Meters & Gauging | Mtce | 54 | 54D | PACKING: FISHER | P/N. IR290801012 | Instruments - Other & Parts : PACKING: FISHER P/N. IR290801012 MANUFACTURER FISHER. | EA | 6 | 0 | 0 | NO | 5.7369 | 890.66 | FISHER CONTROLS | 1R290801012 |  | 01,22 |  |  | 2BBB | [6 empty] | 41086 | 45279 | [5 empty] | -1 | 1
9885 | 29200000TL | 03483 | EGC032025 | P | 74351463 | 74 | Meters & Gauging | Mtce | 14 | 14Z | REGULATOR: AIR 0 - 10 PSI | STACK GAS ANALYZER | Instruments - Other & Parts : To be used in EGP Stack gas monitors viz AIT-0882, AIT-0882B, AIT-1527, AIT-1556, Model: WDG-1VC Thermox Series 2000, | EA | 7 | 1 | 2 | NO | 540.3074 | 128345.3369 | AMETEK | 39003JE |  | 01,10,22 | 1 |  |  |  |  | 49706 |  |  |  | 40915 | 45768 | 43332 | -1 | 1
9886 | 29200000TL | 03483 | EGC023003 | P | 74420411 | 74 | Meters & Gauging | Mtce | 10 | 10D | CABLE | REDUNDANCY | TELECOM EQUIPMENT : FOR CONTROL LOGIX SYSTEMS. MODEL NUMBER:1756-SRC1 | EA | 1 | 0 | 0 | NO | 2374.9869 | 368740.47 | ALLEN BRADLEY | 1757-SRC1 |  | 01,10 |  |  | 2BBC |  |  |  |  | 1757-SRC1 |  | 41086
9887 | 29200000TL | 03483 | EGC022026 | P | 74420413 | 74 | Meters & Gauging | Mtce | 10 | 10D | CONNECTOR: CONTROLNET | 75 OHM TERM PLUG P/N. 1786-XT | TELECOM EQUIPMENT : CONNECTOR: CONTROLNET 75 OHM TERM PLUG P/N. 1786-XT MODEL NO. 1786-XT FOR CONTROL LOGIX SYSTEMS MFG: ALLEN BRADLEY. | EA | 1 | 0 | 0 | NO | 6.9058 | 1072.191 | ALLEN BRADLEY | 1786-XT |  | 01 |  |  | 2BBC |  |  |  |  | 1786-XT |  | 41086 | 45755 |  | -1 | 1
9888 | 29200000TL | 03483 | EGC020015 | P | 74420520 | 74 | Meters & Gauging | Mtce | 66 | 66Z | BUSHING, LINED, DU | PUFFER SWIEVEN PN-12A9558X012 | . : BUSHING, LINED, DU, FISHER P#12A9558X012 F/NG21279 EQUIPMENT USE: CONTROL VALVES | EA | 3 | 0 | 0 | NO | 19.5013 | 3027.3862 | PUFFER SWIEVEN | 12A9558X012 |  | 01 |  |  | 1CCC |  | LCV - 4050, 9250 |  |  | LCV - 4050, 9250 |  | 41086 | 42250
9889 | 29200000TL | 03483 | EGC030009 | P | 74420524 | 74 | Meters & Gauging | Mtce | 66 | 66F | CAGE EQ% | PUFFER SWIEVEN PLB-2U741248932 | Valve - Parts & Accessories :CAGE EQ%, FISHER P#2U741248932 F/NG21279 EQUIPMENT USE: CONTROL VALVES. REPLACED AGBAMI-SB SYMBOL # 97804948 | EA | 2 | 0 | 0 | NO | 519 | 80574.75 | PUFFER SWIEVEN | 2U741248932 |  | 01,12 |  | 1AXX |  |  | PCV- 4750, 4751 |  |  | PCV- 4750, 4751 |  | 41086 | 45952 |  | -1 | 1
9890 | 29200000TL | 03483 | EGC020018 | P | 74420530 | 74 | Meters & Gauging | Mtce | 65 | 65A | KEY, TAPER, W/HEAD | PUFFER SWIEVEN PN-11B0722X012 | Tools - Hand / Power :KEY, TAPER, W/HEAD, FISHER P#11B0722X012 F/NG21279 EQUIPMENT USE: CONTROL VALVES | EA | 1 | 0 | 0 | NO | 42.1601 | 6551.26 | PUFFER SWIEVEN | 11B0722X012 |  | 01 |  |  | 2BBC |  | LCV-4020, 9229 |  |  | LCV-4020, 9229 |  | 41086
9891 | 29200000TL | 03483 | EGC020020 | P | 74420541 | 74 | Meters & Gauging | Mtce | 66 | 66F | PIN, GROOVE, TYPE.24 | PUFFER SWIEVEN PN-11B8596X012 | Valve - Parts & Accessories :PIN, GROOVE, TYP.24, FISHER P#11B8596X012 F/NG21279 EQUIPMENT USE: CONTROL VALVES. REPLACED AGBAMI-SB SYMBOL # 97805139 | EA | 7 | 2 | 4 | NO | 15.9521 | 2476.8429 | PUFFER SWIEVEN | 11B8596X012 |  | 00 |  |  |  |  | LCV - 4050, 9250 |  |  | LCV - 4050, 9250 |  | 40915
9892 | 29200000TL | 03483 | EGC046038 | P | 74450136 | 74 | Meters & Gauging | Mtce | 53 | 53Z | ADAPTER:TUBE TO PIPE,3/4 IN | TUBE,1/2 IN PIPE,NPT,SS | Fittings - Tube :CONNECTOR | EA | 1 | 10 | 20 | NO | 28.3583 | 10223.172 | SWAGELOK | SS-1210-1-8 |  | 01 | 1 |  | 1BBB | [5 empty] | SWAGE007 | 43230 | 44390 | 43377
9893 | 29200000TL | 03483 | EGC046044 | P | 74450532 | 74 | Meters & Gauging | Mtce | 66 | 66O | VALVE:CHECK,3/8 IN,TUBE,316 | SS BODY,SS TRIM,POPPET,3000 | Valve - Check : LB AT 70 DEG F,VITON O-RING SEAL,1-WAY, 10 LB CRACKING PRESSURE | EA | 7 | 3 | 6 | NO | 84.2526 | 13076 | NUPRO | SS-6C-10 |  | 02 | 1 | [7 empty] | SWAGE153 | 41250 | 45531 |  |  |  | -2 | 1
9894 | 29200000TL | 03483 | EGC023009 | P | 74450975 | 74 | Meters & Gauging | Mtce | 51 | 51Z | POWER SUPPLY: CONTROLLOGIX, | 120 / 240 VAC TO 24 VDC,240 W, | Electric-Other : 24 TO 28 VDC DIN RAIL MOUNT PERFORMANCE; (SUPPORT N+1 REDUNDANCY) PLS NOTE THAT THE CORRECT AND PREFERRED PN IS 1606-XL240DR AND NOT 1606-XLS240DR AS PREVIOUSLY STATED. TQ 4439 REFERS | EA | 1 | 0 | 1 | NO | 765.2402 | 118811.194 | ALLEN BRADLEY | 1606-XL240DR |  | 01,10 | 1 |  |  |  |  | 15016 |  | 1606-XLS240DR |  | 41086 | 43002
9895 | 29300000TL | 03483 | EGC028020 | P | 74450979 | 74 | Meters & Gauging | Mtce | 51 | 51Z | CHASSIS: CONTROLLOGIX, | 7 SLOT, | Electric-Other : ALLEN BRADLEY SERIES A.MODEL NUMBER:1756-A7 | EA | 1 | 0 | 1 | YES | 480.12 | 712027.2876 | ALLEN BRADLEY | 1756-A7 |  | 01,12 | 1 |  | 2CBC |  |  | 15016 |  | 1756-A7 |  | 43770 |  | 45411
9896 | 29200000TL | 03483 | EG1015011 | P | 74452095 | 74 | Meters & Gauging | Mtce | 14 | 14A | FITTING: SENSOR CONNECTION | 1/4 IN X 3/8 IN | 316SS INCINERATOR: RIGHT ANGLE ASSEMBLY FOR 4000 O2 ANALYZER. | EA | 1 | 0 | 1 | NO | 545.21 | 166507.9891 | SERVOMEX | 00700922 |  | 00 | [7 empty] | SERVOMEX 4000 SERIES |  | 42888 |  | 42923
9897 | 29200000TL | 03483 | EG1015011 | P | 74452096 | 74 | Meters & Gauging | Mtce | 72 | 72Z | FILTER: GAS 1/2 IN DIA | PP FIBER | RETENTION 6 MICRON HOUSING MATL:SS INCINERATOR: FOR 4000 O2 ANALYZER. | EA | 1 | 0 | 1 | NO | 489.05 | 149356.7251 | SERVOMEX | S4000988 |  | 00 | [7 empty] | SERVOMEX 4000 SERIES |  | 42888 |  | 42923
9898 | 29200000TL | 03483 | EG1015011 | P | 74452097 | 74 | Meters & Gauging | Mtce | 72 | 72Z | FILTER: GAS 1/2 IN DIA | METAL | RETENTION: 2 MICRON HOUSING MATL:SS INCINERATOR: FOR 4000 O2 ANALYZER. | EA | 1 | 0 | 1 | NO | 208.13 | 63562.2912 | SERVOMEX | 2377-3848 |  | 00 | [7 empty] | SERVOMEX 4000 SERIES |  | 42888 |  | 42923
9899 | 29200000TL | 03483 | EG1015020 | P | 74452151 | 74 | Meters & Gauging | Mtce | 14 | 14A | CABLE TYPE:CONDUCTIVITY | SIZE:1/4 IN MATL:CU | STRUCTURE:SHIELDED CONDUCTIVITY SENSORCABLE FOR ROSEMOUNT ANALYZER 174-AT-0304/0314 | EA | 2 | 1 | 2 | NO | 249.67 | 76244.2246 | ROSEMOUNT ANALYTICAL | 23747-02 |  | 00 | [7 empty] | 400VP-13 |  | 43181 |  | 43240
9900 | 29200000TL | 03483 | EG1015008 | P | 74452153 | 74 | Meters & Gauging | Mtce | 14 | 14I | REGULATOR:TEMPERATURE | TYPE:TEMPERATURE TEMP | RATING:STD SIZE/CONN:STD MATL:STD MODEL MEC-20 FRAME SIZE 315 ÷ 450 TECHNOLOGY DIGITAL REGULATOR MEC-20 PART NUMBER M31FA600A COMPLIANCE CE HTTP://WWW.MARELLIMOTORI.COM/PRODUCTS/AVRS/MEC-20 | EA | 2 | 1 | 2 | NO | 974.93 | 298777.0478 | MARENO INDUSTRIES | M31FA600A |  | 07 |  |  | 2BBB |  |  |  |  | MEC-20/AVR MEC-20/1103 |  | 43199 | 43431 | 43551
9901 | 29200000TL | 03483 | EG1015018 | P | 74452168 | 74 | Meters & Gauging | Mtce | 57 | 57A | CONNECTOR:HOSE HOSE SIZE:1 | HOSE CONN:HIGH PRESSURE | CONNECTION PIPE SIZE:1 PIPE CONN:HIGH PRESSURE CONNECTION MATL:STAINLESS STEEL CONNECTOR, 30K, 1 TM, SS | EA | 2 | 1 | 3 | NO | 64.92 | 19865.52 | NLB CORP | DM6023-123 |  | 16 |  |  | 1BBB | [6 empty] | 43272 |  | 43308
9902 | 29300000TL | 03483 | EG1015001 | P | 74452170 | 74 | Meters & Gauging | Mtce | 02 | 02A | CONTROLLER TYPE:DISPLAY | CONTROLLER THERMO KING | MAGNUM-575, DISPLAY CONTROLLER, PART NUMBER 414919 | EA | 2 | 1 | 2 | YES | 533.51 | 826561.7079 | MAGNUM | 414919 |  | 07 | [9 empty] | 43769 | 45666 | 45775 | -1 | 1 | -1 | 1
9903 | 29200000TL | 03483 | EG1015003 | P | 74452190 | 74 | Meters & Gauging | Mtce | 14 | 14A | SENSOR TYPE:HEAT DETECTION | RANGE:325 DEG F RATING:2 AMP | 24VDC FIRE AND GAS SYSTEM, 120-CS-001A AND 120-CS-001B VERTICAL DETECT A FIRE UNIT | EA | 1 | 1 | 2 | NO | 450 | 137897.2206 | KIDDE-FENWAL INC. | 12-X27121-020-325 |  | 00 | [7 empty] | 12-X27121-020-325 |  | 43304 | 45030 | 43654 |  |  |  |  | -1 | 1
9904 | 29200000TL | 03483 | EG1016001 | P | 74452195 | 74 | Meters & Gauging | Mtce | 66 | 66Z | KIT:REBUILD TYPE:PARTS KIT | APPLICATION:PILOT VALVE | CONTAINS A:17B9726X012 CONTAINS B:1H993806992 CONTAINS C:1B885506992 CONTAINS D:1A866537022 CONTAINS E:1H292606992 CONTAINS F:1D682506992. QA Code 01A, 02, 21 | EA | 5 | 2 | 4 | NO | 149 | 45594 | FISHER | RY600AX0012 |  | 01A, 02, 21 |  |  | 1BBB | [6 empty] | 43330 |  | 43352
9905 | 29200000TL | 03483 | EG1015006 | P | 74452209 | 74 | Meters & Gauging | Mtce | 14 | 14I | PROBE:SENSOR TYPE:DUAL RTD TIP | DIA:5 MM LG:1METER RATING:STD | CABLE LG:3 WIRES / 1/8 MNPT MATL:STD PROB DUAL RTD PART NUMBER 792605707-01. FOR CRYOSTAR REF NUMBER FOR THE MOTOR - 792695791/015. ELECTRIC MOTOR TYPE - VEM KU2R 355M2. PROBE OUTSIDE DIAMETER (OD) - 5MM. CONNECTION - 1/8 MNPT. EXTENSION CABLE ATTACHED T | PC | 3 | 2 | 4 | NO | 7350 | 2252383 | CRYOSTAR | 792605707-01 |  | 07 | [7 empty] | PT100 / 135042/18 |  | 43388 |  | 43417
9906 | 29200000TL | 03483 | EGC018022 | P | 74452211 | 74 | Meters & Gauging | Mtce | 14 | 14Z | LEVER TYPE:LIMIT SWITCH LEVER | ALLEN- BRADLY LIMIT SWITCH | LEVER. | EA | 6 | 2 | 8 | NO | 350 | 107247 | ALLEN BRADLEY | 8O2MC-W3C |  | 00 | [9 empty] | 43405 |  | 43441
9907 | 29200000TL | 03483 | EG1015017 | P | 74452216 | 74 | Meters & Gauging | Mtce | 14 | 14C | CONVERTER TYPE:TRANSMITTER | POWER SUPPLY | HTTP://FILES.PEPPERL-FUCHS.COM/SELECTOR_FILES/NAVI/PRODUCTINFO/EDB/231216_ENG.PDF | EA | 2 | 1 | 2 | NO | 804 | 246393.84 | PEPPERL+FUCHS | 231216 |  | 07 | [7 empty] | KFD2-CRG2-1.D |  | 43435 |  | 43564
9908 | 29300000TL | 03483 | EGC035017 | P | 74452224 | 74 | Meters & Gauging | Mtce | 66 | 66P | VALVE:PILOT TYPE:PRESSURE | SIZE:1/2 IN DESIGN RATING:21 | BAR CONN:FNPT BODY MATL:CARBON STEEL TRIM:NPRN/416 OPERATED:AIR TEMP RATING:-4 TO 343 DEG SOFTGOODS:NEOPRENE CONFIG:2-WAY FISHER CONTROLS TYPE � 95H REPLACED WITH MR95SERIAL # - 0017904542 PRESSURE UNIT � BAR MAX OUTPUT � 21 MAX INLET � 21 SPRING RANGE 1. | EA | 3 | 0 | 1 | YES | 2350.1467 | 3341616.0823 | FISHER CONTROL | MR95 |  | 01,01A,02 | [9 empty] | 43782 | 44861 | 45501
9909 | 29200000TL | 03483 | EGC028019 | P | 74452241 | 74 | Meters & Gauging | Mtce | 14 | 14Z | KIT TYPE:POTENTIOMETER | APPLICATION:ASSEMBLY KIT | CONTAINS A:STD CONTAINS B:STD CONTAINS C:STD CONTAINS D:STD CONTAINS E:STD CONTAINS F:STD SHAFT ASSEMBLY KIT C/W 10K POTENTIOMETER FOR DXP-LH1BN4B WITH HARTP/N: AV-SNB218. | KI | 3 | 4 | 7 | NO | 343.0112 | 105115.78 | TOPWORX EMERSON | AV-SNB218 |  | 07 | [9 empty] | 43510 | 43646 | 43538
9910 | 29300000TL | 03483 | EG1015017 | P | 74452268 | 74 | Meters & Gauging | Mtce | 14 | 14Z | SOLENOID:COIL TYPE:VALVE COIL | VOL:TBD FUEL SOLENOID REQUIRED | AS SPARE FOR DOOSAN AIR COMPRESSORS | EA | 3 | 2 | 3 | YES | 813.2367 | 535223.7219 | DOOSAN | 22226393 |  | 16 | [9 empty] | 43785 | 45481 | 45531 |  |  | -1 | 1
9911 | 29200000TL | 03483 | EG1015010 | P | 74452295 | 74 | Meters & Gauging | Mtce | 14 | 14A | MOTOR TYPE:STIRRER POWER:24 | VDC SPEED:1155 ELECT. | RATING:24 VDC FRAME:STANDARD STIRRER MOTOR FOR SILICA ANALYZER | EA | 1 | 0 | 1 | NO | 340.0388 | 122584 | HACH | 4495500 |  | 00 | [7 empty] | 6000 |  | 43704
9912 | 29300000TL | 03483 | EG1015016 | P | 74452376 | 74 | Meters & Gauging | Mtce | 14 | 14Z | KIT TYPE:TRANSFORMER KIT | APPLICATION:GAS ANALYZER | CONTAINS A:COIL CONTAINS B:FUSE CONTAINS C:POWER CABLE CONTAINS D:MAIN COIL CONTAINS E:END MOUNTING FRAMES CONTAINS F:INSULATING SHROUDS SERVOTOUGH FLUE GAS EXACT 2700 S2710910 TRANSFORMER KIT | EA | 3 | 2 | 3 | YES | 1138.69 | 466441.5847 | SERVOMEX | S2710910 |  | 00 |  |  | 3CAC | [6 empty] | 44103 |  | 44262
9913 | 29300000TL | 03483 | EG1015009 | P | 74452384 | 74 | Meters & Gauging | Mtce | 14 | 14H | GAUGE:PRESSURE RANGE:0...2.5 | BAR DIAL SIZE:100 MM | SIZE/CONN:2 X 1/2 NPT MALE CASE MATL:STAINLESS STEEL TUBE MATL:STAINLESS STEEL CONN MATL:STAINLESS STEEL CONN LOCATION:LOWER MOUNT MOUNT:FRONT MOUNTING FLANGE FILLED:GLYCERINE-WATER-MIXTURE DIFFERENTIAL PRESSURE GAUGE PROCESS INDUSTRY SERIES ALL WELLDED C | EA | 2 | 1 | 2 | YES | 2100 | 869897 | WIKA | 173-PDI-0154 |  | 01A | [7 empty] | 733.51 |  | 44198 | 44742 | 44485
9914 | 29300000TL | 03483 | EG1015009 | P | 74452385 | 74 | Meters & Gauging | Mtce | 14 | 14H | GAUGE:PRESSURE RANGE:0...16 | BAR DIAL SIZE:100 MM | SIZE/CONN:1/2 NPT CASE MATL:STAINLESS STEEL TUBE MATL:STAINLESS STEEL CONN MATL:STAINLESS STEEL CONN LOCATION:LOWER BACK MOUNT MOUNT:FRONT FLANGE FILLED:GLYCERINE BOURDON TUBE PRESSURE GAUGES, STAINLESS STEEL SERIES MODEL: 233.50 SPECIFICATIONS ACCORDING | EA | 1 | 0 | 1 | YES | 289.06 | 432806.6474 | WIKA | 173-PI-0148 |  | 01A | [7 empty] | 233.50 |  | 44198 | 45050 | 45826 |  |  |  |  | -3 | 2
9915 | 29300000TL | 03483 | EG1015009 | P | 74452386 | 74 | Meters & Gauging | Mtce | 14 | 14H | GAUGE:PRESSURE RANGE:0...16 | BAR DIAL SIZE:100 MM | SIZE/CONN:1/2 NPT CASE MATL:STAINLESS STEEL TUBE MATL:STAINLESS STEEL CONN MATL:STAINLESS STEEL CONN LOCATION:LOWER BACK MOUNT MOUNT:FRONT FLANGE FILLED:GLYCERINE BOURDON TUBE PRESSURE GAUGES, STAINLESS STEEL SERIES MODEL: 233.50 SPECIFICATIONS ACCORDING | EA | 1 | 0 | 1 | YES | 289.06 | 432806.6474 | WIKA | 173-PI-0152 |  | 01A | [7 empty] | 233.50 |  | 44198 | 45050 | 45826 |  |  |  |  | -3 | 2
9916 | 29300000TL | 03483 | EG1015009 | P | 74452387 | 74 | Meters & Gauging | Mtce | 14 | 14H | GAUGE:PRESSURE RANGE:0...6 BAR | DIAL SIZE:100 MM SIZE/CONN:1/2 | NPT CASE MATL:STAINLESS STEEL TUBE MATL:STAINLESS STEEL CONN MATL:STAINLESS STEEL CONN LOCATION:LOWER BACK MOUNT MOUNT:FRONT FLANGE FILLED:GLYCERINE BOURDON TUBE PRESSURE GAUGES, STAINLESS STEEL SERIES MODEL: 233.50 SPECIFICATIONS ACCORDING TO DATA SHEET: | EA | 1 | 0 | 1 | YES | 280 | 213054.8 | WIKA | 173-PI-0155 |  | 01A | [7 empty] | 233.50 | FENL176 | 44198 | 45097 | 45126 |  |  |  |  | -3 | 2
9917 | 29200000TL | 03483 | EG1015010 | P | 82295437 | 82 | Laboratory Equipment/Supplies | Process | 34 | 34A | SAMPLER TYPE:PROCESS WATER | MATL:SST SAMPLE CONDITIONER | FOR SILICA ANALYZER 172-AT-0503 | EA | 1 | 0 | 1 | NO | 4122.9709 | 1486331 | HACH | 4598300 |  | 00 |  |  | 2BBB |  |  |  |  | 6000 |  | 43704
1st June, 2026 Report
9918 | 29300000TL | 03483 | EG1024004 | P | 02986238 | 02 | Caterpillar Parts | Mtce | 73 | 73A | ROD TYPE:PULL ROD ASSEMBLY M10 | SIZE:STD MATL:STAINLESS STEEL |  | EA | 8 | 2 | 4 | YES | 851.87 | 1323257.3465 | IPCO INTERNATIONAL | 10IPSTV-M10-300 |  | 01,01A,07 | [7 empty] | IPCO 10IPSTV-M10-300 |  | 45303 |  | 45430
9919 | 29300000TL | 03483 | EG1027009 | P | 02986241 | 02 | Caterpillar Parts | Mtce | 88 | 88Z | BELT TYPE:RUBBER-CAL HEAVY | BLACK CONVEYO SIZE:72 X 8 X |  | SH | 2 | 1 | 2 | YES | 4567.35 | 7094236.3875 | PMEM PLANT MACHINERY UK | PM-B006G2DGZM |  | 01,01A,07 | [7 empty] | RUBBER-CAL 2 X 8 X 0.3 IN |  | 45326 |  | 45593
9920 | 29200000TL | 03483 | EG1017002 | P | 03486724 | 03 | Caterpillar Parts | Mtce | 54 | 54A | O-RING TYPE:AIR INTAKE ID:2.73 | IN OD:3 IN WIDTH:STD SEC |  | EA | 6 | 24 | 36 | NO | 24.2463 | 8740.8 | CATERPILLAR | 033-6031 |  | 00 |  |  | 2BBB | [5 empty] | CATM162 | 43846 | 45734 |  | -4 | 1
9921 | 29200000TL | 03483 | EG1022009 | P | 03486727 | 03 | Caterpillar Parts | Mtce | 72 | 72B | FILTER:FUEL TYPE:GAS SIZE:STD | ELEMENT MATL:STD FILTERING |  | EA | 23 | 12 | 24 | NO | 1032.3838 | 422433.6944 | CATERILLAR | 424-1157 |  | 00 |  |  | 2BBB | [5 empty] | CATM163 | 43849 | 45204 | 44270 |  |  |  |  | -1 | 1
9922 | 29300000TL | 03483 | EG1020002 | P | 03486772 | 03 | Caterpillar Parts | Mtce | 51 | 51N | TRANSFORMER TYPE:TRANSFORMER | AS CURRENT KVA RATING:STD |  | EA | 3 | 7 | 11 | YES | 112.02 | 171866.685 | CATERPILLAR | 122-6589 |  | 01,01A | [9 empty] | 45640 | 45988 | 45975 | -2 | 1
9923 | 29300000TL | 03483 | EG1020005 | P | 04443027 | 04 | Caterpillar Parts | Mtce | 87 | 87B | BREATHER:ENGINE ASSY | 4W3027 |  | EA | 4 | 2 | 4 | YES | 147.65 | 186622.9558 | CATERPILLAR | 4W3027 |  | 22 | 1 | 1AXX | 1BBB |  |  |  |  | G3508/G3512/G3516 | CATM288 | 43769 | 45629 | 45638 |  |  | -6 | 2
9924 | 29200000TL | 03483 | EG1020018 | P | 05002115 | 05 | Automotive Accessories | Mtce | 64 | 64E | BATTERY:DRY CELL,SEALED LEAD | ACID,12VVDC |  | EA | 1 | 0 | 1 | NO | 2396.9053 | 372143.51 | YUASA | NP1.2-12 |  | 22 | 1 | 3CAA | 1BAB | [6 empty] | 41003
9925 | 29300000TL | 03483 | EG1024015 | S | 05555064 | 05 | Automotive Accessories | Mtce | 86 | 86Z | STARTER:AUTOMOTIVE YEAR:- | ENGINE BRAND:YANMAR |  | EA | 1 | 1 | 2 | YES | 194.1748 | 70000 | HITACHI | S114-883 |  | 16 |  |  | 3CIC |  |  |  |  | S114-883 |  | 43913 | 45855 | 46028 | -1 | 1
9926 | 29200000TL | 03483 | EG1021011 | P | 06002416 | 06 | Bearings | Mtce | 50 | 50Z | COVER TYPE:BEARING SIZE:TBD | MATL:TBD BEARING COVER, D-END, |  | EA | 1 | 0 | 1 | NO | 758.44 | 232423.938 | VEM MOTORS THURM GMBH | 1.02 |  | 16 | [9 empty] | 43603 |  | 43626
9927 | 29300000TL | 03483 | EG1018012 | P | 07990983 | 07 | Gaskets, Rags, Chain, Packings | Const | 87 | 87B | GASKET:ENGINE TYPE:TRANSFER | LINE MODULE GASKET STYLE:STD |  | EA | 1 | 0 | 1 | YES | 120.33 | 186902.5725 | AGILENT | G6578-00502 |  | 01,01A | [7 empty] | AGILENT 7890A/B GC |  | 44943 |  | 45481
9928 | 29300000TL | 03483 | EG1017005 | P | 07991081 | 07 | Gaskets, Rags, Chain, Packings | Const | 54 | 54A | SEALING FITTING:ORIFICE | TYPE:SEPARATION LABYRINTH |  | EA | 2 | 1 | 2 | YES | 9000 | 13475610 | MITSUBISHI | 4711-81-63 |  | 01,01A,07 |  |  | 2BBB |  |  |  |  | 4V-5 790-16032 |  | 45073 |  | 45494
9929 | 29300000TL | 03483 | EG1017005 | P | 07991082 | 07 | Gaskets, Rags, Chain, Packings | Const | 54 | 54A | SEAL:LABYRINTH TYPE:SHAFT SEAL | LABYRINTH SHAFT DIA:STD |  | EA | 2 | 1 | 2 | YES | 9075 | 13587906.75 | MITSUBISHI | 4711-51-54 |  | 01,01A,07 |  |  | 2BBB |  |  |  |  | 4V-5 790-16032 |  | 45073 |  | 45494
9930 | 29300000TL | 03483 | EG1017005 | P | 07991083 | 07 | Gaskets, Rags, Chain, Packings | Const | 54 | 54A | SEALING FITTING:ORIFICE | TYPE:SEPARATION LABYRINTH |  | EA | 2 | 1 | 2 | YES | 9000 | 13475610 | MITSUBISHI | 4811-81-39 |  | 01,01A,07 |  |  | 2BBB |  |  |  |  | 4V-5 790-16032 |  | 45073 |  | 45494
9931 | 29300000TL | 03483 | EG1017005 | P | 07991290 | 07 | Gaskets, Rags, Chain, Packings | Const | 54 | 54A | SEAL:LABYRINTH TYPE:SHAFT SEAL | LABYRINTH SHAFT DIA:STD |  | EA | 2 | 1 | 2 | YES | 9075 | 13587906.75 | MITSUBISHI | 4811-51-30 |  | 01,01A,07 |  |  | 2BBB |  |  |  |  | 4V-5 790-16032 |  | 45073 |  | 45494
9932 | 29200000TL | 03483 | EG1028003 | P | 07991643 | 07 | Gaskets, Rags, Chain, Packings | Const | 76 | 76Z | SEAL TYPE:PUMP SIZE:1IN | MATL:NEOPRENE SEAL |  | PC | 3 | 2 | 7 | NO | 19.4 | 5945.13 | HYTORC | 20589800 |  | 07 | [9 empty] | 43527 |  | 43560
9933 | 29300000TL | 03483 | EG1024016 | S | 07991709 | 07 | Gaskets, Rags, Chain, Packings | Const | 54 | 54A | GASKET:SPIRAL WOUND | TYPE:SPIRAL WOUND PIPE SIZE:6 |  | EA | 2 | 1 | 2 | YES | 85.46 | 60310.445 | LAMONS GASKET COMPANY |  |  | 01A | [8 empty] | JOC550 | 44064 | 44959 | 45339 |  |  |  |  | -6 | 1
9934 | 29300000TL | 03483 | EG1022011 | P | 07991717 | 07 | Gaskets, Rags, Chain, Packings | Const | 54 | 54D | GLAND:PACKING TYPE:GRAPHITE | BRAIDED SIZE:105 I/D X 3 SQ |  | EA | 6 | 4 | 6 | YES | 86.84 | 35574.4402 | TOMOE VALVE | 31694A |  | 01,01A | [7 empty] | TOMOE GA 41429 |  | 44266 |  | 44379
9935 | 29300000TL | 03483 | EG1024001 | S | 07991983 | 07 | Gaskets, Rags, Chain, Packings | Const | 54 | 54D | GASKET SET TYPE:GASKET SET | COMPLETE PLANT 80NB SIZE:STD |  | ST | 2 | 1 | 2 | YES | 810.165 | 373016.6297 | VICOL LTD | PWT-P008-14-P |  | 01,01A | [7 empty] | PWT-P008-14-P |  | 44768 |  | 44815
9936 | 29300000TL | 03483 | EG1027012 | S | 07992213 | 07 | Gaskets, Rags, Chain, Packings | Const | 54 | 54A | O-RING:CORD TYPE:TIGHTNESS | TORE SEC DIA:2.62 LG:15.54 X |  | EA | 2 | 1 | 2 | YES | 100 | 144335 | PEROLO TANKFLY BTFY VALVE | 7010150012 |  | 01,01A,07 |  |  | 2BBB |  |  |  |  | REF.7010150012 SI TE |  | 45325 |  | 45526
9937 | 29300000TL | 03483 | EG1027012 | S | 07992214 | 07 | Gaskets, Rags, Chain, Packings | Const | 54 | 54A | O-RING:CORD TYPE:VITON SHORE | HARDNESS SEC DIA:75 LG:2.7 |  | EA | 2 | 1 | 2 | YES | 100 | 144335 | PEROLO TANKFLY BTFY VALVE | 7010010212 |  | 01,01A,07 |  |  | 2BBB |  |  |  |  | 7010010212 R12 VITON |  | 45325 |  | 45526
9938 | 29300000TL | 03483 | EG1027012 | S | 07992220 | 07 | Gaskets, Rags, Chain, Packings | Const | 54 | 54A | O-RING:CORD TYPE:NBR SEC | DIA:110,72X3,53 DS70 LG:STD |  | EA | 2 | 1 | 2 | YES | 100 | 144335 | PEROLO TANKFLY BTFY VALVE | 7010030705 |  | 01,01A,07 |  |  | 2BBB |  |  |  |  | REF.7010030705 |  | 45325 |  | 45526
9939 | 29300000TL | 03483 | EG1017004 | P | 07992615 | 07 | Gaskets, Rags, Chain, Packings | Const | 54 | 54A | O-RING:CORD TYPE:O-RING OIL | COOLER SEC DIA:STD LG:STD |  | EA | 2 | 1 | 2 | YES | 8.5 | 13485.25 | PERKINS ENGINE | 902-144 |  | 01,01A,02,02A,07 |  |  | 2BBB |  |  |  |  | FG-902-144 |  | 45467 |  | 45494
9940 | 29300000TL | 03483 | EG1017004 | P | 07992626 | 07 | Gaskets, Rags, Chain, Packings | Const | 54 | 54D | SPACER:RING TYPE:SPACER | SIZE:STD MATL:STD FG WILSON |  | EA | 10 | 8 | 12 | YES | 17.5 | 27763.75 | PERKINS ENGINE | 973-706 |  | 01,01A,02,02A,07 | [7 empty] | FG-973-706 |  | 45468 |  | 45494
9941 | 29300000TL | 03483 | EG1027010 | P | 07993667 | 07 | Gaskets, Rags, Chain, Packings | Const | 54 | 54A | GASKET TYPE:UNIVERSAL | REPLACEMENT GASKET |  | EA | 60 | 70 | 100 | YES | 35 | 50517.25 | CHICAGO | 3LZ03-1-21/64 IN |  | 01,01A,02 | [7 empty] | 3LZ03 |  | 45828 |  | 45967
9942 | 29300000TL | 03483 | EG1027010 | P | 07993668 | 07 | Gaskets, Rags, Chain, Packings | Const | 54 | 54A | SEAL:RING TYPE:INTERSTATE | PNEUMATICS ID:1 IN OD:1-5/16 |  | PK | 6 | 4 | 6 | YES | 65 | 93817.75 | CHICAGO | CU-R 1-5/16 IN |  | 01,01A,02 | [7 empty] | CU-R 1 X 1 X 1 INCHES |  | 45828 |  | 45967
9943 | 29200000TL | 03483 | EG1026005 | P | 09035024 | 09 | Misc. Automotive Units | Mtce | 86 | 86Z | ABSORBER | SHOCK,REAR |  | EA | 2 | 1 | 2 | NO | 18.5804 | 2886.1 | TOYOTA | 48531-80581 |  | 01 | 1 |  | 1CCC |  |  |  |  | HZB50L-ZGMSS | MUNIN275 | 41003
9944 | 29200000TL | 03483 | EG1026005 | P | 09036391 | 09 | Misc. Automotive Units | Mtce | 86 | 86Z | KIT:DISC BRAKE,CONTAINS PAD | COASTER BRAKE PAD |  | EA | 2 | 0 | 0 | NO | 97.9272 | 30000 | TOYOTA | 04465-36020 |  | 01 | 1 |  | 1BBB | [6 empty] | 41003 | 43419 | 43503
9945 | 29200000TL | 03483 | EG1026001 | P | 09036723 | 09 | Misc. Automotive Units | Mtce | 86 | 86Z | FILTER | SUB-ASSY OIL, |  | EA | 6 | 10 | 15 | NO | 8.8 | 2982.144 | TOYOTA | 15600-41010 |  | 00 | 1 |  | 2BBB | [6 empty] | 43812
9946 | 29200000TL | 03483 | EG1021012 | P | 09037067 | 09 | Misc. Automotive Units | Mtce | 86 | 86Z | IDLER | TIMING BELT |  | EA | 1 | 0 | 0 | NO | 27.7175 | 4305.36 | TOYOTA | 13568-19195 |  | 00 | 1 |  | 1CCC |  |  |  |  | HZB50L-BGMSS |  | 41003
9947 | 29200000TL | 03483 | EG1026004 | S | 11990509 | 11 | Bolts, Nuts, Washers | Const | 56 | 56Z | BOLT:T DIA:STD LG:STD | THRDS:STD MATL:STD SPEC:STD | GRADE:STD SLFC, SOUTH AFRICA VIBRATOR ASSEMBLY PARTS, INTERCHANGEABLE UNIT 30/45 T-PIECE PART NUMBER STD-MEC-V01-014 | EA | 19 | 0 | 0 | NO | 14.79 | 4530.9165 | SLFC (PTY) LTD | STD-MEC-V01-014 |  | 07 | [7 empty] | INTERCHANGEABLE U-30/45 |  | 43352 | 44078 | 43389
9948 | 29200000TL | 03483 | EG1026004 | P | 11990510 | 11 | Bolts, Nuts, Washers | Const | 87 | 87B | WASHER TYPE:SPRING/STAR WASHER | NOMINAL SIZE:STD ID:STD OD:STD | THCK:STD MATL:STD SPEC:STD GRADE:STD SLFC, SOUTH AFRICA VIBRATOR ASSEMBLY PARTS, VIBRATOR MOTOR SPRING/STAR WASHER, NEW MODIFICATION. INTERCHANGEABLE UNIT 30/45 PART NUMBER S/WASHER | EA | 33 | 50 | 100 | NO | 1.99 | 609.7502 | SLFC (PTY) LTD | S/WASHER |  | 07 | [9 empty] | 43352 | 44182 | 43591
9949 | 29200000TL | 03483 | EG1028010 | S | 11990517 | 11 | Bolts, Nuts, Washers | Const | 66 | 66Z | NUT TYPE:GLAND PLATE M24 | MATL:ST STL 316 GLAND PLATE | NUT M24(ST STL 316) ONLY WITH DRAWING NO 31206 AND ITEM NO:29. FOR REPAIR OF 110-HV-1383 AS PER PART LIST | EA | 4 | 2 | 6 | NO | 385.38 | 118030.3326 | TOMOE VALVE |  |  | 01,01A | [9 empty] | 43397 |  | 43425
9950 | 29200000TL | 03483 | EG1021005 | P | 11990522 | 11 | Bolts, Nuts, Washers | Const | 56 | 56Z | BOLT BOLT: RETAINER; | ACTUATOR 18D MHA-1A & | MHA-1A-12 DIAPHRAGM ACTUATOR; MANUFACTURER, AXELSON. | EA | 27 | 0 | 0 | NO | 239 | 73239.16 | AXELSON | 51833-06226 |  | 00 | [8 empty] | JOGIL002 | 43397 |  | 43538
9951 | 29300000TL | 03483 | EG1021005 | S | 11992016 | 11 | Bolts, Nuts, Washers | Const | 56 | 56Z | SCREW:CAP TYPE:TURBO CAP SCREW | DIA:STD LG:STD HEAD:STD | THRDS:STD MATL:STD SPEC:STD GRADE:STD FG WILSON TURBO CAP SCREW PART NUMBER 981-921 | EA | 14 | 14 | 20 | YES | 6.8657 | 10531.497 | PERKINS ENGINE | 981-921 |  | 01,01A,02,02A,07 | [7 empty] | FG-981-921 |  | 45468 |  | 45797
9952 | 29200000TL | 03483 | EG1018004 | P | 19200450 | 19 | Air Compressors & Parts | Mtce | 66 | 66S | VALVE:SOLENOID TYPE:CONDENSATE | DRAIN PIPE SIZE:. ORIFICE | DIA:. ELECT. RATING:. BODY MATL:. CONFIG:. PRESS RATING:. CONN:. OPERATION:. COIL:. ENCLOSURE:. CONDENSATE SOLENOID VALVE FOR INGERSOLL RAND SIERRA H50A OIL FREE AIR SCREW COMPRESSOR. SERIAL TS5685U17039. EQUIPMENT TAG 171-CS-042A. IR PART NUMBER(CCN): | EA | 2 | 1 | 2 | NO | 400.5 | 122196.555 | INGERSOLL RAND | 42590083 |  | 00,02, 04, 05, 07, 23, 27 | [7 empty] | H50A |  | 43154 |  | 43213
9953 | 29200000TL | 03483 | EG1018012 | P | 26003474 | 26 | Electrical Supplies/Hardware | Mtce | 51 | 51Z | MODULE: INPUT, 10 TO 31 VDC, | 32 POINT 36 PIN CONTROLLOGIX, | Electric-Other : DIGITAL, INITIAL USE IS FOR SHIPPING PUMPS 1, 2 & 3 UPGRADE AND THEN AS SPARE STOCK THEREAFTER PN: 1756-IB32 MFG: ALLEN BRADLEY MORE INFORMATION CAN BE OBTAINED FROM THE WEB. REPLACED AGBAMI-SB SYMBOL # 97800981 AND 97809555. | EA | 2 | 2 | 4 | NO | 439.5172 | 86345.3495 | ALLEN BRADLEY | 1756-IB32 |  | 01,22 | 1 |  |  |  |  | 252 |  |  |  | 42147 | 45315 | 42207 |  |  | -1 | 1 | -1 | 1
9954 | 29200000TL | 03483 | EG1026011 | P | 26003666 | 26 | Electrical Supplies/Hardware | Mtce | 51 | 51Z | ELBOW: 3/4 IN | 90 DEGREE MALE & FEMALE ELBOWS | Electric-Other : | PK | 25 | 0 | 0 | NO | 7.648 | 1187.9685 | CROUSE-HINDS | EL296 SA |  | 02,22 | [9 empty] | 41086
9955 | 29200000TL | 03483 | EG1021013 | P | 26005003 | 26 | Electrical Supplies/Hardware | Mtce | 51 | 51Z | ELBOW:CONDUIT,EP,1/2 IN,MALE | THD,FERALOY IRON,90 DEG,SHORT | Electric-Other : RADIUS | EA | 18 | 13 | 38 | NO | 4.6476 | 721.91 | CROUSE-HINDS | EL195 |  | 01 | 1 | [8 empty] | 41086 | 42843
9956 | 29200000TL | 03483 | EG1019004 | P | 26023590 | 26 | Electrical Supplies/Hardware | Mtce | 51 | 51Z | SWITCH | LIMIT LEVERLESS GO | Electric-Other : FOR EGP3 EMERGENCY FLARE VALVES | EA | 6 | 0 | 0 | NO | 227.6779 | 76080.6931 | TOPWORX | AV-35S |  | 01,12 | 1 |  | 2CBC |  |  | 43906 |  | 35-13319M |  | 43288 | 45954 | 43294 | -8 | 4
9957 | 29200000TL | 03483 | EG1017015 | P | 26024183 | 26 | Electrical Supplies/Hardware | Mtce | 11 | 11J | SWITCH TYPE:UNMANAGED | INDUSTRIAL ETHERNET | ACTION:RJ45, DSC, ST & SFP CONNECTOR VOL:12/24/48 VOLT DC AND 24VOLT AC AMP:9.6 - 32 VDC PHASE:UNMANAGED FREQ:60 HZ CONTACT ARRANGEMENT:NO-NC MOUNT:DIN RAIL MOUNT SWITCH: ETHERNET UNMANAGED INDUSTRIAL, P/N: SPIDER-PL-20-04T1M29999TWVHHHH ¦ SPIDER III ; MA | EA | 2 | 2 | 3 | NO | 351.68 | 107346.8032 | HIRSCHMANN | SPIDER-PL-20-04T1M29999TW |  | 00 | [9 empty] | 43153 |  | 43161
9958 | 29300000TL | 03483 | EG1018003 | P | 26024265 | 26 | Electrical Supplies/Hardware | Mtce | 51 | 51B | SWITCH:DISCONNECT | TYPE:PHOTOCELL ELECT. | RATING:1800W OPERATED:PHOTOCELL ACTION:PHOTOCELL MOUNT:STEM MOUNTED MANUFACTURER: EATON CORPORATION PN: K4421M INTERMATIC THERMAL PHOTO CONTROL METAL HOUSING 120VAC, 50/60HZ, 1800WATT, 8.3AMPS STEM MOUNTED. PHOTOCELL FOR EGTL HIGH MAST LIGHT (HML). | EA | 6 | 4 | 6 | YES | 69.6581 | 32072 | EATON | K4421M |  | 16 | [7 empty] | K4421M |  | 43769 |  | 44826
9959 | 29200000TL | 03483 | EG1017018 | P | 26024267 | 26 | Electrical Supplies/Hardware | Mtce | 51 | 51Z | SWITCH:LIMIT ELECT. | RATING:8.2V ACTION:NORMALLY | CLOSE CONTACT ARRANGEMENT:NC ENCLOSURE:SS 1.4305/AISI 303 LIMIT SWITCH MFR: PEPPERL AND FUCHS MODEL: NCB5-18GM40-N0 FAIL POSITION:FLO (FAIL LAST POSITION ON LOSS OF SIGNAL, FAIL OPEN ON LOSS OF AIR) INSTRUMENT AIR SUPPLY PRESSURE:3.3 BARG (48 PSIG) | EA | 4 | 2 | 3 | NO | 140.055 | 42852.3509 | PEPPERL AND FUCHS | NCB5-18GM40-N0 |  | 01 | [7 empty] | NCB5-18GM40-NO |  | 43304 | 45375 | 43628 |  |  | 0 | 2
9960 | 29200000TL | 03483 | EG1028012 | P | 26024364 | 26 | Electrical Supplies/Hardware | Mtce | 51 | 51F | BREAKER:MCC BREAKER | TYPE:ROTARY HANDLE VOL:480V | POLE:- AMP:- INTERRUPT CAP:- DOOR ROTARY HANDLE FOR ABB SACE TMAX MCCB. PN: 1SDA051383R1 - RHE T1-T2-T3 STAND. RETURNED | EA | 2 | 0 | 0 | NO | 115.8333 | 35495.9667 | ABB | 1SDA051383R1 |  | 16 | [9 empty] | 43475 | 45616 | 43641 |  |  | -2 | 1
9961 | 29200000TL | 03483 | EG1017018 | P | 26024404 | 26 | Electrical Supplies/Hardware | Mtce | 51 | 51F | BREAKER:CIRCUIT TYPE:TRIP UNIT | VOL:600VAC POLE:3 POLE | AMP:0.25 TO 0.40 AMPS INTERRUPT CAP:10 TESYS GV2-CIRCUIT BREAKER-THERMAL-MAGNETIC- 0.25...0.40 A -SCREW CLAMP TERMINALS | EA | 4 | 2 | 6 | NO | 27 | 8274.15 | SCHNEIDER ELECTRIC | TESYS GV2 - GV2ME03 |  | 00 | [7 empty] | TESYS GV2 - GV2ME03 |  | 43547 |  | 43594
9962 | 29200000TL | 03483 | EG1017018 | P | 26024406 | 26 | Electrical Supplies/Hardware | Mtce | 51 | 51F | BREAKER:CIRCUIT TYPE:MAGNETIC | TRIP VOL:600VAC POLE:3P AMP:48 | TO 65A INTERRUPT CAP:65 TESYS GV3-CIRCUIT BREAKER-THERMAL-MAGNETIC - 48…65A - EVERLINK BTR CONNECTORS | EA | 4 | 2 | 6 | NO | 165 | 50564.25 | SCHINEIDER ELECTRIC | TESYS GV3 -GV3P65 |  | 07 | [7 empty] | TESYS GV3 -GV3P65 |  | 43547 |  | 43594
9963 | 29200000TL | 03483 | EG1018016 | P | 26024407 | 26 | Electrical Supplies/Hardware | Mtce | 51 | 51F | BREAKER:CIRCUIT TYPE:MAGNETIC | TRIP VOL:600VAC POLE:3POLE | AMP:24 TO 32A INTERRUPT CAP:34 TESYS GV2-CIRCUIT BREAKER-THERMAL-MAGNETIC - 24...32 A - SCREW CLAMP TERMINALS | EA | 2 | 0 | 0 | NO | 85 | 26046.55 | SCHINEIDER ELECTRIC | TESYS GV2-GV2ME32 |  | 07 | [7 empty] | TESYS GV2-GV2ME32 |  | 43547 | 45516 | 43594 |  |  | -2 | 1
9964 | 29200000TL | 03483 | EG1017018 | P | 26024408 | 26 | Electrical Supplies/Hardware | Mtce | 51 | 51F | CONTACTOR:MOTOR TYPE:MANGENTIC | LINE VOL:600VAC COIL VOL:120V | AMP:65AMPS POLE:3POLE ENCLOSURE:GENERAL TESYS D CONTACTOR - 3P(3 NO) - AC-3 - <= 440 V 65 A - 120 V AC 50/60 HZ COIL | EA | 6 | 0 | 0 | NO | 120 | 36774 | SCHINEIDER ELECTRIC | TESYS D-LC1D65AM7 |  | 07 | [7 empty] | TESYS D-LC1D65AM7 |  | 43547 | 43751 | 43594
9965 | 29200000TL | 03483 | EG1017018 | P | 26024409 | 26 | Electrical Supplies/Hardware | Mtce | 51 | 51F | BREAKER:CIRCUIT TYPE:MAGNETIC | VOL:600VAC POLE:3 POLE AMP:1.6 | TO 2.5 AMPS INTERRUPT CAP:10 TESYS GV2-CIRCUIT BREAKER-THERMAL-MAGNETIC - 1.6...2.5 A - SCREW CLAMP TERMINALS | EA | 4 | 2 | 6 | NO | 35 | 10725.75 | SCHINEIDER ELECTRIC | TESYS GV2-GV2ME07 |  | 07 | [7 empty] | TESYS GV2-GV2ME07 |  | 43547 |  | 43594
9966 | 29200000TL | 03483 | EG1017011 | P | 26024410 | 26 | Electrical Supplies/Hardware | Mtce | 51 | 51F | BREAKER:CIRCUIT TYPE:MAGNETIC | VOL:600VAC POLE:3 POLE AMP:9 | TO 14 A INTERRUPT CAP:18 TESYS GV2-CIRCUIT BREAKER-THERMAL-MAGNETIC - 9...14 A - SCREW CLAMP TERMINALS | EA | 4 | 2 | 6 | NO | 40 | 12258 | SCHINEIDER ELECTRIC | TESYS GV2-GV2ME16 |  | 07 | [7 empty] | TESYS GV2-GV2ME16 |  | 43547 |  | 43594
9967 | 29200000TL | 03483 | EG1019004 | P | 26024411 | 26 | Electrical Supplies/Hardware | Mtce | 51 | 51Z | CONTACTOR:MOTOR TYPE:MAGNETIC | LINE VOL:600VAC COIL VOL:120V | AMP:9A POLE:5 ENCLOSURE:GENERAL LC1K0910F7 TESYS K CONTACTOR - 3P(3 NO) - AC-3 - <= 440 V 9 A - 110 V AC COIL | EA | 4 | 0 | 0 | NO | 30 | 9192.9 | SCHINEIDER ELECTRIC | LC1K0910F7 |  | 07 | [7 empty] | LC1K0910F7 |  | 43547 |  | 43594
9968 | 29200000TL | 03483 | EG1017011 | P | 26024412 | 26 | Electrical Supplies/Hardware | Mtce | 51 | 51Z | CONTACTOR:MOTOR TYPE:MAGNETIC | LINE VOL:600VAC COIL VOL:120V | AMP:40AMPS POLE:3 ENCLOSURE:GENERAL SCHNEIDER ELECTRIC LC1D40A CONTACTOR 3 POLE 60 AMP 120 VOLT COIL | EA | 4 | 2 | 6 | NO | 85 | 26048.25 | SCHINEIDER ELECTRIC | LC1D40A |  | 00 | [7 empty] | LC1D40A |  | 43547 |  | 43594
9969 | 29200000TL | 03483 | EG1018016 | P | 26024413 | 26 | Electrical Supplies/Hardware | Mtce | 51 | 51F | CONTACTOR:MOTOR TYPE:MAGNETIC | LINE VOL:600VAC COIL | VOL:110/120V AMP:32 POLE:3 ENCLOSURE:GENERAL SCHNEIDER ELECTRIC TESYS D LC1D 3 POLE CONTACTOR, 3NO, 32 A, 15 KW, 110 V AC COIL | EA | 4 | 0 | 0 | NO | 85 | 26046.55 | SCHINEIDER ELECTRIC | LC1D32F7 |  | 00 | [7 empty] | LC1D32F7 |  | 43547 |  | 43594
9970 | 29200000TL | 03483 | EG1020018 | P | 26024451 | 26 | Electrical Supplies/Hardware | Mtce | 51 | 51Z | STARTER:ELECTRIC MOTOR POLE:3 | CONTACT RATING:400VAC 53A 3PH | 50HZ COIL VOL:400VAC SIEMENS SIRIUS MOTOR SOFT STARTER - 400 VAC,3 PH, 63 AMPS, 50HZ. FOR WATER TREATMENT PLANT | EA | 1 | 0 | 0 | NO | 685 | 209918.25 | SIEMENS | 3RW4037-1BB14 |  | 00 | [9 empty] | 43645 | 45418 | 43792 |  |  | -1 | 1
9971 | 29200000TL | 03483 | EG1017008 | P | 26024452 | 26 | Electrical Supplies/Hardware | Mtce | 14 | 14H | SWITCH:PRESSURE ELECT. | RATING:3PH, 10-16AMP, 50/60HZ | COMPRESSOR AIR PRESSURE SWITCH - CONDOR MDR 3/16A, 3 PH, 10-16 AMPS, 50/60HZ. FOR WATER TREATMENT PLANT | EA | 2 | 0 | 0 | NO | 72.2559 | 26048.25 | CONDOR | MDR 3/16A |  | 00 | [9 empty] | 43645 | 46000 |  | 0 | 2
9972 | 29200000TL | 03483 | EG1018016 | P | 26030462 | 26 | Electrical Supplies/Hardware | Mtce | 51 | 51Z | TRANSFORMER:INSTRUMENT | TYPE:TRANSFORMER CURRENT | RATIO:150VA VOL:220/480 INPUT ,OUT PUT 115/120 TRANSFORMER PRIMARY VOLTAGE 220/240/440/480/, SECONDARY 115/120 | EA | 3 | 0 | 0 | NO | 212.5243 | 76615 | SCHNEIDER ELECTRIC | 9070TF150D1 |  | 00 | [7 empty] | 9070TF150D1 |  | 43707
9973 | 29200000TL | 03483 | EG1018003 | P | 26030463 | 26 | Electrical Supplies/Hardware | Mtce | 51 | 51F | FUSE:ELECTRICAL TYPE:CURRENT | LIMITING AMP:40AMPS VOL:600VAC | INTERRUPTING RATING:200KA CONN:BOLT CARTRIDGE:FIBERGLASS SIZE:0.81X1.56 FUSE JJS-40AMPS | EA | 10 | 3 | 12 | NO | 20.4023 | 7355.04 | LIMITRON | JJS-40 |  | 00 | [7 empty] | JJS-40 |  | 43707
9974 | 29300000TL | 03483 | EG1018003 | P | 26030467 | 26 | Electrical Supplies/Hardware | Mtce | 14 | 14A | BOARD:CONTROLLER TYPE:RUNNING | TRANE PACKAGE UNIT VOYAGER | 50TON CONTROL BOARD RTRM X13650867230 | EA | 2 | 0 | 1 | YES | 395.1045 | 161854.56 | TRANE | X13650867230 |  | 00 | [7 empty] | RTRM X13650867230 |  | 43782 |  | 44406
9975 | 29300000TL | 03483 | EG1017008 | P | 26030485 | 26 | Electrical Supplies/Hardware | Mtce | 51 | 51Z | CONTACTOR TYPE:CONTROL LINE | VOL:480V COIL VOL:24V 50/60HZ | AMP:100 AMPS POLE:3 POLE ENCLOSURE:OPEN ABB -A50-30-00 24V 50/60HZ CONTACTOR | EA | 2 | 1 | 2 | YES | 483 | 743167.95 | ABB | A50-30-00 |  | 07 |  |  | 3CBC |  |  |  |  | ABB A50-30-00 |  | 43782 | 45381 | 45392 |  |  | -2 | 2 | -2 | 2
9976 | 29300000TL | 03483 | EG1018003 | P | 26030486 | 26 | Electrical Supplies/Hardware | Mtce | 51 | 51Z | CONTACTOR TYPE:CONTACTOR LINE | VOL:480V COIL VOL:24V 50/60HZ | AMP:12 AMPS POLE:3 POLE ENCLOSURE:OPEN DANFOSS CONTACTOR 3 POLE C1-12 ,24V 50/60HZ DIN PANEL | EA | 2 | 1 | 2 | YES | 58.63 | 90184.0797 | DANFOSS | 037H003113 |  | 07 |  |  | 3CBC |  |  |  |  | C1-12 | GTLU038 | 43782 | 45154 | 45624 |  |  |  |  | -3 | 3
9977 | 29300000TL | 03483 | EG1018003 | P | 26030487 | 26 | Electrical Supplies/Hardware | Mtce | 51 | 51Z | RELAY:OVERLOAD TYPE:OVER LOAD | CONTACT RATING:480V CONTACT | ARRANGEMENT:2NO,2NC ACTION:3P RESET:MANUAL COIL VOL:600V TERMINAL:SCREW MOUNT:REAR ENCLOSURE:OPEN DANFOSS 04H0208 OVERLOAD RELY TI16C | EA | 4 | 1 | 2 | YES | 117.1575 | 52001.4308 | DANFOSS | 047H0209 |  | 07 |  |  | 3CBC |  |  |  |  | TI-16C |  | 43782 | 45381 | 44825 |  |  | -2 | 1 | -2 | 2
9978 | 29300000TL | 03483 | EG1017011 | P | 26030580 | 26 | Electrical Supplies/Hardware | Mtce | 51 | 51Z | POWER SUPPLY:ELECTRICAL | TYPE:UNINTERRUPTIBLE I/P | RATING:85VAC O/P VOL:24VAC O/P AMP:15A MAX 24VDC BATTERY BACK UP UNIT. ORDER NO: 9916280024. VERSION: UPS CONTROL UNIT 24V. OUTPUT : 24VDC INPUT VOLTAGE: 85VAC, 120VDC, 115- 230VAC,+/- 10%, 265 VAC, 300VDC. | EA | 2 | 2 | 3 | YES | 837.1306 | 342899.4 | WEIDMULLER |  |  | 00,01,01A | [7 empty] | 9916280024 |  | 44103 | 45891 | 44342 | -1 | 1
9979 | 29300000TL | 03483 | EG1017021 | P | 26030585 | 26 | Electrical Supplies/Hardware | Mtce | 51 | 51N | REGULATOR TYPE:AUTOMATIC | RATING:VOLTAGE | SIZE/CONN:REGULATOR MATL:MX321 AVR MX321 (FOR DG13 L06 KITCHEN | EA | 2 | 1 | 2 | YES | 507.65 | 207958.6177 | STAMFORD | E00-23212/1P |  | 00 | [7 empty] | MX321 |  | 44123 |  | 44406
9980 | 29300000TL | 03483 | EG1016009 | P | 26030623 | 26 | Electrical Supplies/Hardware | Mtce | 51 | 51R | BREAKER:CIRCUIT TYPE:EASY9 MCB | VOL:230 V AC 50/60 HZ POLE:1P | AMP:6A INTERRUPT CAP:STD EZ9F56106 MINIATURE CIRCUIT BREAKER, EASY9, 1P, 6 A, C CURVE, 6000 A | EA | 1 | 1 | 2 | YES | 8.0408 | 3447.5 | SCHENIDER | EZ9F56106 |  | 01,01A | [7 empty] | IC60N |  | 44657 | 45405 | 45425 |  |  | -1 | 1
9981 | 29300000TL | 03483 | EG1021001 | P | 26030625 | 26 | Electrical Supplies/Hardware | Mtce | 51 | 51F | HUB:CONDUIT TYPE:LOAD CENTER | HUB B SIZE:3 IN MATL:STD | SCHNEIDER ELECTRIC SQUARE D B300 : LOAD CENTER HUB TYPE R +OPTIONS | EA | 2 | 1 | 2 | YES | 170.5802 | 73136.25 | SCHENIDER | B300 HUB |  | 01,01A | [7 empty] | HUB TYPE B |  | 44657 |  | 44818
9982 | 29300000TL | 03483 | EG1016009 | P | 26030630 | 26 | Electrical Supplies/Hardware | Mtce | 51 | 51R | BREAKER:CIRCUIT TYPE:C63 | VOL:240 V AC 50/60 HZ POLE:3P | AMP:63 INTERRUPT CAP:STD M9F11363 SCHNEIDER MULTI9 - C60N - MCB - 3P - 63 A - C CURVE - 415 V - 10 KA BREAKER - RADIATOR FAN MOTOR(3P) | EA | 10 | 2 | 4 | YES | 39.99 | 28426.0251 | SCHNEIDER | C60N C63 |  | 01,01A | [7 empty] | C60N C63 SERIES | INL187 | 44657 | 45874 | 45190 | -2 | 1 |  |  | -8 | 1
9983 | 29300000TL | 03483 | EG1021015 | P | 26030691 | 26 | Electrical Supplies/Hardware | Mtce | 51 | 51B | LAMP:HID TYPE:METAL HALIDE | VOL:85 WAT:70 COLOR:WARM WHITE | BULB:TUBULAR UV-STOP BASE:R7S MAX OVERALL LG:117.6MM | EA | 6 | 4 | 6 | YES | 49.4923 | 40940 | PLUSRITE AUSTRALIA PTY | MHEU/0021-MHEU/0022 |  | 16 | [7 empty] | MHDE70W/UVS/3K/R7S-MHDE70 |  | 44734 |  | 45131
9984 | 29300000TL | 03483 | EG1024009 | P | 26030699 | 26 | Electrical Supplies/Hardware | Mtce | 51 | 51F | CONTACTOR:RELAY TYPE:CONTACT | BLOCK & HOLDER 2 N/O LINE | VOL:STD COIL VOL:STD AMP:STD POLE:STD ENCLOSURE:STD VICOL (PTY) LTD CONTACT BLOCK & HOLDER 2 N/O MODEL/PART NUMBER EL-SW 008-24-P ELECTRICAL SWITCHES | EA | 6 | 4 | 6 | YES | 140.62 | 64744.3525 | VICOL LTD | EL-SW 008-24-P |  | 01,01A | [7 empty] | ELS-W 008-24-P |  | 44765 |  | 44815
9985 | 29300000TL | 03483 | EG1024009 | P | 26030700 | 26 | Electrical Supplies/Hardware | Mtce | 51 | 51F | CONTACTOR:RELAY TYPE:C/BLOCK | & HOLDER 1 N/O 7 1 N/C LINE | VOL:STD COIL VOL:STD AMP:STD POLE:STD ENCLOSURE:STD VICOL (PTY) LTD CONTACT BLOCK & HOLDER 1 N/O 7 1 N/C MODEL/PART NUMBER EL-SW 008-25-P ELECTRICAL SWITCHES | EA | 6 | 4 | 6 | YES | 140.62 | 64744.3525 | VICOL LTD | ELS-W 008-25-P |  | 01,01A | [7 empty] | ELS-W 008-25-P |  | 44765 |  | 44815
9986 | 29300000TL | 03483 | EG1024009 | P | 26030701 | 26 | Electrical Supplies/Hardware | Mtce | 51 | 51F | CONTACTOR:RELAY TYPE:CONTACT | BLOCK & HOLDER 1 N/O LINE | VOL:STD COIL VOL:STD AMP:STD POLE:STD ENCLOSURE:STD VICOL (PTY) LTD CONTACT BLOCK & HOLDER 1 N/O MODEL/PART NUMBER ELS-W 008-26-P ELECTRICAL SWITCHES | EA | 4 | 4 | 6 | YES | 140.62 | 64744.3525 | VICOL LTD | ELS-W 008-26-P |  | 01,01A | [7 empty] | ELS-W 008-26-P |  | 44765 | 46007 | 44815 | -2 | 1
9987 | 29300000TL | 03483 | EG1024009 | P | 26030702 | 26 | Electrical Supplies/Hardware | Mtce | 51 | 51F | CONTACTOR:RELAY TYPE:CONTACTOR | & HOLDER 1N/C LINE VOL:STD | COIL VOL:STD AMP:STD POLE:STD ENCLOSURE:STD VICOL (PTY) LTD CONTACTOR & HOLDER 1N/C MODEL/PART NUMBER ELS-W 008-27-P ELECTRICAL SWITCHES | EA | 6 | 4 | 6 | YES | 140.62 | 64744.3525 | VICOL LTD | ELS-W 008-27-P |  | 01,01A | [7 empty] | ELS-W 008-27-P |  | 44765 |  | 44815
9988 | 29300000TL | 03483 | EG1024009 | S | 26030703 | 26 | Electrical Supplies/Hardware | Mtce | 51 | 51R | SWITCH:PUSHBUTTON | DESIGNATION:START-STOP | STYLE:STD ELECT. RATING:STD ACTION:STD OPERATOR:STD CONTACT ARRANGEMENT:STD COLOR:STD ENCLOSURE:STD MOUNT:STD VICOL (PTY) LTD PUSH BUTTON ELECTRICAL SWITCHE MODEL/PART NUMBER ELS-W 008-28-P ELECTRICAL SWITCHES | EA | 6 | 4 | 6 | YES | 140.62 | 64744.3525 | VICOL LTD | ELS-W 008-28-P |  | 01,01A | [7 empty] | ELS-W 008-28-P |  | 44765 |  | 44815
9989 | 29300000TL | 03483 | EG1025011 | P | 26030715 | 26 | Electrical Supplies/Hardware | Mtce | 51 | 51R | CONTACTOR:RELAY TYPE:UP TO 4 | KW AUXILIARY LINE VOL:STD COIL | VOL:STD AMP:STD POLE:STD ENCLOSURE:STD VICOL (PTY) LTD CONTACTORS UP TO 4 KW AUXILIARY MODEL/PART NUMBER CONT-008-29-P-4KW | EA | 4 | 2 | 4 | YES | 266.275 | 122598.7038 | VICOL LTD | CONT-008-29-P-4KW |  | 01,01A | [7 empty] | CONT-008-29-P-4KW |  | 44767 |  | 44815
9990 | 29300000TL | 03483 | EG1024015 | P | 26030716 | 26 | Electrical Supplies/Hardware | Mtce | 51 | 51R | CONTACTOR:RELAY TYPE:UP TO 5.5 | KW AUXILIARY LINE VOL:STD COIL | VOL:STD AMP:STD POLE:STD ENCLOSURE:STD VICOL (PTY) LTD CONTACTORS UP TO 5.5 KW AUXILIARY MODEL/PART NUMBER CONT-008-30-P-5.5KW | EA | 4 | 2 | 4 | YES | 266.275 | 122598.7038 | VICOL LTD | CONT-008-30-P-5.5KW |  | 01,01A | [7 empty] | CONT-008-30-P-5.5KW |  | 44767 |  | 44815
9991 | 29300000TL | 03483 | EG1024009 | P | 26030717 | 26 | Electrical Supplies/Hardware | Mtce | 51 | 51R | CONTACTOR:RELAY TYPE:UP TO 7.5 | KW AUXILIARY LINE VOL:STD COIL | VOL:STD AMP:STD POLE:STD ENCLOSURE:STD VICOL (PTY) LTD CONTACTORS UP TO 7.5 KW AUXILIARY MODEL/PART NUMBER CONT-008-30-P-7.5KW | EA | 4 | 2 | 4 | YES | 266.275 | 122598.7038 | VICOL LTD | CONT-008-31-P-7.5KW |  | 01,01A | [7 empty] | CONT-008-31-P-5.5KW |  | 44767 |  | 44815
9992 | 29300000TL | 03483 | EG1024015 | P | 26030718 | 26 | Electrical Supplies/Hardware | Mtce | 51 | 51R | CONTACTOR:RELAY TYPE:OVERLOAD | UP TO 1.5 KW LINE VOL:STD COIL | VOL:STD AMP:STD POLE:STD ENCLOSURE:STD VICOL (PTY) LTD CONTACTORS OVERLOAD UP TO 1.5 KW MODEL/PART NUMBER CONT-008-32-P-1.5KW | EA | 4 | 2 | 4 | YES | 266.275 | 122598.7038 | VICOL LTD | CONT-008-32-P-1.5KW |  | 01,01A | [7 empty] | CONT-008-32-P-1.5KW |  | 44767 |  | 44815
9993 | 29300000TL | 03483 | EG1024004 | P | 26030719 | 26 | Electrical Supplies/Hardware | Mtce | 51 | 51R | CONTACTOR:RELAY TYPE:OVERLOAD | UP TO 5.5 KW LINE VOL:STD COIL | VOL:STD AMP:STD POLE:STD ENCLOSURE:STD VICOL (PTY) LTD CONTACTORS OVERLOAD UP TO 5.5 KW MODEL/PART NUMBER CONT-008-33-P-5.5KW | EA | 4 | 2 | 4 | YES | 266.275 | 122598.7038 | VICOL LTD | CONT-008-33-P-5.5KW |  | 01,01A | [7 empty] | CONT-008-33-P-5.5KW |  | 44767 |  | 44815
9994 | 29300000TL | 03483 | EG1025013 | S | 26030720 | 26 | Electrical Supplies/Hardware | Mtce | 51 | 51R | CONTACTOR:RELAY TYPE:OVERLOAD | UP TO 7.5 KW LINE VOL:STD COIL | VOL:STD AMP:STD POLE:STD ENCLOSURE:STD VICOL (PTY) LTD CONTACTORS OVERLOAD UP TO 7.5 KW MODEL/PART NUMBER CONT-008-34-P-7.5KW | EA | 3 | 2 | 4 | YES | 266.275 | 122598.7038 | VICOL LTD | CONT-008-34-P-7.5KW |  | 01,01A | [7 empty] | CONT-008-34-P-7.5KW |  | 44767 | 45783 | 44815 | -1 | 1
9995 | 29300000TL | 03483 | EG1024009 | P | 26030721 | 26 | Electrical Supplies/Hardware | Mtce | 51 | 51F | BREAKER:CIRCUIT TYPE:SINGLE | POLE 2A VOL:STD POLE:1 AMP:STD | INTERRUPT CAP:STD VICOL (PTY) LTD CIRCUIT BREAKERS SINGLE POLE 2A MODEL/PART NUMBER CIRB-008-43-P-2A | EA | 3 | 2 | 3 | YES | 141.9033 | 65335.4397 | VICOL LTD | CIRB-008-43-P-2A |  | 01,01A | [7 empty] | CIRB-008-43-P-2A |  | 44767 |  | 44815
9996 | 29300000TL | 03483 | EG1024009 | P | 26030723 | 26 | Electrical Supplies/Hardware | Mtce | 51 | 51F | BREAKER:CIRCUIT TYPE:DOUBLE | POLE 10A VOL:STD POLE:2 | AMP:STD INTERRUPT CAP:STD VICOL (PTY) LTD CIRCUIT BREAKERS DOUBLE POLE 10A MODEL/PART NUMBER CIRB-008-44-P-2A | EA | 3 | 2 | 3 | YES | 141.9033 | 65335.4397 | VICOL LTD | CIRB-008-45-P-10A |  | 01,01A | [7 empty] | CIRB-008-45-P-10A |  | 44767 |  | 44815
9997 | 29300000TL | 03483 | EG1025005 | P | 26030724 | 26 | Electrical Supplies/Hardware | Mtce | 51 | 51F | BREAKER:CIRCUIT TYPE:DOUBLE | POLE 10A VOL:STD POLE:2 | AMP:STD INTERRUPT CAP:STD VICOL (PTY) LTD CIRCUIT BREAKERS DOUBLE POLE 20A MODEL/PART NUMBER CIRB-008-46-P-2A | EA | 3 | 2 | 3 | YES | 141.9033 | 65335.4397 | VICOL LTD | CIRB-008-46-P-20A |  | 01,01A | [7 empty] | CIRB-008-46-P-20A |  | 44767 |  | 44815
9998 | 29300000TL | 03483 | EG1025005 | S | 26030725 | 26 | Electrical Supplies/Hardware | Mtce | 51 | 51F | BREAKER:CIRCUIT TYPE:DOUBLE | POLE 6A VOL:STD POLE:2 AMP:STD | INTERRUPT CAP:STD VICOL (PTY) LTD CIRCUIT BREAKERS DOUBLE POLE 6A MODEL/PART NUMBER CIRB-008-47-P-6A | EA | 3 | 2 | 3 | YES | 141.9033 | 65335.4397 | VICOL LTD | CIRB-008-47-P-6A |  | 01,01A | [7 empty] | CIRB-008-47-P-6A |  | 44767 |  | 44815
9999 | 29300000TL | 03483 | EG1025005 | S | 26030726 | 26 | Electrical Supplies/Hardware | Mtce | 51 | 51F | BREAKER:CIRCUIT TYPE:DOUBLE | POLE 2A VOL:STD POLE:2 AMP:STD | INTERRUPT CAP:STD VICOL (PTY) LTD CIRCUIT BREAKERS DOUBLE POLE 2A MODEL/PART NUMBER CIRB-008-48-P-6A | EA | 3 | 2 | 3 | YES | 141.9033 | 65335.4397 | VICOL LTD | CIRB-008-48-P-2A |  | 01,01A | [7 empty] | CIRB-008-48-P-2A |  | 44767 |  | 44815
10000 | 29300000TL | 03483 | EG1024009 | P | 26030727 | 26 | Electrical Supplies/Hardware | Mtce | 51 | 51F | BREAKER:CIRCUIT TYPE:TRIPPLE | POLE 10A VOL:STD POLE:3 | AMP:STD INTERRUPT CAP:STD VICOL (PTY) LTD CIRCUIT BREAKERS TRIPPLE POLE 10A MODEL/PART NUMBER CIRB-008-49-P-10A | EA | 3 | 2 | 3 | YES | 141.9033 | 65335.4397 | VICOL LTD | CIRB-008-49-P-10A |  | 01,01A | [7 empty] | CIRB-008-49-P-10A |  | 44767 |  | 44815
10001 | 29300000TL | 03483 | EG1024009 | P | 26030728 | 26 | Electrical Supplies/Hardware | Mtce | 51 | 51F | BREAKER:CIRCUIT TYPE:TRIPPLE | POLE 6A VOL:STD POLE:3 AMP:STD | INTERRUPT CAP:STD VICOL (PTY) LTD CIRCUIT BREAKERS TRIPPLE POLE 6A MODEL/PART NUMBER CIRB-008-50-P-6A | EA | 3 | 2 | 3 | YES | 332.2355 | 420562.2431 | VICOL LTD | CIRB-008-50-P-6A |  | 01,01A | [7 empty] | CIRB-008-50-P-6A |  | 44767 | 45405 | 45426 |  |  | -1 | 1
10002 | 29300000TL | 03483 | EG1016016 | P | 26030742 | 26 | Electrical Supplies/Hardware | Mtce | 51 | 51Z | HEATER TYPE:PTC CONVECTION | HEATER SIZE:STD RATING:STD | DEMINERALIZED WATER CHEMICAL DOSING PTC CONVECTION HEATER WITH BUILT-IN THERMOSTAT PART NUMBER | EA | 1 | 0 | 1 | YES | 321.03 | 532104.0147 | JOHNSON PUMP CO. | QF12-27 |  | 01,01A,07 | [7 empty] | THERMO QF12-27 |  | 44796 |  | 45434
10003 | 29300000TL | 03483 | EG1016016 | P | 26030743 | 26 | Electrical Supplies/Hardware | Mtce | 51 | 51Z | RELAY:TIME DELAY | TYPE:PROGRAMMABLE RELAY | OPERATION:STD CONTACT RATING:STD CONTACT ARRANGEMENT:STD CONTACT:STD ACTION:STD COIL VOL:STD TERMINAL:STD MOUNT:STD ENCLOSURE:STD DEMINERALIZED WATER CHEMICAL DOSING PROGRAMMABLE RELAY, 120 VAC/60 HZ PART NUMBER QF12-28-120 VAC/60 HZ | EA | 1 | 0 | 1 | YES | 851.21 | 1410872.0629 | JOHNSON PUMP CO. | QF12-28 |  | 01,01A,07 | [7 empty] | QF12-28-120 VAC/60 HZ |  | 44796 |  | 45434
10004 | 29300000TL | 03483 | EG1016016 | P | 26030744 | 26 | Electrical Supplies/Hardware | Mtce | 51 | 51Z | POWER SUPPLY:ELECTRICAL | TYPE:DC POWER SUPPLY I/P | RATING:STD O/P VOL:STD O/P AMP:STD DEMINERALIZED WATER CHEMICAL DOSING ELECTRICAL DC POWER SUPPLY PART NUMBER QF12-38 | EA | 1 | 0 | 1 | YES | 306.36 | 507788.6364 | JOHNSON PUMP CO. | QF12-38 |  | 01,01A,07 | [7 empty] | QF12-38 - DC |  | 44796 |  | 45434
10005 | 29300000TL | 03483 | EG1027012 | S | 26030813 | 26 | Electrical Supplies/Hardware | Mtce | 51 | 51Z | BLOCK:TERMINAL VOL:600V | AMP:55A CIRCUIT:STD | TERMINAL:TUBULAR SCREW WIRE SIZE:#22A#8 AWG SIZE:STD BLOCK MATL:WHITE TERMINAL BLOCK, RAIL MOUNT, 1-POLE, 55A, 600V, WHITE, NEMA/EEMAC, #22A#8 AWG, TUBULAR SCREW W/PRESSURE PLATE, (PKS QTY 50 PCS) PN:1492-CA1, MAN:ROCKWELL AUTOMATION | PK | 3 | 2 | 3 | YES | 13.61 | 19643.9935 | ROCKWELL AUTOMATION | 1492-CA1 |  | 07 | [7 empty] | 1492-CA1 |  | 45287 |  | 45709
10006 | 29300000TL | 03483 | EG1027012 | S | 26030814 | 26 | Electrical Supplies/Hardware | Mtce | 51 | 51Z | BLOCK:TERMINAL VOL:600V | AMP:10A CIRCUIT:STD | TERMINAL:TUBULAR SCREW WIRE SIZE:22-10 AWG SIZE:13/32 IN X 1-1/2 IN BLOCK MATL:WHITE TERMINAL BLOCK, RAIL MOUNT, 1-POLE, 10A, 600V, NEMA/EEMAC, 22-10 AWG, 13/32" X 1-1/2" KNIFE DISCONNECT ISOLATING W/WIRE CLAMP SCREWTERMINAL, WHITE, (PKS QTY 10 PCS), PN: | PK | 3 | 2 | 3 | YES | 22.69 | 32749.6115 | ROCKWELL AUTOMATION | 1492- CE9 |  | 07 | [9 empty] | 45287 |  | 45709
10007 | 29300000TL | 03483 | EG1027012 | S | 26030815 | 26 | Electrical Supplies/Hardware | Mtce | 51 | 51Z | BLOCK:TERMINAL VOL:600V | AMP:30A CIRCUIT:STD | TERMINAL:HIGH DENSITY WIRE SIZE:#30A#12 AWG SIZE:13/32 IN X 1-1/2 IN BLOCK MATL:WHITE TERMINAL BLOCK, MULTI-RAIL MOUNT, SGL-CKT, 30A, 600V, UR/CSA/CE, FINGER-SAFE, HIGH DENSITY, #30A#12 AWG, WHITE, (PKS QTY 80 PCS), PN:1492-H1, MAN:ROCKWELL AUTOMATION | PK | 3 | 2 | 3 | YES | 13.49 | 19470.7915 | ROCKWELL AUTOMATION | 1492-H1 |  | 07 | [9 empty] | 45287 |  | 45709
10008 | 29300000TL | 03483 | EG1027012 | S | 26030816 | 26 | Electrical Supplies/Hardware | Mtce | 51 | 51Z | BLOCK:TERMINAL VOL:STD AMP:STD | CIRCUIT:STD TERMINAL:STD WIRE | SIZE:STD SIZE:STD BLOCK MATL:WHITE TERMINAL BLOCK, END BARRIER, WHITE, FOR CE2, (PKS QTY 50 PCS), PN:1492-N17, MAN:ROCKWELL AUTOMATION | PK | 3 | 2 | 3 | YES | 11.39 | 16439.7565 | ROCKWELL AUTOMATION | 1492-N17 |  | 07 | [9 empty] | 45287 |  | 45709
10009 | 29300000TL | 03483 | EG1027012 | S | 26030817 | 26 | Electrical Supplies/Hardware | Mtce | 51 | 51Z | BLOCK:TERMINAL VOL:STD AMP:STD | CIRCUIT:STD TERMINAL:STD WIRE | SIZE:STD SIZE:STD BLOCK MATL:STD TERMINAL BLOCK, END ANCHOR HEAVY DUTY A-B RAIL, (PKS QTY 10 PCS), PN:1492 - N23, MAN:ROCKWELL AUTOMATION | PK | 3 | 2 | 3 | YES | 16.32 | 23555.472 | ROCKWELL AUTOMATION | 1492 - N23 |  | 07 | [9 empty] | 45287 |  | 45709
10010 | 29300000TL | 03483 | EG1017017 | P | 27025227 | 27 | Electrical Accessories | Mtce | 51 | 51N | PIN TYPE:MAGNETIC SIZE:PICKUP | MATL:4-PIN MAGNETIC PICKUP 4 | PIN PART NO-171-232 MAKE- FG WILSON | EA | 2 | 1 | 2 | YES | 124.14 | 57156.5388 | FG WILSON | 171-232 |  | 00 | [9 empty] | 44123 | 45761 | 45464 | -2 | 1
10011 | 29300000TL | 03483 | EG1024002 | P | 27025263 | 27 | Electrical Accessories | Mtce | 51 | 51F | RELAY:AC CONTROL TYPE:CONTACT | 5A 11 PIN CONTACT RATING:STD | CONTACT ARRANGEMENT:STD CONTACT:STD ACTION:STD COIL VOL:STD TERMINAL:STD MOUNT:STD ENCLOSURE:STD VICOL (PTY) LTD RELAY CONTACT 5A 11 PIN MODEL/PART NUMBER REL-008-35-P-5A | EA | 25 | 17 | 25 | YES | 27.8712 | 12832.4579 | VICOL LTD | REL-008-35-P-5A |  | 01,01A | [7 empty] | REL-008-35-P |  | 44768 |  | 44815
10012 | 29300000TL | 03483 | EG1025010 | P | 27025264 | 27 | Electrical Accessories | Mtce | 51 | 51F | RELAY:AC CONTROL TYPE:RELAY | BASE CONTACT RATING:STD | CONTACT ARRANGEMENT:STD CONTACT:STD ACTION:STD COIL VOL:STD TERMINAL:STD MOUNT:STD ENCLOSURE:STD VICOL (PTY) LTD RELAY BASE CONTACT MODEL/PART NUMBER REL-008-36-P | EA | 25 | 17 | 25 | YES | 27.8712 | 12832.4579 | VICOL LTD | REL-008-36-P |  | 01,01A | [7 empty] | REL-008-36-P |  | 44768 |  | 44815
10013 | 29300000TL | 03483 | EG1017FLR | P | 27025283 | 27 | Electrical Accessories | Mtce | 51 | 51R | RECTIFIER TYPE:RECTIFIER & | SURGE ARRESTOR VOL:STD AMP:STD | INDUSTRY STD:STD CONN:STD VICOL (PTY) LTD RECTIFIER & SURGE ARRESTOR MODEL/PART NUMBER CHLP-008-61-P | EA | 2 | 1 | 2 | YES | 14052.82 | 22274422.341 | VICOL LTD | CHLP-008-61-P |  | 01,01A | [7 empty] | CHLP-008-61-P |  | 44769 |  | 45503
10014 | 29300000TL | 03483 | EG1016009 | P | 27025286 | 27 | Electrical Accessories | Mtce | 51 | 51R | FUSE:BREAKER TYPE:FUSES FAST | ACTING AMP:225A VOL:STD | INTERRUPTING RATING:STD CONN:STD CARTRIDGE:STD SIZE:STD VICOL (PTY) LTD FUSES FAST ACTING MODEL/PART NUMBER ELE-008-79-P-225A PLANT ELECTRICAL | EA | 1 | 2 | 3 | YES | 2443.73 | 3795723.6225 | VICOL LTD | ELE-008-79-P-225A |  | 01,01A | [7 empty] | ELE-008-79-P-225A |  | 44769 | 45887 | 45566 | -4 | 1
10015 | 29300000TL | 03483 | EG1016009 | P | 27025294 | 27 | Electrical Accessories | Mtce | 51 | 51D | TERMINAL:BLOCK TYPE:TERNIMALS | SIZE:STD HEIGHT:STD MATL:STD | VICOL (PTY) LTD TERMINALS MODEL/PART NUMBER ELE-008-91-P PLANT ELECTRICAL | EA | 4 | 1 | 2 | YES | 678.91 | 1054516.9575 | VICOL LTD | ELE-008-91-P |  | 01,01A | [7 empty] | ELE-008-91-P |  | 44769 |  | 45566
10016 | 29300000TL | 03483 | EG1016009 | P | 27025295 | 27 | Electrical Accessories | Mtce | 51 | 51Z | INSULATOR TYPE:INSULATORS | VOL:STD SIZE:STD MATL:STD | VICOL (PTY) LTD INSULATORS MODEL/PART NUMBER ELE-008-92-P PLANT ELECTRICAL | EA | 4 | 1 | 2 | YES | 1367.78 | 2124504.285 | VICOL LTD | ELE-008-92-P |  | 01,01A | [7 empty] | ELE-008-92-P |  | 44769 |  | 45566
10017 | 29300000TL | 03483 | EG1016010 | P | 27025297 | 27 | Electrical Accessories | Mtce | 51 | 51C | FUSE:BREAKER TYPE:FUSE 250A & | HOLDER AMP:STD VOL:STD | INTERRUPTING RATING:STD CONN:STD CARTRIDGE:STD SIZE:STD VICOL (PTY) LTD COMPLETE FUSE 250A & HOLDER MODEL/PART NUMBER ELE-008-94-P-250A PLANT ELECTRICAL | EA | 9 | 3 | 5 | YES | 969.5 | 1505875.875 | VICOL LTD | ELE-008-94-P-250A |  | 01,01A | [7 empty] | ELE-008-94-P-250A |  | 44769 |  | 45566
10018 | 29300000TL | 03483 | EG1022002 | P | 27025324 | 27 | Electrical Accessories | Mtce | 51 | 51Z | KIT TYPE:SUPPORT PAN | APPLICATION:SUPPORT CONTAINS | A:NA CONTAINS B:NA CONTAINS C:NA CONTAINS D:NA CONTAINS E:NA CONTAINS F:NA STYLE-3 UNIT SUPPORT PAN, PN:2100H-UA1, MAN:ROCKWELL AUTOMATION | EA | 4 | 2 | 4 | YES | 100.83 | 142397.1675 | ROCKWELL AUTOMATION | 2100H-UA1 |  | 07 | [9 empty] | 45287 |  | 45322
10019 | 29300000TL | 03483 | EG1023002 | P | 27025326 | 27 | Electrical Accessories | Mtce | 51 | 51R | FRAME TYPE:ACCESSORY SIZE:STD | MATL:STD CIRCUIT BREAKER | ACCESSORY, FRAME-H, TERMINAL LUG, FCCU 1X14-1/0(2.5-95) PN:140G-H-TLC13, MAN:ROCKWELL AUTOMATION | EA | 1 | 0 | 1 | YES | 29.03 | 40997.6175 | ROCKWELL AUTOMATION | 140G-H-TLC13 |  | 07 | [9 empty] | 45287 |  | 45322
10020 | 29300000TL | 03483 | EG1022015 | P | 27025327 | 27 | Electrical Accessories | Mtce | 51 | 51Z | FRAME TYPE:FRAME-J | SIZE:1X10-350 MATL:STD CIRCUIT | BREAKER ACCESSORY, FRAME-J, TERMINAL LUG, FCCU 1X10-350(6-185), PN:140G-J-TLC13, MAN:ROCKWELL AUTOMATION | EA | 1 | 0 | 1 | YES | 42.75 | 60373.6875 | ROCKWELL AUTOMATION | 140G-J-TLC13 |  | 07 | [9 empty] | 45287 |  | 45322
10021 | 29300000TL | 03483 | EG1023001 | P | 27025331 | 27 | Electrical Accessories | Mtce | 51 | 51Z | FRAME TYPE:FRAME-K | SIZE:2X2/0-250 MATL:STD | CIRCUIT BREAKER ACCESSORY, FRAME-K, TERMINAL LUG, FCCU 2X2/0-250(95-120), PN:140G-K-TLC23, MAN:ROCKWELL AUTOMATION | EA | 4 | 2 | 4 | YES | 117.34 | 174017.4996 | ROCKWELL AUTOMATION | 140G-K-TLC23 |  | 07 | [9 empty] | 45287 |  | 45322
10022 | 29300000TL | 03483 | EG1027012 | P | 27025361 | 27 | Electrical Accessories | Mtce | 51 | 51R | KIT:TERMINATION TYPE:OPEN, AC | INPUT, DC BUS TERMIN VOL:STD | CONDUCTOR:STD MATL:PF755 FR8, IP00 UL NEMA POWERFLEX 750 KIT,IP00 FIELD TERMINATION/ 20G11TD617AN0NNNNN :DRIVE OPTION(S) / U10 ASU ACC FANS' MCCS | EA | 1 | 0 | 1 | YES | 748.85 | 1194191.095 | ALLAN BRADLEY | 20-750-BUS4-F8 |  | 01,01A,02,07 | [7 empty] | ALBR20750BUS3F8 |  | 45495 |  | 45597
10023 | 29300000TL | 03483 | EG1027001 | P | 27025371 | 27 | Electrical Accessories | Mtce | 51 | 51Z | COVER:ELECTRICAL BOX | TYPE:COVER KIT,IP30,UL NEMA | TYPE 1 GANG:1-480V AC AND 600 690V AC SIZE:STD MATL:STD PF750 OPEN / NEMA 1 COVER, FR 7/ 20G1AND302JN0NNNNN: DRIVE OPTION(S) U10 ASU ACC FANS' NEW MCCS LEVEL 1 SPARE PART(S) | EA | 2 | 1 | 2 | YES | 625 | 970781.25 | ALLEN BRADLEY | SK-R1-CVR1-F7 |  | 01A,02,07 | [7 empty] | ALBRSKR1CVR1F7 |  | 45496 |  | 45528
10024 | 29300000TL | 03483 | EG1027001 | P | 27025372 | 27 | Electrical Accessories | Mtce | 51 | 51Z | BOX:CONDUIT CAST DEVICE | TYPE:PF750 NEMA 1 KIT, FRAME 7 | HUB SIZE:STD GANG:STD CONN:STD MATL:STD PF750 NEMA 1 KIT, FRAME 7/ 20G1AND302JN0NNNNN: DRIVE OPTION(S) U10 ASU ACC FANS' NEW MCCS SPARE PART | EA | 2 | 1 | 2 | YES | 405 | 629066.25 | ALLEN BRADLEY | 20-750-NEMA1-F7 |  | 01,01A,02,07 | [7 empty] | ALBR20750NEMA1F7 |  | 45496 |  | 45528
10025 | 29300000TL | 03483 | EG1027001 | P | 27025373 | 27 | Electrical Accessories | Mtce | 51 | 51Z | BUS SHAPE:KIT, DC | BUSBAR,FRAME 7,400 480 | SIZE:STD MATL:STD SPEC:STD PF750 DC BUS BARS, 400/480V, FRAME 7/ 20G1AND302JN0NNNNN: DRIVE OPTION(S) U10 ASU ACC FANS' NEW MCCS SPARE PART | EA | 2 | 1 | 2 | YES | 315 | 489273.75 | ALLEN BRADLEY | 20-750-DCBB1-F7 |  | 01,01A,02,07 | [7 empty] | ALBR20750DCBB1F7 |  | 45496 |  | 45528
10026 | 29300000TL | 03483 | EG1017004 | P | 27025390 | 27 | Electrical Accessories | Mtce | 51 | 51Z | FUSE:ELECTRICAL TYPE:FUSE GG | AMP:500V VOL:4A INTERRUPTING | RATING:STD CONN:STD CARTRIDGE:STD SIZE:STD FUSE GG 4A 10X38 500V WITHOUT STRIKER | EA | 8 | 8 | 12 | YES | 32.84 | 49819.3572 | CHLORIDE | 108010071 |  | 01,01A,02,07,12 | [7 empty] | 5010700002 |  | 45510 |  | 45576
10027 | 29300000TL | 03483 | EG1016017 | P | 27025401 | 27 | Electrical Accessories | Mtce | 51 | 51Z | SWITCH:MCC BREAKER TYPE:BYPASS | ACTION:STD VOL:STD AMP:200A | PHASE:1 PHASE FREQ:STD CONTACT ARRANGEMENT:STD MOUNT:STD BYPASS SWITCH 1 PHASE 200A | EA | 2 | 1 | 2 | YES | 2354.56 | 3525459.1424 | CHLORIDE | 5640300077 |  | 01A | [9 empty] | 45510 |  | 45566
10028 | 29300000TL | 03483 | EG1019015 | P | 30036270 | 30 | Communications Equipment | Telecoms | 11 | 11J | SWITCH TYPE:ETHERNET ACTION:8P | ENET VOL:SEE DISCRIPTION | AMP:SEE DISCRIPTION PHASE:SEE DISCRIPTION FREQ:SEE DISCRIPTION CONTACT ARRANGEMENT:SEE DISCRIPTION MOUNT:SEE DISCRIPTION SWITCH: NETWORK, 8P ENET, SPIDER-PL-40, UNMANAGED, RAIL; ETHERNET UNMANAGED SWITCH FOR COLLECT E1 AND E2 PORT FROM PRODIGY CONTROLLERS | EA | 3 | 0 | 1 | YES | 301.1097 | 123699.66 | CCC | SWITCH-C-8-2 |  | 01,01A | [9 empty] | 43898
10029 | 29300000TL | 03483 | EG1020008 | P | 30036284 | 30 | Communications Equipment | Telecoms | 10 | 10D | INTERRUPTER TYPE:CURRENT | INTERRUPTER RATING:12VDC | PROGRAMMABLE GPS CURRENT INTERRUPTER. MICROMAX GPS 80. STAND ALONE PORTABLE DEVICE WITH POWER PACK. | EA | 1 | 0 | 1 | YES | 2762.98 | 4529270.2246 | AMERICAN INNOVATION |  |  | 16 | [9 empty] | 44035 |  | 45527
10030 | 29300000TL | 03483 | EG1028009 | P | 30037160 | 30 | Communications Equipment | Telecoms | 11 | 11I | DUCT TYPE:POWERFLEX 750 KIT, | IP00 INLET SIZE:STD MATL:STD | POWERFLEX 750 KIT,IP00 INLET DUCT/ 20G11TD617AN0NNNNN :DRIVE OPTION(S) / U10 ASU ACC FANS' MCCS | EA | 1 | 0 | 1 | YES | 1315 | 2097030.5 | ALLAN BRADLEY | 20-750-DUCT4-F8 |  | 01,01A,02,07 | [7 empty] | ALBR20-750-DUCT4-F8 |  | 45495 |  | 45604
10031 | 29300000TL | 03483 | EG1027009 | P | 30037173 | 30 | Communications Equipment | Telecoms | 11 | 11I | KIT TYPE:LEG APPLICATION:750 | SERIES FRAME 7 AC DRIVE | CONTAINS A:NIL CONTAINS B:NIL CONTAINS C:NIL CONTAINS D:NIL CONTAINS E:NIL CONTAINS F:NIL PF750 LEG, FRAME 7/ CIRCUIT BOARDS AND SUB-ASSEMBLIES, U10 ASU ACC FANS' NEW MCCS LEVEL 1 SPARE PART(S) | EA | 2 | 1 | 2 | YES | 255 | 396078.75 | ALLEN BRADLEY | SK-R9-LEG1-F7 |  | 01A,02,07 | [7 empty] | ALBRSK-R9-LEG1-F7 |  | 45496 |  | 45525
10032 | 29300000TL | 03483 | EG1027009 | P | 30037177 | 30 | Communications Equipment | Telecoms | 11 | 11I | ADAPTER:ASSEMBLY TYPE:PF750 | FLANGE ADAPTER, TYPE 4X, | C/W:STD SIZE:STD CONN:STD PRESS. RATING:STD MATL:STD PF750 FLANGE ADAPTER, TYPE 4X, FRAME 7/ 20G1AND302JN0NNNNN: DRIVE OPTION(S) U10 ASU ACC FANS' NEW MCCS SPARE PART | EA | 2 | 1 | 2 | YES | 485 | 753326.25 | ALLEN BRADLEY | 20-750-FLNG4-F7 |  | 01,01A,02,07 | [7 empty] | ALBR20750FLNG4F7 |  | 45496 |  | 45525
10033 | 29300000TL | 03483 | EG1017002 | P | 30372016 | 30 | Communications Equipment | Telecoms | 51 | 51N | FUSE TYPE:FUSE 0.5 A AMP:STD | VOL:STD INTERRUPTING | RATING:STD CONN:STD CARTRIDGE:STD SIZE:STD FUSE 0.5A CAT PART NUMBER 272-5835 | EA | 5 | 4 | 7 | YES | 136.94 | 208952.6378 | CATERPILLAR | 272-5835 |  | 01,01A | [9 empty] | 45644 |  | 45770
10034 | 29200000TL | 03483 | EG1028012 | S | 37001091 | 37 | Engine Accessories | Mtce | 56 | 56Z | RING:SPLIT TYPE:SPLIT RINGS | NEW DESIGN SIZE:STD MATL:STL | SLFC, SOUTH AFRICA VIBRATOR ASSEMBLY PARTS, INTERCHANGEABLE UNIT 30/45 SPLIT RINGS (NEW DESIGN) PART NUMBER C.CLP/70 | EA | 100 | 0 | 0 | NO | 2.23 | 683.1605 | SLFC (PTY) LTD | C.CLP/70 |  | 07 | [7 empty] | INTERCHANGEABLE U-30/45 |  | 43352 |  | 43389
10035 | 29200000TL | 03483 | EG1025001 | S | 37001093 | 37 | Engine Accessories | Mtce | 87 | 87B | BUSHING TYPE:O-RING BUSH | SIZE:STD MATL:STD SLFC, SOUTH | AFRICA VIBRATOR ASSEMBLY PARTS, C1533 UNIT 30 VIBRATOR ASSEMBLY O-RING BUSH FOR UNIT 30 (METAL - GG25) PART NUMBER BRG.B.GG25 | EA | 10 | 4 | 10 | NO | 39.22 | 12015.047 | SLFC (PTY) LTD | BRG.B.GG25 |  | 07 | [7 empty] | C1533 UNIT 30 VIBRATOR |  | 43352 | 44078 | 43389
10036 | 29200000TL | 03483 | EG1025001 | S | 37001094 | 37 | Engine Accessories | Mtce | 87 | 87B | BUSHING TYPE:O-RING BUSH | SIZE:STD MATL:STD SLFC, SOUTH | AFRICA VIBRATOR ASSEMBLY PARTS, C1565 UNIT 45 VIBRATOR ASSEMBLY O-RING BUSH FOR UNIT 45 (PLASTIC - PEEK) (METAL - GG25) PART NUMBER BRG.B.PEEK | EA | 1 | 0 | 0 | NO | 72.97 | 22354.3595 | SLFC (PTY) LTD | BRG.B.PEEK |  | 07 | [7 empty] | C1565 UNIT 45 VIBRATOR |  | 43352 | 43900 | 43389
10037 | 29200000TL | 03483 | EG1025016 | P | 37001097 | 37 | Engine Accessories | Mtce | 87 | 87B | SLEEVE TYPE:LOCKING SLEEVE | SIZE:STD MATL:STD SLFC, SOUTH | AFRICA VIBRATOR ASSEMBLY PARTS, LOCKING SLEEVE FOR U30 (NEW DESIGN), C1533 UNIT 30 VIBRATOR ASSEMBLY - ST.37 PART NUMBER EGTL1-CNL-MEC-DD-30XXXX | EA | 6 | 8 | 20 | NO | 140.45 | 43026.8575 | SLFC (PTY) LTD | EGTL1-CNL-MEC-DD-30XXXXX |  | 07 | [9 empty] | 43352 | 44182 | 43389
10038 | 29200000TL | 03483 | EG1028010 | S | 37001098 | 37 | Engine Accessories | Mtce | 87 | 87B | SLEEVE TYPE:LOCKING SLEEVE | SIZE:STD MATL:STD SLFC, SOUTH | AFRICA VIBRATOR ASSEMBLY PARTS, LOCKING SLEEVE FOR U45 (NEW DESIGN), C1565 UNIT 45 VIBRATOR ASSEMBLY - 316 PART NUMBER EGTL1-CNL-MEC-DD-450005. | EA | 10 | 8 | 20 | NO | 402.23 | 123223.1605 | SLFC (PTY) LTD | EGTL1-CNL-MEC-DD-450005 |  | 07 | [9 empty] | 43352 | 44078 | 43389
10039 | 29300000TL | 03483 | EG1028001 | P | 37001109 | 37 | Engine Accessories | Mtce | 72 | 72Z | FILTER:AIR TYPE:PANEL FILTER | SIZE:221MM X 221MM X17MM | ELEMENT MATL:CHEMICAL FIBRES FILTERING RETENTION:10 MICRON HOUSING MATL:STEEL SK SPARE FILTER MATS, FOR FILTER FANS, MFR: RITTAL, MODEL: SK3172.100, BIG SIZE; FOR RIB CABINET FANS | PK | 33 | 29 | 42 | YES | 53 | 84167.8064 | RITTAL | SK3172.100 |  | 00 | [7 empty] | SK3172.100 | BENL1322 | 43770 | 45966 | 45751 | -72 | 5 | -45 | 2 | -59 | 7
10040 | 29200000TL | 03483 | EG1017008 | P | 37001110 | 37 | Engine Accessories | Mtce | 72 | 72B | FILTER:AIR TYPE:INLINE | SIZE:11.88IN X4.75IN X11.88IN | ELEMENT MATL:FIBER FILTERING RETENTION:5 MICRON HOUSING MATL:ALUMINIUM COMPRESSED AIR FILTER, MFR: SPEEDAIRE; P/N: 4ZL10; MAX. PRESS. RATING: 250PSI, MAX TEMP 175 DEGC, MAX FLOW: 425 CFM, CONNECTION SIZE 1IN, DRAIN TYPE MANUAL, TAG# 183-XV-0065 | EA | 2 | 1 | 2 | NO | 245 | 75082.7 | SPEEDAIRE | 4ZL10 |  | 00 | [7 empty] | 4ZL10 |  | 43488 |  | 43518
10041 | 29300000TL | 03483 | EG1017FLR | P | 37001179 | 37 | Engine Accessories | Mtce | 66 | 66F | SEAT:VALVE TYPE:GOVERNING | SIZE:STD VALVE STYLE:STD VALVE | SIZE:STD MATL:AIS 422 V VALVE: VALVE SEAT (NO.5) DK=80, PN: 4413-23, GOVERNING VALVE SERIAL # ST-1528 MODEL 5CL-4 MAT'L - AIS 422 V, TAG:105-CC-001A/B-S, DOC: EGTL1-MHI-MEC-MM-051001, DWG - 760-08152-31 | EA | 2 | 0 | 0 | NO | 5297.27 | 2171880.7 | M H I | 4413-23 |  | 01,01A,02,21 | [7 empty] | 5CL-4 |  | 43889 |  | 44167
10042 | 29300000TL | 03483 | EG1017FLR | P | 37001180 | 37 | Engine Accessories | Mtce | 66 | 66F | SEAT:VALVE TYPE:GOVERNING | SIZE:STD VALVE STYLE:STD VALVE | SIZE:STD MATL:AIS 422 V VALVE: VALVE SEAT (NO.3) DK=70, PN: 4413-21, GOVERNING VALVE SERIAL # ST-1528 MODEL 5CL-4 MAT'L - AIS 422 V, TAG:105-CC-001A/B-S, DOC: EGTL1-MHI-MEC-MM-051001, DWG - 760-08152-33 | EA | 2 | 0 | 0 | NO | 2823.66 | 1157700.6 | M H I | 4413-21 |  | 01,01A,02,21 | [7 empty] | 5CL-4 |  | 43889 |  | 44167
10043 | 29300000TL | 03483 | EG1017FLR | P | 37001181 | 37 | Engine Accessories | Mtce | 66 | 66F | SEAT:VALVE TYPE:GOVERNING | SIZE:STD VALVE STYLE:STD VALVE | SIZE:STD MATL:AIS 422 V VALVE: VALVE SEAT (NO.1) DK=70, PN: 4413-16, GOVERNING VALVE SERIAL # ST-1528 MODEL 5CL-4 MAT'L - AIS 422 V, TAG:105-CC-001A/B-S, DOC: EGTL1-MHI-MEC-MM-051001, DWG - 760-08152-36 | EA | 2 | 0 | 0 | NO | 2823.66 | 1157700.6 | M H I | 4413-16 |  | 01,01A,02,21 | [7 empty] | 5CL-4 |  | 43889 |  | 44167
10044 | 29300000TL | 03483 | EG1017FLR | P | 37001182 | 37 | Engine Accessories | Mtce | 66 | 66F | SEAT:VALVE TYPE:GOVERNING | SIZE:STD VALVE STYLE:STD VALVE | SIZE:STD MATL:AIS 422 V VALVE: VALVE SEAT (NO.2) DK=70, PN: 4413-17, GOVERNING VALVE SERIAL # ST-1528 MODEL 5CL-4 MAT'L - AIS 422 V, TAG:105-CC-001A/B-S, DOC: EGTL1-MHI-MEC-MM-051001, DWG - 760-08152-37 | EA | 2 | 0 | 0 | NO | 2823.66 | 1157700.6 | M H I | 4413-17 |  | 01,01A,02,21 | [7 empty] | 5CL-4 |  | 43889 |  | 44167
10045 | 29300000TL | 03483 | EG1017FLR | P | 37001183 | 37 | Engine Accessories | Mtce | 66 | 66F | SEAT:VALVE TYPE:GOVERNING | SIZE:STD VALVE STYLE:STD VALVE | SIZE:STD MATL:AIS 422 V VALVE: VALVE SEAT (NO.4) DK=80, PN: 4413-22, GOVERNING VALVE SERIAL # ST-1528 MODEL 5CL-4 MAT'L - AIS 422 V, TAG:105-CC-001A/B-S, DOC: EGTL1-MHI-MEC-MM-051001, DWG - 760-08152-38 | EA | 2 | 0 | 0 | NO | 5297.27 | 2171880.7 | M H I | 4413-22 |  | 01,01A,02,21 | [7 empty] | 5CL-4 |  | 43889 |  | 44167
10046 | 29300000TL | 03483 | EG1017003 | P | 37001413 | 37 | Engine Accessories | Mtce | 88 | 88Z | PIPE STRUCTURE:OIL PIPE OLIVE | SIZE:STD RATING:STD LG:STD | ENDS:STD SPEC:STD GRADE:STD MATL:STD PERKINS OIL PIPE OLIVE PART NUMBER 986-221, ENGINEERING POWER SOLUTIONS UK CIRRUS BUILDING 6 INTERNATIONAL AVENUE ABZ BUSINESS PARK DYCE DRIVE DYCE ABERDEEN AB21 0BH | EA | 5 | 3 | 5 | YES | 8.87 | 4033.2777 | PERKINS | 986-221 |  | 01,01A | [7 empty] | 4016TESI |  | 44359 |  | 44581
10047 | 29300000TL | 03483 | EG1017003 | P | 37001418 | 37 | Engine Accessories | Mtce | 88 | 88Z | GASKET TYPE:STD SIZE:STD | PRESS. RATING:STD MATL:STD | SHAPE:STD PERKINS GASKET PART NUMBER 973-756, ENGINEERING POWER SOLUTIONS UK CIRRUS BUILDING 6 INTERNATIONAL AVENUE ABZ BUSINESS PARK DYCE DRIVE DYCE ABERDEEN AB21 0BH | EA | 9 | 6 | 9 | YES | 3.51 | 1596.0321 | PERKINS | 973-756 |  | 01,01A | [7 empty] | 4016TESI |  | 44359 |  | 44581
10048 | 29300000TL | 03483 | EG1017003 | P | 37001421 | 37 | Engine Accessories | Mtce | 87 | 87B | WASHER TYPE:STD NOMINAL | SIZE:STD ID:STD OD:STD | THCK:STD MATL:STD SPEC:STD GRADE:STD PERKINS INJECTOR WASHER PART NUMBER 973-519 | EA | 5 | 3 | 5 | YES | 8.79 | 3996.9009 | PERKINS | 973-519 |  | 01,01A | [7 empty] | 4006D |  | 44359 |  | 44581
10049 | 29300000TL | 03483 | EG1016007 | P | 37001454 | 37 | Engine Accessories | Mtce | 54 | 54A | O-RING:CORD TYPE:O-RING 34 X | 1.8 SEC DIA:STD LG:STD | MATL:STD INDUSTRY STD:STD PUMP O-RIN G PART NUMBER GB/T3452.1 - 1992/34 X 1.8EXTENDED_PART_NUMBER=GB/T3452.1 - 1992/34 X 1.8 | EA | 2 | 1 | 2 | YES | 345.2871 | 410342.66 | DTGEN POWER SOLUTION. | SEE ITEM NOTES |  | 01,01A |  |  | 2BBB |  |  |  |  | KAMA KM178F |  | 44691 |  | 45363
10050 | 29300000TL | 03483 | EG1016007 | P | 37001455 | 37 | Engine Accessories | Mtce | 54 | 54A | O-RING:CORD TYPE:O-RING 14 X | 1.8 SEC DIA:STD LG:STD | MATL:STD INDUSTRY STD:STD PUMP O-RIN G PART NUMBER GB/T3452.1 - 1992/14 X 1.8 | EA | 2 | 1 | 2 | YES | 235.675 | 280078.48 | DTGEN POWER SOLUTION. | GB/T3452.1-1992/14 X 1.8 |  | 01,01A |  |  | 2BBB |  |  |  |  | KAMA KM178F |  | 44691 |  | 45363
10051 | 29300000TL | 03483 | EG1016007 | P | 37001456 | 37 | Engine Accessories | Mtce | 50 | 50Z | BEARING:BALL TYPE:BALL BEARING | 6307/P5 ROW:STD ID:STD OD:STD | WIDTH:STD SERIES:STD STYLE:STD RADIAL CLEARANCE:STD CAGE MATL:STEEL PUMP BALL BEARING 6307/P5 PART NUMBER GB/T276- 1994/6307/P5 | EA | 2 | 1 | 2 | YES | 277.0101 | 329201.6 | DTGEN POWER SOLUTION. | GB/T276- 1994/6307/P5 |  | 01,01A | [7 empty] | KAMA KM178F |  | 44691 |  | 45363
10052 | 29300000TL | 03483 | EG1016007 | P | 37001457 | 37 | Engine Accessories | Mtce | 50 | 50Z | BEARING:BALL TYPE:BALL BEARING | 6306/P5 ROW:STD ID:STD OD:STD | WIDTH:STD SERIES:STD STYLE:STD RADIAL CLEARANCE:STD CAGE MATL:STEEL PUMP BALL BEARING 6307/P5 PART NUMBER GB/T276- 1994/6306/P5 | EA | 2 | 1 | 2 | YES | 277.276 | 329517.55 | DTGEN POWER SOLUTION. | GB/T276- 1994/6306/P5 |  | 01,01A | [7 empty] | KAMA KM178F |  | 44691 |  | 45363
10053 | 29300000TL | 03483 | EG1016007 | P | 37001458 | 37 | Engine Accessories | Mtce | 50 | 50Z | BEARING:NEEDLE TYPE:NEEDLE | BEARING 7941/8 ID:STD OD:STD | LG:STD MATL:STEEL PUMP NEEDLE BEARING 7941/8 PART NUMBER GB/T290- 1989/7941/8 | EA | 3 | 2 | 3 | YES | 280.1799 | 332968.65 | DTGEN POWER SOLUTION. | GB/T290- 1989/7941/8 |  | 01,01A | [7 empty] | KAMA KM178F |  | 44691 |  | 45363
10054 | 29300000TL | 03483 | EG1016007 | P | 37001459 | 37 | Engine Accessories | Mtce | 50 | 50Z | BEARING:NEEDLE TYPE:NEEDLE | BEARING HK1512 ID:STD OD:STD | LG:STD MATL:STEEL PUMP NEEDLE BEARING 7941/8 PART NUMBER GB/T290- 1989/HK1512 | EA | 2 | 1 | 2 | YES | 286.0014 | 339886.89 | DTGEN POWER SOLUTION. | GB/T290- 1989/HK1512 |  | 01,01A | [7 empty] | KAMA KM178F |  | 44691 |  | 45363
10055 | 29300000TL | 03483 | EG1016007 | P | 37001460 | 37 | Engine Accessories | Mtce | 50 | 50Z | BEARING:BALL TYPE:BALL BEARING | 6202/P5 ROW:STD ID:STD OD:STD | WIDTH:STD SERIES:STD STYLE:STD RADIAL CLEARANCE:STD CAGE MATL:STEEL PUMP BALL BEARING 7941/8 PART NUMBER GB/T276- 1994/6202/P5 | EA | 3 | 2 | 3 | YES | 285.6377 | 339454.752 | DTGEN POWER SOLUTION. | GB/T276-1994/6202/P5 |  | 01,01A | [7 empty] | KAMA KM178F |  | 44691 |  | 45363
10056 | 29300000TL | 03483 | EG1026001 | P | 37001628 | 37 | Engine Accessories | Mtce | 87 | 87B | JET TYPE:JET (PISTON COOLER) | SIZE:STD MATL:STD FG WILSON | JET (PISTON COOLER) PART NUMBER 983-485 | EA | 11 | 7 | 11 | YES | 182.2564 | 276721.4059 | PERKINS ENGINE | 983-485 |  | 01,01A,02,02A,07 | [7 empty] | FG-983-485 |  | 45467 |  | 45519
10057 | 29300000TL | 03483 | EG1028005 | P | 37001637 | 37 | Engine Accessories | Mtce | 87 | 87B | BREATHER TYPE:HOSE BREATHER | SIZE/CONN:STD MATL:STD FG | WILSON PIPE BREATHER PART NUMBER 986-351 | EA | 2 | 1 | 2 | YES | 40 | 61034.8 | PERKINS ENGINE | 986-351 |  | 01,01A,02,02A,07 | [7 empty] | FG-986-351 |  | 45468 |  | 45499
10058 | 29200000TL | 03483 | EG1021005 | P | 39018709 | 39 | Pipe Fittings & Valves | Const | 66 | 66S | RETAINER:VALVE RETAINER: | DIAPHRAGM; ACTUATOR 18D MHA-1A |  | EA | 6 | 0 | 0 | NO | 178 | 54546.32 | AXELSON | 43927 |  | 00 |  |  | 2BBB | [6 empty] | 43397 | 45413 | 43538 |  |  | -2 | 1
10059 | 29200000TL | 03483 | EG1021005 | P | 39018710 | 39 | Pipe Fittings & Valves | Const | 66 | 66S | PLUG:VALVE PLUG: FOR | ACTUATOR 18D MHA-1A VENT; |  | EA | 2 | 0 | 0 | NO | 13.37 | 4097.1028 | AXELSON | 23632 |  | 00 |  |  | 2BBB | [6 empty] | 43397 | 44964 | 43538 |  |  |  |  | -6 | 1
10060 | 29200000TL | 03483 | EG1021005 | P | 39018713 | 39 | Pipe Fittings & Valves | Const | 66 | 66F | RETAINER:VALVE PACKING | RETAINER : FOR API 6D 6IN |  | EA | 1 | 0 | 0 | NO | 178 | 54546.32 | AXELSON | 26991 |  | 00 | [9 empty] | 43397 | 44548 | 43538
10061 | 29200000TL | 03483 | EG1023012 | P | 39018716 | 39 | Pipe Fittings & Valves | Const | 66 | 66F | SPRING:VALVE SEAT SPRING: | FOR RF/RTJ BODY ASSEMBLY FAIL |  | EA | 8 | 0 | 0 | NO | 180 | 55159.2 | AXELSON | 55808 |  | 00 |  |  | 2BBB | [6 empty] | 43397 |  | 43538
10062 | 29200000TL | 03483 | EG1023012 | P | 39018719 | 39 | Pipe Fittings & Valves | Const | 66 | 66F | BONNET:VALVE BONNET: O-RING | (VITON), FOR RF/RTJ BODY |  | EA | 6 | 0 | 0 | NO | 178 | 54546.32 | AXELSON | 50338-372 |  | 00 |  |  | 2BBB | [6 empty] | 43397 | 44968 | 43538 |  |  |  |  | -2 | 1
10063 | 29200000TL | 03483 | EG1022016 | P | 39018736 | 39 | Pipe Fittings & Valves | Const | 66 | 66F | BONNET:VALVE BONNET: FOR 4 | PAGE BONNET ASSEMBLIES; |  | EA | 2 | 0 | 0 | NO | 6600.03 | 2022513.1932 | AXELSON | 44351 |  | 00 |  |  | 2CBC | [6 empty] | 43397 |  | 43654
10064 | 29200000TL | 03483 | EG1020019 | P | 39018768 | 39 | Pipe Fittings & Valves | Const | 66 | 66A | REPAIR KIT:VALVE TYPE:REBUILD | KIT RATING:300LB SIZE/CONN:4IN |  | KI | 2 | 1 | 3 | NO | 363 | 111205.05 | WORCESTER |  |  | 07 |  |  | 2CBB |  |  |  |  | 4'AF5246TZ-300 |  | 43400 |  | 43425
10065 | 29200000TL | 03483 | EG1022014 | P | 39019010 | 39 | Pipe Fittings & Valves | Const | 66 | 66Z | HOLDER TYPE:RUPTURE DISC | HOLDER SIZE:2 IN MATL:316 | STAINLESS STEEL STAINLESS STEEL HOLDER 2 IN, 300 ANSI, MATERIAL: INLET: STAINLESS ¦ OUTLET: STAINLESS. FOR RUPTURE DISC MODEL NO. RA8. SEE PARENT TAG: 145-PSE-0026 ATTACHED. | EA | 2 | 0 | 0 | NO | 750 | 229830 | ZOOK | 2 IN RAH |  | 01,01A |  |  | 1ABB |  |  |  |  | RAH |  | 43590 |  | 43612
10066 | 29300000TL | 03483 | EG1020010 | P | 39019035 | 39 | Pipe Fittings & Valves | Const | 66 | 66R | SEAT:RING TYPE:SEAT RING; SEAT | SIZE:3 / CL1500 MATL:ASTM A276 |  | EA | 2 | 1 | 2 | YES | 2093 | 794293.5 | EMERSON | 22B6098X012 |  | 02 |  |  | 2BBB |  |  |  |  | HT FGS2A6 56-60 HRC |  | 43782 | 43887 | 44056
10067 | 29300000TL | 03483 | EG1027015 | P | 39019164 | 39 | Pipe Fittings & Valves | Const | 66 | 66A | VALVE:BALL TYPE:FLOATING BALL | SIZE:1 CLASS:150 DESIGN | RATING:150LB CONN:FLG BODY MATL:CI GGG40 (GRAY IRON) TRIM:BALL GGG40, SEAT RING PTFE,STE PORT:FULL OPERATED:ACTUATOR TEMP RATING:60 DEG F SOFTGOODS:PTFE CONFIG:2 - WAY 1'' BALL VALVE FOR SULPHURIC ACID SKID. MFR:ATOMAC, MODEL:1-AKH2.2; VALVE SIZE AND RATI | EA | 2 | 1 | 2 | YES | 1281.2 | 1918327.948 | ATOMAC | 1 AKH2.2 |  | 01 |  |  | 2ABB |  |  |  |  | 1 AKH2.2 |  | 43782 | 43990 | 45802
10068 | 29300000TL | 03483 | EG1022012 | S | 39019236 | 39 | Pipe Fittings & Valves | Const | 66 | 66Q | CONE TYPE:VALVE SIZE:STD | MATL:STD CONE 2: VALVE, | ADMISSION/GOVERNOR FOR 110/CC-102/202, STEAM TURBINE ADMISSION VALVE (EGTL1-MAN-OPS-MM-100301, PAGE 193, DRAWING NUMBER 10000498845, ESCRA 1/2 811201). PN: 200372955. Ensure material is sourced from Chevron Approved Manufacturer List | EA | 2 | 0 | 0 | NO | 8637.78 | 3588047.4342 | MAN TURBO AG | 200372955 |  | 01,01A,02,21 |  |  | 2BCB | [6 empty] | 43869 |  | 44279
10069 | 29300000TL | 03483 | EG1022012 | P | 39019238 | 39 | Pipe Fittings & Valves | Const | 66 | 66Q | CONE TYPE:VALVE SIZE:STD | MATL:STD CONE 3:VALVE, | ADMISSION/GOVERNOR. FOR 110/CC-102/202, STEAM TURBINE ADMISSION VALVE (EGTL1-MAN-OPS-MM-100301, PAGE 193, DRAWING NUMBER 10000498845, ESCRA 1/2 811201). PN: 200372957. Ensure material is sourced from Chevron Approved Manufacturer List | EA | 2 | 0 | 0 | NO | 9619.35 | 3995781.7965 | MAN TURBO AG | 200372957 |  | 01A,02,21 |  |  | 2BCB | [6 empty] | 43869 |  | 44279
10070 | 29300000TL | 03483 | EG1022012 | P | 39019239 | 39 | Pipe Fittings & Valves | Const | 66 | 66Q | CONE TYPE:VALVE SIZE:STD | MATL:STD VALVE, | ADMISSION/GOVERNOR, CONE 4, FOR 110/CC-102/202, STEAM TURBINE ADMISSION VALVE (EGTL1-MAN-OPS-MM-100301, PAGE 193, DRAWING NUMBER 10000498845, ESCRA 1/2 811201). PN: 200372958. Ensure material is sourced from Chevron Approved Manufacturer List | EA | 2 | 0 | 0 | NO | 10386.76 | 4314556.2364 | MAN TURBO AG | 200372958 |  | 01A,02,21 |  |  | 2BCB | [6 empty] | 43869 |  | 44279
10071 | 29300000TL | 03483 | EG1022016 | P | 39019242 | 39 | Pipe Fittings & Valves | Const | 66 | 66H | NOZZLE:VALVE VALVE SIZE:1-1/2 | MATL:STD NOZZLE: NOZZLE |  | EA | 2 | 1 | 2 | YES | 2607.155 | 1067968.0015 | GE-CONSOLIDATED | 5185401 |  | 07 |  |  | 1BBB | [6 empty] | 43855 |  | 44201
10072 | 29300000TL | 03483 | EG1023016 | S | 39019297 | 39 | Pipe Fittings & Valves | Const | 66 | 66F | SPRING:VALVE TYPE:SPRING VALVE | SIZE:STD SIZE:STD MATL:STD | COLOR:STD SPRING, PN:0000MP.34175.XJZM , FOR 2” 150# R9 X 3” 150# RA, ORIFICE H, SET – 0.4MPA (4BARG), TAGS:173-PSV-0008, 173-173-PSV-0009, 173-PSV-1009 173-PSV-2009 , MODEL NUMBER: 3000, SN: 110596, 110597, 110598. Ensure material is source | EA | 4 | 2 | 4 | YES | 698.77 | 290793.1355 | TAI-MILANO S.P.A | 0000MP.34175.XJZM |  | 01,01A,02,21 | [9 empty] | 43905 |  | 44525
10073 | 29300000TL | 03483 | EG1022006 | P | 39019313 | 39 | Pipe Fittings & Valves | Const | 66 | 66P | CAGE:VALVE VALVE STYLE:CONTROL | VALVE SIZE:657 SIZE 70I SIZE:3 | IN MATL:STD FISHER NPS 3 HPT 657 SIZE 70I” (DIAPHRAGM ACTUATORS SERIAL NUMBER: S/N: IA33409) 172-FV-0201B, 172-FV-0301B-0401B. Ensure material is sourced from Chevron Approved Manufacturer List | EA | 1 | 0 | 1 | YES | 15292 | 23083579.84 | FISHER CONTROL | 32B8252X022 |  | 01A,07 | [7 empty] | SN IA33409 |  | 43989 |  | 44806
10074 | 29300000TL | 03483 | EG1022006 | P | 39019314 | 39 | Pipe Fittings & Valves | Const | 66 | 66P | PLUG:VALVE VALVE | STYLE:PLUG/STEM VALVE SIZE:3 | NPS HPT 657 SIZE 70I MATL:STD 37A4307X042 - PLUG/STEM, CAV III; 2 1/2PORT, 1L7500, 20.19AB, HFS&G FOR FISHER NPS 3 HPT 657 SIZE 70I” (DIAPHRAGM ACTUATORS SERIAL NUMBER: S/N: IA33409) 172-FV-0201B, 172-FV-0301B-0401B. Ensure material is sourced from Che | EA | 1 | 0 | 1 | YES | 12470 | 18823714.4 | FISHER CONTROL | 37A4307X042 |  | 01,01A,07 | [7 empty] | SN IA33409 |  | 43989 |  | 44806
10075 | 29300000TL | 03483 | EG1028010 | S | 39019346 | 39 | Pipe Fittings & Valves | Const | 66 | 66H | DISC:VALVE VALVE STYLE:SEE | DESCRIPTION VALVE SIZE:SEE | DESCRIPTION SIZE:SEE DESCRIPTION PRESS. RATING:SEE DESCRIPTION MATL:SEE DESCRIPTION DISC METAL, 1715/16/17, 316 SS* TD, MODEL: 2716D-1-X3-F3 P/N: 6028402D7D7 (160-PSV-0303-R1). Ensure material is sourced from Chevron Approved Manufacturer List | EA | 2 | 1 | 2 | YES | 4656.4 | 1933290.716 | GE-CONSOLIDATED | 6028402D7D7 |  | 01,01A,02,21 | [7 empty] | 2716D-1-X3-F3 |  | 44036 |  | 44478
10076 | 29300000TL | 03483 | EG1016009 | P | 39019349 | 39 | Pipe Fittings & Valves | Const | 66 | 66S | REPAIR KIT:ACTUATOR | TYPE:COMPLETE KIT RATING:STD | SIZE/CONN:42-RDD40-1 MATL:STD REPAIR KIT FLOWSERVE NORBRO SERIES 40R PNEUMATIC ACTUATOR, MFR: FLOWSERVE NORBRO, ACTUATOR MODEL: 42-RDD40-1 SD1E00, KIT INCLUDES: SPRINGS, END CAP SCREWS, THREAD SEALS, PISTON SEALS, PINION SEALS, BEARINGS, O-RINGS, LIMIT ST | EA | 3 | 2 | 3 | YES | 736.71 | 321293.9652 | FLOWSERVE | 42-RDD40-1 SD1E00 |  | 01,01A,02,07 |  |  | 2BBC |  |  |  |  | 42-RDD40-1 SD1E00 |  | 44036 |  | 44834
10077 | 29300000TL | 03483 | EG1017001 | P | 39019374 | 39 | Pipe Fittings & Valves | Const | 66 | 66S | KIT:REBUILD TYPE:REPAIR | APPLICATION:ACTUATOR CONTAINS |  | EA | 3 | 2 | 3 | YES | 210.0001 | 86337.34 | KEYSTONE VALVES & CONTROL | 91CN08 |  | 01A |  |  | 2BBC | [6 empty] | 44265 |  | 44278
10078 | 29300000TL | 03483 | EG1024009 | P | 39019522 | 39 | Pipe Fittings & Valves | Const | 66 | 66P | POSITIONER:VALVE | TYPE:3-POSITION SELECTOR | SUPPLY RATING:STD I/P RANGE:STD VICOL (PTY) LTD 3-POSITION SELECTOR MODEL/PART NUMBER ELSW 008-22-P ELECTRICAL SWITCHES. Ensure material is sourced from Chevron Approved Manufacturer List | EA | 6 | 4 | 6 | YES | 140.62 | 64744.3525 | VICOL LTD | ELSW 008-22-P |  | 01,01A | [7 empty] | ELSW 008-22-P |  | 44765 |  | 44815
10079 | 29300000TL | 03483 | EG1024009 | P | 39019523 | 39 | Pipe Fittings & Valves | Const | 66 | 66P | POSITIONER:VALVE | TYPE:2-POSITION SELECTOR | SUPPLY RATING:STD I/P RANGE:STD VICOL (PTY) LTD 3-POSITION SELECTOR MODEL/PART NUMBER ELSW 008-23-P ELECTRICAL SWITCHES. Ensure material is sourced from Chevron Approved Manufacturer List | EA | 6 | 4 | 6 | YES | 140.62 | 64744.3525 | VICOL LTD | ELSW 008-23-P |  | 01,01A | [7 empty] | ELSW 008-23-P |  | 44765 |  | 44815
10080 | 29300000TL | 03483 | EG1025005 | S | 39019537 | 39 | Pipe Fittings & Valves | Const | 66 | 66P | VALVE:SOLENOID TYPE:PNEUMATIC | PIPE SIZE:1/4 IN ORIFICE | DIA:STD ELECT. RATING:STD BODY MATL:STD CONFIG:ASTD PRESS RATING:0-7 BAR.G CONN:NPT OPERATION:STD COIL:STD ENCLOSURE:STD VICOL (PTY) LTD PNEUMATIC SOLENOID COIL MODEL/PART NUMBER 007-20-P-1/4" 0-7 BAR.G. Ensure material is sourced from Chevron Approved | EA | 3 | 2 | 4 | YES | 237.6875 | 127124.9548 | VICOL LTD | 007-20-P-1/4 0-7 BAR.G |  | 01,01A,07 | [7 empty] | PWT-007-20-P |  | 44768 | 45764 | 44949 | -1 | 1
10081 | 29300000TL | 03483 | EG1018001 | P | 39019539 | 39 | Pipe Fittings & Valves | Const | 66 | 66P | VALVE:CONTROL TYPE:OZONE | REGULATING VALVE & SILIC SET | PRESS.:STD INLET SIZE:STD INLET CONN:STD OUTLET SIZE:STD OUTLET CONN:STD CLASS:STD DESIGN RATING:STD BODY MATL:STD TRIM:STD OPERATED:STD TEMP RATING:STD SOFTGOODS:STD VICOL (PTY) LTD OZONE REGULATING VALVE & SILICONE TUBING MODEL/PART NUMBER PWT-007-24-P. | EA | 4 | 2 | 4 | YES | 930.45 | 1483788.615 | VICOL LTD | PWT-007-25-P |  | 01,01A,07 | [7 empty] | PWT-007-25-P |  | 44768 |  | 45393
10082 | 29300000TL | 03483 | EG1025012 | S | 39019545 | 39 | Pipe Fittings & Valves | Const | 66 | 66P | VALVE:CONTROL TYPE:1 IN | SAMPLING VALVE SET PRESS.:STD | INLET SIZE:STD INLET CONN:STD OUTLET SIZE:STD OUTLET CONN:STD CLASS:STD DESIGN RATING:STD BODY MATL:STD TRIM:STD OPERATED:STD TEMP RATING:STD SOFTGOODS:STD VICOL (PTY) LTD 1'' SAMPLING VALVE MODEL/PART NUMBER PWTP-008-10-P. Ensure material is sourced fr | EA | 4 | 2 | 4 | YES | 68.14 | 31372.7425 | VICOL LTD | PWTP-008-10-P |  | 01,01A,07 |  |  | 2BBB |  |  |  |  | PWTP-008-10-P |  | 44768 |  | 44815
10083 | 29300000TL | 03483 | EG1016010 | P | 39019555 | 39 | Pipe Fittings & Valves | Const | 66 | 66P | VALVE:CONTROL TYPE:FLOW | CONTROL DIAPHRAGM VALVE 2 SET | PRESS.:FLOW CONTROL DIAPHRAGM 20NB INLET SIZE:STD INLET CONN:STD OUTLET SIZE:STD OUTLET CONN:STD CLASS:STD DESIGN RATING:STD BODY MATL:STD TRIM:STD OPERATED:STD TEMP RATING:STD SOFTGOODS:STD VICOL (PTY) LTD FLOW CONTROL DIAPHRAGM VALVE 20NB MODEL/PART NUM | EA | 3 | 1 | 2 | YES | 2129.3111 | 3203018.7473 | VICOL LTD | CHLP-008-66-P |  | 01,01A |  |  | 2BBB |  |  |  |  | CHLP-008-66-P |  | 44769 |  | 45800
10084 | 29300000TL | 03483 | EG1027013 | P | 39019722 | 39 | Pipe Fittings & Valves | Const | 66 | 66H | VALVE:SAFETY TYPE:PSV SET | PRESS.:10.34 BAR INLET | SIZE:19MM INLET CONN:THREADED - MALE OUTLET SIZE:25MM OUTLET CONN:THREADED - FEMALE DESIGN RATING:STD ORIFICE:STD BODY MATL:316 SS TRIM:STD OPERATED:STD TEMP RATING:29.4 DEG C SOFTGOODS:STD COMPLETE PSV (172-PSV-0706) MODEL: 951-101MFD, SERIAL:15109251, | EA | 2 | 1 | 2 | YES | 5000 | 7502350 | ANDERSON GREENWOOD CROSBY |  |  | 01A,07 | [7 empty] | 951-101MFD |  | 45141 |  | 45288
10085 | 29300000TL | 03483 | EG1028007 | P | 39019947 | 39 | Pipe Fittings & Valves | Const | 66 | 66R | VALVE:GLOBE TYPE:Y-PATTERN | GLOBE SIZE:1 IN CLASS:1500 LB | DESIGN RATING:1690 CONN:SOCKETWELD X THREADED BODY MATL:ASTM A105 UNS K03504 TRIM:TRIM NO. 5 PORT:STD OPERATED:HANDWHEEL TEMP RATING:800 F SOFTGOODS:STD STYLE:Y-PATTERN MNPT X FNPT STEM DESIGN:STD FLOWSERVE VALVE, Y-PATTERN GLOBE; NPS 1; SOCKETWELD X THRE | EA | 1 | 0 | 1 | YES | 2281.02 | 3422602.0794 | FLOWSERVE CORP. AUSTRIA | YFADAB-D36124APT |  | 01,01A,02,07 | [7 empty] | 07-45115-13 |  | 45328 |  | 45491
10086 | 29300000TL | 03483 | EG1027013 | P | 39022291 | 39 | Pipe Fittings & Valves | Const | 66 | 66P | VALVE:CONTROL TYPE:DVC 6200 | SET PRESS.:0-60 BAR INLET | SIZE:NA INLET CONN:NA OUTLET SIZE:NA OUTLET CONN:NA CLASS:DVC 6200 DESIGN RATING:STANDARD BODY MATL:ALUMINIUM TRIM:NA OPERATED:RELAY TEMP RATING:STANDARD SOFTGOODS:NA MANUFACTURER: FISHER ITEM: RELAY ASSEMBLY DVC 6200, DPC2K WHICH INCLUDES SHROUD, RELAY S | EA | 5 | 5 | 8 | YES | 711.88 | 1095006.6972 | FISHER | 38B5786X182 |  | 01A,02,07 | [7 empty] | 38B5786X182 |  | 45569 | 45909 | 46028 | -3 | 2
10087 | 29300000TL | 03483 | EG1027013 | P | 39022292 | 39 | Pipe Fittings & Valves | Const | 66 | 66P | VALVE:CONTROL TYPE:DVC 6200 | SET PRESS.:0-60 BAR INLET | SIZE:NA INLET CONN:NA OUTLET SIZE:NA OUTLET CONN:NA CLASS:DVC 6200 DESIGN RATING:STANDARD BODY MATL:ALUMINIUM TRIM:NA OPERATED:RELAY TEMP RATING:STANDARD SOFTGOODS:NA MANUFACTURER: FISHER ITEM: ROTARY FEEDBACK ASSEMBLY FOR DVC6200 POSITIONERS MOC: ALU/PLA | EA | 6 | 5 | 8 | YES | 147.71 | 227206.0449 | FISHER | PN: GE04535X012 |  | 01,01A,02,07 | [7 empty] | MN: GE04535X012 |  | 45569 | 45912 | 45594 | -2 | 1
10088 | 29300000TL | 03483 | EG1027012 | P | 39023282 | 39 | Pipe Fittings & Valves | Const | 66 | 66Z | VALVE:CONTROL TYPE:THREADED | FLOW CONTROL VALVE SET | PRESS.:STD INLET SIZE:3/4 IN INLET CONN:3/4 NPT OUTLET SIZE:3/4 FNPT OUTLET CONN:3/4 FNPT CLASS:150 LB DESIGN RATING:STD BODY MATL:STEEL TRIM:STD OPERATED:PNEUMATIC TEMP RATING:STD SOFTGOODS:STD FESTO,FLOW CONTROL VALVE,3/4 INCH PORT AIR FLOW CONTROL VALV | EA | 2 | 1 | 2 | YES | 145 | 224647.05 | FESTO | GRLA-3/4-B |  | 01,01A,02,07 | [7 empty] | CA201295 |  | 45745 |  | 45769
10089 | 29300000TL | 03483 | EG1027013 | P | 39023286 | 39 | Pipe Fittings & Valves | Const | 66 | 66P | VALVE:CONTROL TYPE:2-WAY | MANIFOLD SET PRESS.:6000 PSI | INLET SIZE:1/2 IN INLET CONN:1/2 IN FNPT OUTLET SIZE:1/2 IN OUTLET CONN:1/2 IN FNPT CLASS:STD DESIGN RATING:STD BODY MATL:316S31 STAINLESS STEEL TRIM:STD OPERATED:HANDLE: T-BAR TEMP RATING:STD SOFTGOODS:PACKING: PTFE EGTL SBM HPU 2-WAY MANIFOLD 1/2 FNPT O | EA | 2 | 1 | 2 | YES | 162.6 | 259298.22 | OLIVER VALVE | G12AFS |  | 01,01A,02,07 | [9 empty] | 45750 |  | 45781
10090 | 29300000TL | 03483 | EG1021002 | P | 39101429 | 39 | Pipe Fittings & Valves | Const | 53 | 53B | ELBOW:PIPE SIZE:1-1/2 IN | DEGREE:90 CONN:SW CLASS:SCH 80 | RADIUS:SHORT THCK:0.154 IN MATL:CPVC SPEC:ASTM F439 GRADE:1 ELBOW; CPVC NPS 1-1/2, SCH 80. Ensure material is sourced from Chevron Approved Manufacturer List | EA | 3 | 2 | 3 | YES | 9 | 3700.17 | PIPE FITTINGS COMPANY |  |  | 02 | [9 empty] | 44402 |  | 44567
10091 | 29300000TL | 03483 | EG1021002 | P | 39101430 | 39 | Pipe Fittings & Valves | Const | 53 | 53B | ELBOW:PIPE SIZE:2 IN DEGREE:90 | CONN:SW CLASS:SCH 80 | RADIUS:SHORT THCK:0.154 IN MATL:CPVC SPEC:ASTM F439 GRADE:1 ELBOW; CPVC NPS 2, SCH 80. Ensure material is sourced from Chevron Approved Manufacturer List | EA | 3 | 0 | 1 | YES | 44 | 33407.32 | PIPE FITTINGS COMPANY |  |  | 02 | [8 empty] | INL158 | 44402 | 44797 | 45122
10092 | 29300000TL | 03483 | EG1021002 | P | 39101431 | 39 | Pipe Fittings & Valves | Const | 53 | 53B | ELBOW:PIPE SIZE:2 IN DEGREE:45 | CONN:SW CLASS:SCH 80 | RADIUS:SHORT THCK:0.154 IN MATL:CPVC SPEC:ASTM F439 GRADE:1 ELBOW; CPVC NPS 2, SCH 80. Ensure material is sourced from Chevron Approved Manufacturer List | EA | 5 | 3 | 5 | YES | 6.17 | 2527.5405 | PIPE FITTINGS COMPANY |  |  | 02 | [9 empty] | 44402 |  | 44422
10093 | 29300000TL | 03483 | EG1021010 | P | 39101432 | 39 | Pipe Fittings & Valves | Const | 53 | 53B | ELBOW:PIPE SIZE:1-1/2 IN | DEGREE:45 CONN:SW CLASS:SCH 80 | RADIUS:SHORT THCK:0.154 IN MATL:CPVC SPEC:ASTM F439 GRADE:1 ELBOW; CPVC NPS 1-1/2, SCH 80. Ensure material is sourced from Chevron Approved Manufacturer List | EA | 5 | 3 | 5 | YES | 5.24 | 2146.566 | PIPE FITTINGS COMPANY |  |  | 02 | [9 empty] | 44402 |  | 44422
10094 | 29300000TL | 03483 | EG1021002 | P | 39101433 | 39 | Pipe Fittings & Valves | Const | 53 | 53B | ELBOW:PIPE SIZE:3/4 IN | DEGREE:45 CONN:SW CLASS:SCH 80 | RADIUS:SHORT THCK:0.154 IN MATL:CPVC SPEC:ASTM F439 GRADE:1 ELBOW; CPVC NPS 3/4, SCH 80. Ensure material is sourced from Chevron Approved Manufacturer List | EA | 5 | 3 | 5 | YES | 3.39 | 1388.7135 | PIPE FITTINGS COMPANY |  |  | 02 | [9 empty] | 44402 |  | 44422
10095 | 29300000TL | 03483 | EG1021002 | P | 39101434 | 39 | Pipe Fittings & Valves | Const | 53 | 53B | ELBOW:PIPE SIZE:1/2 IN | DEGREE:45 CONN:SW CLASS:SCH 80 | RADIUS:SHORT THCK:0.154 IN MATL:CPVC SPEC:ASTM F439 GRADE:1 ELBOW; CPVC NPS 1/2, SCH 80. Ensure material is sourced from Chevron Approved Manufacturer List | EA | 5 | 3 | 5 | YES | 2.62 | 1073.283 | PIPE FITTINGS COMPANY |  |  | 02 | [9 empty] | 44402 |  | 44422
10096 | 29300000TL | 03483 | EG1021002 | P | 39101435 | 39 | Pipe Fittings & Valves | Const | 63 | 63Z | SOCKET TYPE:SOCKET SIZE:1/2 IN | MATL:CPVC SOCKET; CPVC NPS | 1/2, SCH 80. Ensure material is sourced from Chevron Approved Manufacturer List | EA | 5 | 3 | 5 | YES | 0.78 | 319.527 | PIPE FITTINGS COMPANY |  |  | 02 | [9 empty] | 44402 |  | 44422
10097 | 29300000TL | 03483 | EG1021002 | P | 39101436 | 39 | Pipe Fittings & Valves | Const | 63 | 63Z | SOCKET TYPE:SOCKET SIZE:1 IN | MATL:CPVC SOCKET; CPVC NPS 1, | SCH 80. Ensure material is sourced from Chevron Approved Manufacturer List | EA | 5 | 2 | 3 | YES | 4.944 | 7004.304 | PIPE FITTINGS COMPANY |  |  | 02 | [9 empty] | 44402 | 45496 | 45636 |  |  | -2 | 1
10098 | 29300000TL | 03483 | EG1021010 | P | 39101437 | 39 | Pipe Fittings & Valves | Const | 63 | 63Z | SOCKET TYPE:SOCKET SIZE:1-1/2 | IN MATL:CPVC SOCKET; CPVC NPS | 1-1/2, SCH 80. Ensure material is sourced from Chevron Approved Manufacturer List | EA | 5 | 3 | 5 | YES | 5.55 | 2273.5575 | PIPE FITTINGS COMPANY |  |  | 02 | [9 empty] | 44402 |  | 44422
10099 | 29300000TL | 03483 | EG1021002 | P | 39101438 | 39 | Pipe Fittings & Valves | Const | 63 | 63Z | SOCKET TYPE:SOCKET SIZE:2 IN | MATL:CPVC SOCKET; CPVC NPS 2, | SCH 80. Ensure material is sourced from Chevron Approved Manufacturer List | EA | 5 | 3 | 5 | YES | 5.86 | 2400.549 | PIPE FITTINGS COMPANY |  |  | 02 | [9 empty] | 44402 |  | 44422
10100 | 29300000TL | 03483 | EG1021002 | P | 39101439 | 39 | Pipe Fittings & Valves | Const | 53 | 53B | UNION:PIPE TYPE:HEX SIZE:1/2 | IN CONN:SW RATING:SCH 80 | MATL:CPVC SPEC:ASTM F439 GRADE:1 UNION; CPVC NPS 1/2, SCH 80. Ensure material is sourced from Chevron Approved Manufacturer List | EA | 5 | 3 | 5 | YES | 1.7 | 696.405 | PIPE FITTINGS COMPANY |  |  | 02 | [9 empty] | 44402 |  | 44422
10101 | 29300000TL | 03483 | EG1021002 | P | 39101440 | 39 | Pipe Fittings & Valves | Const | 53 | 53B | UNION:PIPE TYPE:HEX SIZE:3/4 | IN CONN:SW RATING:SCH 80 | MATL:CPVC SPEC:ASTM F439 GRADE:1 UNION; CPVC NPS 3/4, SCH 80. Ensure material is sourced from Chevron Approved Manufacturer List | EA | 5 | 3 | 5 | YES | 2.01 | 823.3965 | PIPE FITTINGS COMPANY |  |  | 02 | [9 empty] | 44402 |  | 44422
10102 | 29300000TL | 03483 | EG1021002 | P | 39101441 | 39 | Pipe Fittings & Valves | Const | 53 | 53B | UNION:PIPE TYPE:HEX SIZE:1 IN | CONN:SW RATING:SCH 80 | MATL:CPVC SPEC:ASTM F439 GRADE:1 UNION; CPVC NPS 1, SCH 80. Ensure material is sourced from Chevron Approved Manufacturer List | EA | 5 | 3 | 5 | YES | 3.39 | 1388.7135 | PIPE FITTINGS COMPANY |  |  | 02 | [9 empty] | 44402 |  | 44422
10103 | 29300000TL | 03483 | EG1021002 | P | 39101442 | 39 | Pipe Fittings & Valves | Const | 53 | 53B | UNION:PIPE TYPE:HEX SIZE:1-1/2 | IN CONN:SW RATING:SCH 80 | MATL:CPVC SPEC:ASTM F439 GRADE:1 UNION; CPVC NPS 1-1/2, SCH 80. Ensure material is sourced from Chevron Approved Manufacturer List | EA | 5 | 3 | 5 | YES | 8.94 | 3662.271 | PIPE FITTINGS COMPANY |  |  | 02 | [9 empty] | 44402 |  | 44422
10104 | 29300000TL | 03483 | EG1022013 | P | 39101443 | 39 | Pipe Fittings & Valves | Const | 53 | 53B | UNION:PIPE TYPE:HEX SIZE:2 IN | CONN:SW RATING:SCH 80 | MATL:CPVC SPEC:ASTM F439 GRADE:1 UNION; CPVC NPS 2, SCH 80. Ensure material is sourced from Chevron Approved Manufacturer List | EA | 5 | 3 | 5 | YES | 12.33 | 5050.9845 | PIPE FITTINGS COMPANY |  |  | 02 | [9 empty] | 44402 |  | 44422
10105 | 29300000TL | 03483 | EG1021002 | P | 39101444 | 39 | Pipe Fittings & Valves | Const | 53 | 53B | TEE:PIPE EQUAL TYPE:TEE | CONNECTOR SIZE:1/2 IN CONN:SW | CLASS:SCH 80 THCK:1/4 IN MATL:CPVC SPEC:ASTM F439 GRADE:1 UNION; CPVC NPS 1/2, SCH 80. Ensure material is sourced from Chevron Approved Manufacturer List | EA | 5 | 3 | 5 | YES | 1.08 | 442.422 | PIPE FITTINGS COMPANY |  |  | 02 | [9 empty] | 44402 |  | 44422
10106 | 29300000TL | 03483 | EG1021002 | P | 39101445 | 39 | Pipe Fittings & Valves | Const | 53 | 53B | TEE:PIPE EQUAL TYPE:TEE | CONNECTOR SIZE:3/4 IN CONN:SW | CLASS:SCH 80 THCK:1/4 IN MATL:CPVC SPEC:ASTM F439 GRADE:1 UNION; CPVC NPS 3/4, SCH 80. Ensure material is sourced from Chevron Approved Manufacturer List | EA | 5 | 3 | 5 | YES | 1.08 | 442.422 | PIPE FITTINGS COMPANY |  |  | 02 | [9 empty] | 44402 |  | 44422
10107 | 29300000TL | 03483 | EG1021002 | P | 39101446 | 39 | Pipe Fittings & Valves | Const | 53 | 53B | TEE:PIPE EQUAL TYPE:TEE | CONNECTOR SIZE:1 IN CONN:SW | CLASS:SCH 80 THCK:1/4 IN MATL:CPVC SPEC:ASTM F439 GRADE:1 UNION; CPVC NPS 1, SCH 80. Ensure material is sourced from Chevron Approved Manufacturer List | EA | 5 | 3 | 5 | YES | 1.39 | 569.4135 | PIPE FITTINGS COMPANY |  |  | 02 | [9 empty] | 44402 |  | 44422
10108 | 29300000TL | 03483 | EG1021002 | P | 39101447 | 39 | Pipe Fittings & Valves | Const | 53 | 53B | TEE:PIPE EQUAL TYPE:TEE | CONNECTOR SIZE:1-1/2 IN | CONN:SW CLASS:SCH 80 THCK:1/4 IN MATL:CPVC SPEC:ASTM F439 GRADE:1 UNION; CPVC NPS 1-1/2, SCH 80. Ensure material is sourced from Chevron Approved Manufacturer List | EA | 5 | 3 | 5 | YES | 6.48 | 2654.532 | PIPE FITTINGS COMPANY |  |  | 02 | [9 empty] | 44402 |  | 44422
10109 | 29300000TL | 03483 | EG1021010 | P | 39101448 | 39 | Pipe Fittings & Valves | Const | 53 | 53B | TEE:PIPE EQUAL TYPE:TEE | CONNECTOR SIZE:2 IN CONN:SW | CLASS:SCH 80 THCK:1/4 IN MATL:CPVC SPEC:ASTM F439 GRADE:1 UNION; CPVC NPS 2, SCH 80. Ensure material is sourced from Chevron Approved Manufacturer List | EA | 5 | 3 | 5 | YES | 8.94 | 3662.271 | PIPE FITTINGS COMPANY |  |  | 02 | [9 empty] | 44402 |  | 44422
10110 | 29300000TL | 03483 | EG1021012 | P | 39101449 | 39 | Pipe Fittings & Valves | Const | 53 | 53B | ELBOW:PIPE SIZE:1 IN DEGREE:45 | CONN:SW CLASS:SCH 80 | RADIUS:SHORT THCK:0.154 IN MATL:CPVC SPEC:ASTM F439 GRADE:1 ELBOW; CPVC NPS 1, SCH 80. Ensure material is sourced from Chevron Approved Manufacturer List | EA | 5 | 3 | 5 | YES | 6.67 | 2732.3655 | PIPE FITTINGS COMPANY |  |  | 02 | [9 empty] | 44402 |  | 44422
10111 | 29300000TL | 03483 | EG1021012 | P | 39101453 | 39 | Pipe Fittings & Valves | Const | 53 | 53B | ELBOW:PIPE SIZE:1-1/2 IN | DEGREE:90 CONN:SW CLASS:SCH 80 | RADIUS:SHORT THCK:0.154 IN MATL:CPVC SPEC:ASTM F439 GRADE:1 ELBOW; CPVC NPS 1-1/2, SCH 80. Ensure material is sourced from Chevron Approved Manufacturer List | EA | 5 | 3 | 5 | YES | 5.24 | 2146.566 | PIPE FITTINGS COMPANY |  |  | 02 | [9 empty] | 44402 |  | 44422
10112 | 29300000TL | 03483 | EG1021002 | P | 39101454 | 39 | Pipe Fittings & Valves | Const | 53 | 53B | ELBOW:PIPE SIZE:2 IN DEGREE:90 | CONN:SW CLASS:SCH 80 | RADIUS:SHORT THCK:0.154 IN MATL:CPVC SPEC:ASTM F439 GRADE:1 ELBOW; CPVC NPS 2, SCH 80. Ensure material is sourced from Chevron Approved Manufacturer List | EA | 5 | 3 | 5 | YES | 7.71 | 3158.4015 | PIPE FITTINGS COMPANY |  |  | 02 | [9 empty] | 44402 |  | 44422
10113 | 29300000TL | 03483 | EG1017004 | P | 39101462 | 39 | Pipe Fittings & Valves | Const | 66 | 66F | KIT:REBUILD TYPE:HYDRAULIC | CYLINDER APPLICATION:HYDRAULIC | CONTAINS A:STD CONTAINS B:STD CONTAINS C:STD CONTAINS D:STD CONTAINS E:STD CONTAINS F:STD SEAL KIT FOR SHEFFER HYDRAULIC CYLINDER SERIAL NO 3227618-1 MODEL 5HHC24 (CYLINDER BORE 5INCHES AND 24INCHES STROKE). Ensure material is sourced from Chevron Appro | ST | 1 | 0 | 1 | YES | 220.96 | 101734.4032 | SHAFFER | 7610105000200 |  | 01,01A | [7 empty] | 3227618-1 / 5HHC24 |  | 44496 |  | 44964
10114 | 29300000TL | 03483 | EG1019008 | P | 40990134 | 40 | Pipe Fittings & Valves | Const | 87 | 87B | VALVE:EXHAUST TYPE:VALVE | DISCHARGE SIZE:STD DESIGN | RATING:STD CONN:STD BODY MATL:STD NLB HIGH PRESSURE WATER JETTING 225 SERIES PUMP VALVE, DISCHARGE, 12/24K 225 SERIES BP17088 | EA | 8 | 5 | 8 | YES | 641 | 295129.22 | NLB CORP | BP17088 |  | 01,01A | [7 empty] | NLB 225 SERIES |  | 44920 |  | 44960
10115 | 29300000TL | 03483 | EG1019008 | P | 40990136 | 40 | Pipe Fittings & Valves | Const | 66 | 66F | SPRING:VALVE TYPE:SPRING, | VALVE, DISCHRG VALVE SIZE:STD | SIZE:STD MATL:STD COLOR:STD NLB HIGH PRESSURE WATER JETTING 225 SERIES PUMP SPRING, VALVE, DISCHRG, 1024 225 SERIES BP17074 | EA | 5 | 3 | 5 | YES | 96 | 44200.32 | NLB CORP | BP17074 |  | 01,01A | [7 empty] | NLB 225 SERIES |  | 44920 |  | 44960
10116 | 29300000TL | 03483 | EG1019008 | P | 40990137 | 40 | Pipe Fittings & Valves | Const | 66 | 66F | SPRING:VALVE TYPE:SPRING VALVE | SUCTN 20/24K VALVE SIZE:STD | SIZE:STD MATL:STD COLOR:STD NLB HIGH PRESSURE WATER JETTING 225 SERIES PUMP SPRING.VALVE, SUCTN, 20/24K, 225 SERIES PART: BP17073 | EA | 5 | 3 | 5 | YES | 96 | 44200.32 | NLB CORP | BP17073 |  | 01,01A | [7 empty] | NLB 225 SERIES |  | 44920 |  | 44960
10117 | 29300000TL | 03483 | EG1019008 | P | 40990138 | 40 | Pipe Fittings & Valves | Const | 66 | 66F | PACKING:VALVE TYPE:PACKING | ASSEMBLY SIZE:STD SHAPE:STD | MATL:STD NLB HIGH PRESSURE WATER JETTING 225 SERIES PUMPPACKING, ASSY, PART: 202 25-W/L-1791 | EA | 5 | 3 | 5 | YES | 250 | 115105 | NLB CORP | W/L-1791 |  | 01,01A | [7 empty] | NLB 225 SERIES |  | 44920 |  | 44960
10118 | 29300000TL | 03483 | EG1019008 | P | 40990139 | 40 | Pipe Fittings & Valves | Const | 66 | 66F | PACKING:VALVE TYPE:PACKING | ASSEMBLY SIZE:ID/OD WEDGE | 20225 SHAPE:STD MATL:STD NLB HIGH PRESSURE WATER JETTING 225 SERIES 1806 PACKING, ASSY, ID/OD WEDGE 20225/OIL PART: OIL 1806 | ST | 6 | 4 | 6 | YES | 335 | 154240.7 | NLB CORP | OIL 1806 |  | 01,01A | [7 empty] | NLB 225 SERIES |  | 44920 |  | 44960
10119 | 29300000TL | 03483 | EG1019008 | P | 40990140 | 40 | Pipe Fittings & Valves | Const | 66 | 66F | GUIDE:VALVE VALVE | STYLE:SPRING VALVE DISCHRG | 10/24 VALVE SIZE:STD MATL:STD NLB HIGH PRESSURE WATER JETTING 225 SERIES PUMP GUIDE, DISCHARGE, VALVE, 10/12 225 SERIES BP17089 | EA | 2 | 1 | 2 | YES | 400 | 184168 | NLB CORP | BP17089 |  | 01,01A | [7 empty] | NLB 225 SERIES |  | 44920 |  | 44960
10120 | 29300000TL | 03483 | EG1018010 | P | 40990142 | 40 | Pipe Fittings & Valves | Const | 66 | 66Z | INSERT TYPE:NSERT SEAL CRTG | ASSY SIZE:STD MATL:STD NLB | HIGH PRESSURE WATER JETTING 225 SERIES INSERT, SEAL CRTG ASSY, 20/24K 225 BM18802 | EA | 2 | 1 | 2 | YES | 352 | 162067.84 | NLB CORP | BM18802 |  | 01,01A | [7 empty] | NLB 225 SERIES |  | 44920 |  | 44966
10121 | 29200000TL | 03483 | EG1024015 | P | 50001052 | 50 | Misc. Machinery | Non-Specific | 53 | 53Z | BRACKET:MOUNTING TYPE:ACTUATOR | STYLE:KIT MATL:ALUM ACTUATOR | MOUNTING KIT FOR SAMSONG AG ACTUATOR, ACTUATOR MODEL 3275, ACTUATOR ACTION DOUBLE ACTING, ACTUATOR 490CM2, TRAVEL 15MM, STEM DIAMETER 10MM; VALVE MODEL SAMSONG AG; VALVE TYPE 3241; VALVE SIZE 3IN; TAG NUMBERS;160-KV-0713/723/733/743/753/763/705A/705B | KI | 3 | 2 | 4 | NO | 203.1666 | 73241.55 | EMERSON | GE70987X012 |  | 01A |  |  | 1AAA | [6 empty] | 43678
10122 | 29200000TL | 03483 | EG1018001 | P | 51046233 | 51 | Misc. Supplies | SCM | 72 | 72Z | CLEANER TYPE:SIKA REMOVER | FORM:ORGANIC SOLVENT CONT:1 | LITER SIKA REMOVER-208, SIKAFLEX CLEANER NON-POLYMERIZED AT SIKA | EA | 2 | 0 | 0 | NO | 92 | 28111.3454 | SIKA | SIKA 208/1L |  | 07 |  |  | 2BBB |  |  |  |  | SIKA 208 |  | 43288 |  | 43335
10123 | 29300000TL | 03483 | EG1021001 | P | 51200500 | 51 | Misc. Supplies | SCM | 53 | 53Z | NIPPLE TYPE:STRAIGHT NIPPLE | SIZE:1 INCH NPT MATL:HEAT | INSULATING MATERIAL FIREYE HEAT INSULATING 1 INCH NPT NIPPLE | EA | 3 | 2 | 3 | YES | 234.26 | 100438.975 | FIREYE | 35-127-1 |  | 00 |  |  | 1ABA | [6 empty] | 44691 |  | 44728
10124 | 29300000TL | 03483 | EG1021001 | P | 51200501 | 51 | Misc. Supplies | SCM | 53 | 53B | FLANGE:COUPLING TYPE:MOUNTING | FLANGE BORE:1 INCH NPT | MATL:NON-METALLIC STANDARD, NON-METALLIC 1” NPT THREAD MOUNTING FLANGE FOR BASIC (-1QD) MODELS | EA | 2 | 1 | 2 | YES | 156.26 | 66996.475 | FIREYE | 35-318-1 |  | 00,07 | [7 empty] | 35-318-1 |  | 44691 |  | 44761
10125 | 29300000TL | 03483 | EG1018001 | P | 51200508 | 51 | Misc. Supplies | SCM | 51 | 51F | ARRESTER TYPE:LIGHTNING | ARRESTOR SIZE:3 STAGE SURGE | PROTECTOR LIGHTNING ARRESTOR, 3 STAGE SURGE PROTECTOR, FOR DATA AND POWER SIGNALS; SUPERIOR 3-STAGE, TRANSIENT SURGE PROTECTION TOLERATES UP TO 10KA SURGE CURRENTS NOISE FILTERING AGAINST HF AND RF INTERFERENCE ROBUST STRUCTURE, IP65 HOUSING DIFFERENTIAL | EA | 2 | 1 | 2 | YES | 706.09 | 325097.9578 | COLUMBIA WEATHER SYSTEMS | 08355 |  | 00 | [9 empty] | 44748 |  | 44931
10126 | 29300000TL | 03483 | EG1018001 | P | 51200509 | 51 | Misc. Supplies | SCM | 51 | 51Z | CABLE:ASSEMBLY CONTROL | TYPE:8-PIN SENSOR TRANSMITTER | CABLE LG:50-FT LONG SENSOR TRANSMITTER CABLE, 8-PIN, 50-FT SHIELDED MFR: COLUMBIA WEATHER SYSTEMS PN: 81542 WWW.COLUMBIAWEATHER.COM SALES@COLUMBIAWEATHER.COM PHONE: (503) 629-0887 | EA | 2 | 1 | 2 | YES | 251.52 | 115804.8384 | COLUMBIA WEATHER SYSTEMS | 81542 |  | 00 | [9 empty] | 44748 |  | 44931
10127 | 29300000TL | 03483 | EG1021001 | P | 51200519 | 51 | Misc. Supplies | SCM | 56 | 56Z | NOZZLE:ASSEMBLY C/W:STD | TYPE:AIRLIFT NOZZLE SIZE:STD | CONN:STD MATL:STD VICOL (PTY) LTD AIRLIFT NOZZLE MODEL/PART NUMBER MBF-008-117-W MOVING BED FILTERS | EA | 2 | 1 | 2 | YES | 2218.33 | 1021362.5778 | VICOL LTD | MBF-008-117-W |  | 01,01A | [7 empty] | MBF-008-117-W |  | 44769 |  | 44893
10128 | 29300000TL | 03483 | EG1024012 | P | 51200524 | 51 | Misc. Supplies | SCM | 66 | 66F | BALL:VALVE DIA:STD VALVE | SIZE:1/2IN MATL:T-304 SS BALL | VALVE ½” T-304 SS, PN: 77700320 FOR OIL MIST GENERATOR, MODEL: IVT OIL MIST GENERATOR | EA | 2 | 1 | 2 | YES | 219.42 | 339677.8006 | LUBRIMIST | 77700320 |  | 07 | [9 empty] | 44812 | 45243 | 45782 |  |  |  |  | -2 | 1
10129 | 29300000TL | 03483 | EG1022005 | P | 51200525 | 51 | Misc. Supplies | SCM | 66 | 66F | BALL:VALVE DIA:STD VALVE | SIZE:3/4 IN MATL:SS BALL | VALVE, ¾”, ROUND HANDLE, SS, PN: 77700321 FOR OIL MIST GENERATOR, MODEL: IVT OIL MIST GENERATOR | EA | 2 | 1 | 2 | YES | 262.81 | 199241.5172 | LUBRIMIST | 77700321 |  | 07 | [9 empty] | 44812 |  | 45064
10130 | 29300000TL | 03483 | EG1022005 | P | 51200526 | 51 | Misc. Supplies | SCM | 66 | 66F | BALL:VALVE DIA:STD VALVE | SIZE:1/2 IN MATL:SS BALL | VALVE, ½”, LEVER HANDLE, SS, PN: 77700321 FOR OIL MIST GENERATOR, MODEL: IVT OIL MIST GENERATOR | EA | 2 | 1 | 2 | YES | 71.35 | 54091.862 | LUBRIMIST | 77780126 |  | 07 | [7 empty] | 77700321 |  | 44812 |  | 45064
10131 | 29300000TL | 03483 | EG1021001 | P | 51200530 | 51 | Misc. Supplies | SCM | 51 | 51N | BOX:CONDUIT OUTLET | TYPE:CONDUIT OUTLET BOX HUB | SIZE:STD NUMBER OF HUBS:STD SHAPE:STD CONN:STD MATL:STD HUB PLACEMENT:STD COVER:STD COVER OPENING DIA:STD CONDUIT OUTLET BOX, PN: 77710441 FOR OIL MIST GENERATOR, MODEL: IVT OIL MIST GENERATOR | EA | 2 | 1 | 2 | YES | 450 | 200686.5 | LUBRIMIST | 77710441 |  | 07 | [9 empty] | 44812 |  | 44887
10132 | 29300000TL | 03483 | EG1023015 | P | 51200547 | 51 | Misc. Supplies | SCM | 66 | 66H | SCREW TYPE:COMPRESSION SCREW | DIA:SEE VALVE DATA AND | DESCRIPTION LG:SEE VALVE DATA AND DESCRIPTION HEAD:SEE VALVE DATA AND DESCRIPTION THRDS:SEE VALVE DATA AND DESCRIPTION MATL:SEE VALVE DATA AND DESCRIPTION SPEC:SEE VALVE DATA AND DESCRIPTION GRADE:SEE VALVE DATA AND DESCRIPTION MAKE COMPRESSION SCREW A SE | EA | 3 | 2 | 3 | YES | 3291.75 | 2613879.9225 | CONSOLIDATED | 4356001 |  | 01 | [9 empty] | 44981 |  | 45195
10133 | 29300000TL | 03483 | EG1018010 | P | 55505432 | 55 | Fire Fighting/Safety Equipment | HES | 28 | 28C | DISC:RUPTURE DIA:STD BURST | PRESS.:STD MATL:STD NLB HIGH | PRESSURE WATER JETTING 225 SERIES PUMP DISC, RUPTURE, 20K NSP-3002-20 | EA | 3 | 2 | 3 | YES | 125 | 57552.5 | NLB CORP | NSP-3002-20 |  | 01,01A | [7 empty] | NLB 225 SERIES |  | 44920 |  | 44966
10134 | 29300000TL | 03483 | EG1021005 | P | 55506242 | 55 | Fire Fighting/Safety Equipment | HES | 28 | 28C | CLIP TYPE:SAFETY CLIP STEEL | CHICAGO-STYL SIZE:STD | MATL:ZINC PLATED STEEL CHICAGO-STYLE UNIVERSAL HOSE COUPLING SAFETY CLIP STEEL, 43 MM OVERALL LG, 25 PK | PK | 4 | 4 | 6 | YES | 25 | 36083.75 | CHICAGO | 3LX83-43 MM-SAFETY CLIP |  | 01,01A,02 | [7 empty] | 3LX83-43 MM |  | 45828 |  | 45967
10135 | 29300000TL | 03483 | EG1022010 | P | 57055002 | 57 | Escravos Gas Plant Spares | Mtce | 66 | 66F | BUSHING; SEAL; PV | P/N 1E845714012 | Valve - Parts & Accessories :MFG:Fisher EQUIP:Mole Sieve Replaced symbol 57060027 | EA | 3 | 0 | 0 | NO | 67.2 | 51934.176 | FISHER CONTROLS | 1E845714012 |  | 01 |  | 1AXX | [7 empty] | 43769 | 45819 | 45065 | -2 | 2 | -1 | 1
10136 | 29200000TL | 03483 | EG1025004 | P | 57055024 | 57 | Escravos Gas Plant Spares | Mtce | 66 | 66Z | GUARD:VALVE CAGE,1 IN ID X | 2-1/2 IN OD X 2-7/8 IN LG,CS | Valve - Actuator & Positioner: RETAINER, SEAT RING, XV, EQUIPMENT MOLE SIEVE | EA | 2 | 1 | 2 | NO | 166.5 | 25849.22 | FISHER CONTROLS | 25A6683X012 |  | 01,10,22 | 1 |  | 1BBB | [6 empty] | 40915
10137 | 29200000TL | 03483 | EG1024005 | P | 57060033 | 57 | Escravos Gas Plant Spares | Mtce | 66 | 66P | CAGE | VALVE,CONTROL | Valve - Control : , | EA | 3 | 1 | 3 | NO | 199.5136 | 30972.4896 | FISHER CONTROLS | 2U215333272 |  | 02,21,22 | 1 |  | 2BBB | [6 empty] | 40915 | 45261 | [5 empty] | -1 | 1
10138 | 29300000TL | 03483 | EG1022007 | P | 57060038 | 57 | Escravos Gas Plant Spares | Mtce | 76 | 76Z | CAGE | VALVE,CONTROL | Pumps-Other : REPLACED AGBAMI-SB SYMBOL # 97804938 | EA | 1 | 1 | 2 | YES | 544.16 | 646685.1856 | FISHER CONTROLS | 2U223733272 |  | 02,21,22 | 1 | 1AXX | 2CBC | [5 empty] | ECNL1164 | 43769 | 45939 | 45967 | -1 | 1
10139 | 29200000TL | 03483 | EG1022007 | P | 57060039 | 57 | Escravos Gas Plant Spares | Mtce | 76 | 76Z | CAGE | VALVE,CONTROL | Pumps-Other : EQUAL PERCENT, CF8M F-225. REPLACED AGBAMI-SB SYMBOL # 97804930 | EA | 3 | 0 | 0 | NO | 499.534 | 77547.6619 | FISHER CONTROLS | 2U741048932 |  | 02,21,22 | 1 | 1AXX | 2CBC | [5 empty] | ECNL1165 | 40915 | 44057
10140 | 29200000TL | 03483 | EG1026016 | S | 57060049 | 57 | Escravos Gas Plant Spares | Mtce | 66 | 66F | CAGE | VALVE,CONTROL | Valve - Parts & Accessories :REPLACED AGBAMI-SB SYMBOL # 97805206 | EA | 3 | 1 | 2 | NO | 6154.8281 | 956217.392 | FISHER CONTROLS | 23A8913X032 |  | 02,21,22 | 1 | 1AXX | 2CBC | [6 empty] | 40915 | 45638 |  |  |  | -2 | 2
10141 | 29300000TL | 03483 | EG1022003 | P | 57060064 | 57 | Escravos Gas Plant Spares | Mtce | 66 | 66F | DIAPHRAGM; VALVE; CONTROL | P/N 2E791902202 | Valve - Parts & Accessories :MFG:Fisher Rosemount. REPLACED AGBAMI-SB SYMBOL # 97802594 | EA | 1 | 0 | 1 | YES | 79.3 | 94240.913 | Fisher Rosemount | 2E791902202 |  | 00 |  |  | 2BBB | [6 empty] | 43769 |  | 44996
10142 | 29200000TL | 03483 | EG1025008 | P | 57060071 | 57 | Escravos Gas Plant Spares | Mtce | 66 | 66P | DIAPHRAGM: FOR CONTROL VALVE | TYP 657 SIZE 70-87 2E859802202 | Valve - Control : (Old Part No : 2E859802202 ) | EA | 13 | 0 | 0 | NO | 145.1399 | 22531.5159 | Fisher Rosemount | 2N126902202 |  | 22 | 1 | 1AXX | 2CBC | [6 empty] | 40915 | 45987 |  | -3 | 3
10143 | 29200000TL | 03483 | EG1024003 | P | 57060075 | 57 | Escravos Gas Plant Spares | Mtce | 66 | 66F | DIAPHRAGM ASSY; VALVE; ANTI | SURGE; P/N 1V3624000A2 | Valve - Parts & Accessories :MFG:Fisher Rosemount | EA | 20 | 0 | 0 | NO | 225.0153 | 34931.3792 | Fisher Rosemount | 1V3624000A2 |  | 01,12 |  | 1AXX | 2BBB | [6 empty] | 40915 | 46024 |  | -3 | 2
10144 | 29200000TL | 03483 | EG1022006 | P | 57060106 | 57 | Escravos Gas Plant Spares | Mtce | 54 | 54A | GASKET:SPIRAL WOUND,GRAPHITE | FILLER,SS WINDING,FLEXITALLIC | Gaskets : R,5 IN ID X 5-1/2 IN OD X 3/16 IN THK, CONTROL VALVE. REPLACED AGBAMI-SB SYMBOL # 97804986 | EA | 8 | 0 | 0 | NO | 34.9378 | 5424.0867 | FISHER CONTROLS | 1R372299442 |  | 01 | 1 | 1AXX | 1CCC | [6 empty] | 40915 | 44123
10145 | 29200000TL | 03483 | EG1026008 | P | 57060115 | 57 | Escravos Gas Plant Spares | Mtce | 54 | 54A | GASKET; VALVE CONTROL | P/N 10A3265X112 | Gaskets : MFG:Fisher Rosemount, DUPLICATION REFER TO SYMBOL 58018880.. REPLACED AGBAMI-SB SYMBOL # 97805106 | EA | 10 | 0 | 0 | NO | 51.9009 | 8063.2144 | Fisher Rosemount | 10A3265X112 |  | 01 |  | 1AXX | 1CCC | [6 empty] | 40915 | 45800 |  | -4 | 2
10146 | 29200000TL | 03483 | EG1022002 | P | 57060116 | 57 | Escravos Gas Plant Spares | Mtce | 87 | 87B | GASKET; VALVE CONTROL | GRAPH/SST,17F46 | Engines - Parts : REPLACED AGBAMI-SB SYMBOL # 97805107 | EA | 9 | 0 | 0 | NO | 27.6609 | 4300.6889 | Fisher Rosemount | 10A3266X082 |  | 01 |  |  | 1CCC | [6 empty] | 41245
10147 | 29200000TL | 03483 | EG1022009 | P | 57060203 | 57 | Escravos Gas Plant Spares | Mtce | 66 | 66G | PLUG/STEM ASSY; VALVE; ANTI- | SURGE; P/N 21A5351X062 | Valve-Plug : MFG:Fisher Rosemount | EA | 1 | 0 | 0 | NO | 4327.7948 | 671846.8607 | Fisher Rosemount | 21A5351X062 |  | 01,12 |  |  | 2BBB | [6 empty] | 40915
10148 | 29200000TL | 03483 | EG1022001 | P | 57060206 | 57 | Escravos Gas Plant Spares | Mtce | 66 | 66G | PLUG/STEM ASSY; VALVE; CONTROL | P/N 15A6480X112 | Valve-Plug : MFG:Fisher Rosemount | EA | 2 | 1 | 2 | NO | 145.88 | 22647.95 | Fisher Rosemount | 15A6480X112 |  | 00 | [9 empty] | 40915
10149 | 29200000TL | 03483 | EG1023004 | P | 57060207 | 57 | Escravos Gas Plant Spares | Mtce | 66 | 66G | STEM | 16A3339X022 | Valve-Plug : PLUG ASSY | EA | 1 | 0 | 0 | NO | 704.2499 | 109335.2 | FISHER CONTROLS | 16A3339X022 |  | 00 | 1 | 1AXX | 2CBC | [6 empty] | 40915
10150 | 29200000TL | 03483 | EG1023004 | P | 57060211 | 57 | Escravos Gas Plant Spares | Mtce | 66 | 66G | ASSEMBLY | PLUG AND STEM | Valve-Plug : CONTROL VALVE | EA | 1 | 0 | 0 | NO | 130.88 | 20319.2 | FISHER CONTROLS | 15A6502X112 |  | 01 | 1 |  | 2BBB | [6 empty] | 40915
10151 | 29200000TL | 03483 | EG1022007 | P | 57060214 | 57 | Escravos Gas Plant Spares | Mtce | 66 | 66P | PLUG/STEM ASSY; VALVE; CONTROL | P/N 1V6571X0032 | Valve - Control : | EA | 2 | 0 | 0 | NO | 148.8804 | 23113.71 | Fisher Rosemount | 1V6571X0032 |  | 01,12 |  |  | 2BBB |  |  |  |  | ET - ED |  | 40915
10152 | 29200000TL | 03483 | EG1026004 | S | 57060215 | 57 | Escravos Gas Plant Spares | Mtce | 66 | 66P | PLUG/STEM ASSY; VALVE; CONTROL | P/N 1V6571X0042 | Valve - Control : MFG:Fisher Rosemount | EA | 1 | 0 | 0 | NO | 205.1401 | 38196.7344 | Fisher Rosemount | 1V6571X0042 |  | 00 | [9 empty] | 40915 | 44846 | 42337
10153 | 29200000TL | 03483 | EG1024013 | P | 57060217 | 57 | Escravos Gas Plant Spares | Mtce | 66 | 66G | PLUG/STEM ASSY; VALVE; CONTROL | P/N 15A6643X032 | Valve-Plug : MFG:Fisher Rosemount | EA | 1 | 0 | 0 | NO | 735.0002 | 114109.2 | Fisher Rosemount | 15A6643X032 |  | 01,12 |  |  | 2CBC | [6 empty] | 40915
10154 | 29300000TL | 03483 | EG1022010 | P | 57060218 | 57 | Escravos Gas Plant Spares | Mtce | 66 | 66G | PLUG | STEM ASSY,316 SS | Valve-Plug : VALVE CONTROL.. REPLACED AGBAMI-SB SYMBOL # 97804939 | EA | 2 | 1 | 2 | YES | 553.47 | 828705.0963 | FISHER CONTROLS | 1V6575X0052 |  | 02 | 1 | 1AXX | 2BBB | [5 empty] | KGISL092 | 43769 |  | 45905
10155 | 29200000TL | 03483 | EG1022010 | P | 57060220 | 57 | Escravos Gas Plant Spares | Mtce | 66 | 66G | PLUG | STEM ASSY,316 SS | Valve-Plug : VALVE CONTROL, 3-7/16 IN ORF, 1L5000, 316 SS, 14.38 AB.. REPLACED AGBAMI-SB SYMBOL # 97804953 | EA | 1 | 1 | 2 | NO | 369 | 57287.46 | FISHER CONTROLS | 1V6579X0092 |  | 02 | 1 |  | 2BBB | [6 empty] | 40915 | 45289 | [5 empty] | -1 | 1
10156 | 29200000TL | 03483 | EG1022010 | P | 57060222 | 57 | Escravos Gas Plant Spares | Mtce | 66 | 66G | PLUG | VALVE,PLUG,SS | Valve-Plug : PLUG/STEM ASSY, VALVE, CONTROL. REPLACED AGBAMI-SB SYMBOL # 97804931 | EA | 2 | 0 | 0 | NO | 891.0002 | 138328.3 | FISHER CONTROLS | 11A5326X022 |  | 01,02 | 1 | 1AXX | 2CBC | [6 empty] | 40915
10157 | 29200000TL | 03483 | EG1026004 | P | 57060224 | 57 | Escravos Gas Plant Spares | Mtce | 66 | 66G | ASSEMBLY | PLUG AND STEM | Valve-Plug : FOR CONTROL VALVE. REPLACED AGBAMI-SB SYMBOL # 97805002 | EA | 2 | 0 | 0 | NO | 326.2365 | 50650.3733 | FISHER CONTROLS | 1V6577X0042 |  | 01 | 1 |  | 2CBC | [5 empty] | ECNL1091 | 40915 | 44704
10158 | 29200000TL | 03483 | EG1025015 | P | 57060252 | 57 | Escravos Gas Plant Spares | Mtce | 66 | 66P | KIT | REPAIR CONTROL VALVE | Engines - Parts : FOR FISHER POSI SEAL VALVE. | EA | 2 | 0 | 0 | NO | 139 | 42592.38 | FISHER CONTROLS | R64RX000012 |  | 01 |  | 1AXX | 2CBC | [6 empty] | 40915 | 45987 | 43503 | -2 | 2
10159 | 29300000TL | 03483 | EG1023016 | P | 57060269 | 57 | Escravos Gas Plant Spares | Mtce | 76 | 76Z | RETAINER; CAGE; VALVE; CONTROL | P/N 22A3258X022 | Pumps-Other : MFG:Fisher Rosemount | EA | 1 | 0 | 1 | YES | 6327.8 | 10039054.7 | Fisher Rosemount | 22A3258X022 |  | 00 | [8 empty] | KGISL115 | 43769 |  | 45393
10160 | 29300000TL | 03483 | EG1025004 | S | 57060308 | 57 | Escravos Gas Plant Spares | Mtce | 66 | 66Z | RING; SEAL; VALVE; CONTROL | P/N 10A4216X012 | Valve - Actuator & Positioner: MFG:Fisher Rosemount | EA | 2 | 1 | 2 | YES | 191.55 | 72693.225 | Fisher Rosemount | 10A4216X012 |  | 01,12 |  |  | 2BBB | [6 empty] | 43769 |  | 43913
10161 | 29200000TL | 03483 | EG1022015 | P | 57060322 | 57 | Escravos Gas Plant Spares | Mtce | 66 | 66Z | SEAT | P/N 1U508039102 | Valve - Actuator & Positioner: REPLACED AGBAMI-SB SYMBOL # 97805015 | EA | 1 | 1 | 2 | NO | 1889.9528 | 293423.6 | FISHER CONTROLS | 1U508039102 |  | 01 | 1 | 1AXX | 1BBB | [5 empty] | ECNL1317 | 40915 | 44411
10162 | 29300000TL | 03483 | EG1025005 | S | 57060344 | 57 | Escravos Gas Plant Spares | Mtce | 66 | 66Z | RING; SEAT; VALVE; CONTROL | P/N 22B6094X012 | Valve - Actuator & Positioner: MFG:Fisher Rosemount. REPLACED AGBAMI-SB SYMBOL # 97804958 | EA | 1 | 0 | 1 | YES | 866.3 | 354879.795 | Fisher Rosemount | 22B6094X012 |  | 01 |  | 1AXX | 2BAB | [6 empty] | 43769 |  | 44331
10163 | 29300000TL | 03483 | EG1022011 | P | 57060354 | 57 | Escravos Gas Plant Spares | Mtce | 66 | 66Z | 8 INCH FISHER | ET SEAT RING | Valve - Actuator & Positioner: 416 SS Material. REPLACED AGBAMI-SB SYMBOL # 97805062 | EA | 1 | 0 | 1 | YES | 2809.02 | 4351986.5958 | FISHER CONTROLS | 20A3260X012 |  | 01 | 1 |  | 1BBB |  |  |  |  | ET |  | 43769 |  | 45785
10164 | 29200000TL | 03483 | EG1022005 | P | 57060358 | 57 | Escravos Gas Plant Spares | Mtce | 66 | 66Z | RING; SEAT; VALVE; CONTROL | P/N 29A9704X012 | Valve - Actuator & Positioner: MFG:Fisher Rosemount. REPLACED AGBAMI-SB SYMBOL # 97805067 | EA | 1 | 0 | 0 | NO | 407.5656 | 627100.7868 | Fisher Rosemount | 29A9704X012 |  | 01 |  | 1AXX | 1BBB | [6 empty] | 40915 | 45785 | 43503 | -1 | 1 | 0 | 2
10165 | 29200000TL | 03483 | EG1023004 | S | 57060382 | 57 | Escravos Gas Plant Spares | Mtce | 66 | 66F | STEM | VALVE | Valve - Parts & Accessories :CONTROL VALVE. REPLACED AGBAMI-SB SYMBOL # 97886992 | EA | 7 | 2 | 4 | NO | 55.1682 | 8564.87 | FISHER CONTROLS | 1U230535162 |  | 01,12 | 1 | 1AXX | 2CBC | [6 empty] | 40915 | 45088 | [5 empty] | -1 | 1
10166 | 29200000TL | 03483 | EG1026005 | P | 57060387 | 57 | Escravos Gas Plant Spares | Mtce | 66 | 66F | STEM | VALVE, | Valve - Parts & Accessories :CONTROL VALVE | EA | 1 | 1 | 2 | NO | 110.6375 | 17175.3711 | FISHER CONTROLS | 1N8210X0092 |  | 00 | 1 | 1AXX | 2CBC | [6 empty] | 40915 | 45756 |  | -1 | 1 |  |  | -1 | 1
10167 | 29200000TL | 03483 | EG1023004 | S | 57060389 | 57 | Escravos Gas Plant Spares | Mtce | 66 | 66F | STEM | VALVE, | Valve - Parts & Accessories :CONTROL VALVE. QA CODE: 01A AND 07 | EA | 3 | 1 | 2 | NO | 58.9533 | 16246.2033 | FISHER CONTROLS | 1K586935162 |  | 01A, 07 | 1 | 1AXX | 1BBB | [6 empty] | 40915 | 43716
10168 | 29200000TL | 03483 | EG1021002 | P | 57060390 | 57 | Escravos Gas Plant Spares | Mtce | 66 | 66F | STEM; VALVE; CONTROL | P/N 1U928235162 | Valve - Parts & Accessories :MFG:Fisher Rosemount | EA | 1 | 0 | 0 | NO | 199.5136 | 30972.4896 | Fisher Rosemount | 1U928235162 |  | 01,12 |  |  | 2BBB | [6 empty] | 40915
10169 | 29200000TL | 03483 | EG1023005 | P | 57060391 | 57 | Escravos Gas Plant Spares | Mtce | 66 | 66F | STEM; VALVE; CONTROL | P/N 1U507135162 | Valve - Parts & Accessories :MFG:Fisher Rosemount. REPLACED AGBAMI-SB SYMBOL # 97805195 | EA | 1 | 0 | 0 | NO | 226.5155 | 35164.2551 | Fisher Rosemount | 1U507135162 |  | 00 |  | 1AXX | [7 empty] | 40915
10170 | 29200000TL | 03483 | EG1026010 | P | 57060443 | 57 | Escravos Gas Plant Spares | Mtce | 54 | 54D | WIPER; UPPER; VALVE; CONTROL | P/N 1J872606332 | Packing / Glands / Stuffing Boxes : MFG:Fisher Rosemount | EA | 1 | 0 | 0 | NO | 16.001 | 2484 | Fisher Rosemount | 1J872606332 |  | 00 | [9 empty] | 40915
10171 | 29300000TL | 03483 | EG1017020 | P | 57705035 | 57 | Escravos Gas Plant Spares | Mtce | 50 | 50Z | BEARING | ANTIFRICTION, | Bearings & Accessories - All :C5+ Condensate Transfer Pump Sulzer pump type: ZF 80-4401Pump SN: 207359/60MODEL NO 40002. (THIS IS A RECLASSIFICATION OF SYMBOL # 57802294 TO SYMBOL# 57705035) AS REQUESTED ON SAR# 51186. symbol 58015858 carded to 57705035 | EA | 5 | 2 | 3 | YES | 1654.5637 | 702406.6334 | SULZER | 17742003121 |  | 01,12 | 1 |  | 2CBC |  | 1-S.1740.042-X | EGP3 SAR# 61 |  | 32001 | SULZERL259 | 43770 | 45543 | 44861 |  |  | -2 | 2
10172 | 29200000TL | 03483 | EG1016004 | P | 57705856 | 57 | Escravos Gas Plant Spares | Mtce | 51 | 51Z | CARTRIDGE: HEATER | 150W 120VAC | Electric-Other : FOR OXYGEN & COMBUSTIBLE ANALYZER, TAG EPG AIT 0704, 0705, AIT 0871A,B,C,D, AIT 0857A,B,C,D, AIT 0859A,B, AIT 0893, AIT 0862A,B, TAG EGTL 120 AT 1060A,B, 1061A,B, 150 AT 0001A,B, 0006A,B, 160 AT 0001, 0206, 172 AT 0003, 0004, 0009, 0010, | EA | 4 | 0 | 0 | NO | 358.8 | 59589.3168 | AMETEK PROCESS & INSTRUME | 11069JE |  | 01,02,22 | 1 |  | 1CCC |  | ONS-YKM-GP-CAT-IC-0001 | EGPSAR # 48 |  |  |  | 41651 | 43186 | 42341
10173 | 29300000TL | 03483 | EG1016016 | P | 57705857 | 57 | Escravos Gas Plant Spares | Mtce | 14 | 14A | ANALYZER:BOARD SENSOR AMETEK | FOR OXYGEN & COMBUSTIBLE | Analyzers & Monitors : TAG EPG AIT 0704, 0705, AIT 0871A,B,C,D, AIT 0857A,B,C,D, AIT 0859A,B, AIT 0893, AIT 0862A,B, TAG EGTL 150 AT 0001A,B, 0006A,B, 160 AT 0001, 0206, 172 AT 0003, 0004, 0009, 0010, 0020, 0021, 0109, 0110, 0204A,B, 0304A,B, 0404A,B ( | EA | 5 | 1 | 2 | YES | 2104.354 | 2221651.0715 | AMETEK PROCESS & INSTRUME | 80471SE |  | 01,02,22 | 1 |  |  |  | ONS-YKM-GP-CAT-IC-0001 | EGPSAR # 48 |  |  |  | 43770 |  | 45460
10174 | 29200000TL | 03483 | EG1016015 | P | 57706289 | 57 | Escravos Gas Plant Spares | Mtce | 14 | 14A | CARD:COMBUSTIBLE (WDG-IVC) | FOR OXYGEN & COMBUSTIBLE | Analyzers & Monitors : ANALYZER, TAG EPG AIT 0704, 0705, AIT 0871A,B,C,D, AIT 0857A,B,C,D, AIT 0859A,B, AIT 0893, AIT 0862A,B, TAG EGTL 120 AT 1060A,B, 1061A,B, 150 AT 0001A,B, 0006A,B, 160 AT 0001, 0206, 172 AT 0003, 0004, 0009, 0010, 0020, 0021, 0109, | EA | 4 | 1 | 2 | NO | 2440.7874 | 696158.1934 | AMETEK PROCESS & INSTRUME | 80461SE |  | 22 |  |  |  |  | ONS-YKM-GP-CAT-IC-0001 | EGP3 SAR # 48 |  |  |  | 41256 | 45394 | 43369 |  |  | -1 | 1 | -1 | 1
10175 | 29200000TL | 03483 | EG1019010 | P | 57706484 | 57 | Escravos Gas Plant Spares | Mtce | 66 | 66P | POSITIONER: VALVE SEAL | GAUGE 0-60 PSI | Valve - Control : FOR FISHER POSI SEAL CONTROL VALVE SERIAL NUMBER 18292380 | EA | 1 | 0 | 0 | NO | 31.57 | 6201.8493 | FISHER CONTROLS | 18B7713X032 |  | 22 | 1 |  | 2BBC |  | OFS-HHI-GN-PUR-PI-0004-3/ | EGP 3 SAR# 18 |  |  |  | 41548 |  | 42220
10176 | 29300000TL | 03483 | EG1017001 | P | 57706493 | 57 | Escravos Gas Plant Spares | Mtce | 51 | 51Z | PROTECTOR: MOTOR CIRCUIT | 100AMPS,600/250 VAC,3POLE | Electric-Other : 600VAC, NEMA SZ1, TRIP UNIT SERIES C. Replaces symbol number 57800853 | EA | 2 | 1 | 2 | YES | 1321.73 | 541420.2599 | POWELL | HMCP100R3C |  | 02,22 |  |  | 1BBB |  | 55-035 PLM SD 60 | EGP 3 SAR# 23 |  |  |  | 43917 |  | 44375
10177 | 29200000TL | 03483 | EG1025005 | P | 57706547 | 57 | Escravos Gas Plant Spares | Mtce | 54 | 54A | GASKET | SET | Gaskets : FISHER CONTROL VALVE PARENT EQUIPMENT NUMBER: LV-0815. Replaces symbol number 57803096. REPLACED AGBAMI-SB SYMBOL # 97805178 | EA | 2 | 0 | 0 | NO | 8 | 1340 | FISHER | 1R2861X0042 |  | 01,02,22 | 1 |  | 1BBB |  |  | EGP3 SAR # 81 |  |  |  | 42000 |  | 42008
10178 | 29200000TL | 03483 | EG1025004 | P | 57706576 | 57 | Escravos Gas Plant Spares | Mtce | 66 | 66P | GASKET | VALVE SEAL | Valve - Control : GARLOCK 3300; FOR FISHER POSI SEAL CONTROL VALVE SERIAL NUMBER 18292380 | EA | 3 | 1 | 2 | NO | 118.4733 | 18402.478 | FISHER CONTROLS INC. | V139502X022 |  | 01,22 | 1 |  | 2CBC | [6 empty] | 41556
10179 | 29200000TL | 03483 | EG1021015 | P | 57706593 | 57 | Escravos Gas Plant Spares | Mtce | 66 | 66F | KIT | REPAIR | Valve - Parts & Accessories :FISHER CONTROL VALVE. PARENT EQUIPMENT NUMBER: 2FV-0334. (RECLASSIFIED FROM 57803051). REPLACED AGBAMI-SB SYMBOL # 97802599 | EA | 1 | 2 | 4 | NO | 48.485 | 10726.67 | FISHER | RPACKX00012 |  | 01,22 | 1 |  | 1AAA |  |  | EGP3 SAR # 81 |  |  |  | 41641 | 45429 | 41710 |  |  | -1 | 1
10180 | 29200000TL | 03483 | EG1025004 | S | 57706674 | 57 | Escravos Gas Plant Spares | Mtce | 54 | 54A | GASKET | SET | Gaskets : FISHER CONTROL VALVE PARENT EQUIPMENT NUMBER: 2LV-0835. REPLACED SYMBOL : 57803099. REPLACED AGBAMI-SB SYMBOL # 97804882 | EA | 13 | 0 | 0 | NO | 8.8367 | 1735.793 | FISHER CONTROL | 1R2859X0042 |  | 01,22 | 1 |  | 2BBB |  |  | EGP3 SAR # 81 |  |  |  | 42187 | 44536
10181 | 29200000TL | 03483 | EG1025004 | S | 57706675 | 57 | Escravos Gas Plant Spares | Mtce | 54 | 54A | GASKET | SET | Gaskets : FISHER CONTROL VALVE PARENT EQUIPMENT NUIMBER: 2LV-0835. REPLACED SYMBOL : 57803100. REPLACED AGBAMI-SB SYMBOL # 97804891 | EA | 8 | 0 | 0 | NO | 5.2395 | 1029.187 | FISHER CONTROL | 1R2862X0062 |  | 01,22 | 1 |  | 2BBB |  |  | EGP3 SAR # 81 |  |  |  | 42187 | 42750
10182 | 29200000TL | 03483 | EG1017020 | P | 57706727 | 57 | Escravos Gas Plant Spares | Mtce | 51 | 51Z | AMMETER | 0-30 A 480 V 2.5 IN | Electric-Other : PANEL MOUNT (RECLASSIFIED FROM 57800869 TO 57706727) | EA | 1 | 0 | 0 | NO | 148.657 | 24454.07 | POWELL | 50-250240LJLJ | 50-250240LJLJ | 00 |  |  | 2BBB |  | 55-035 PLM SD 60 | EGP 3 SAR# 23 |  |  |  | 41987
10183 | 29200000TL | 03483 | EG1023005 | P | 57800789 | 57 | Escravos Gas Plant Spares | Mtce | 87 | 87B | O-RING: RETAINER | 17MM ID X 20.5 MM ODX1.5MM | Valve-Other : WIDTH SS MATERIAL FOR PRESSURE SAFETY VALVE. | EA | 1 | 0 | 0 | NO | 2.0266 | 621 | DRESSER |  |  | 01,02,22 | 1 |  |  |  | 55-165 PLM PI 10-1018 | EGP 3 SAR# 16 |  |  |  | 40915
10184 | 29200000TL | 03483 | EG1025005 | P | 57803057 | 57 | Escravos Gas Plant Spares | Mtce | 54 | 54D | KIT | REPAIR | Packing / Glands / Stuffing Boxes : FISHER CONTROL VALVE. PARENT EQUIPMENT NUMBER: 2FV-0879 | EA | 2 | 1 | 2 | NO | 491.86 | 149771.2178 | FISHER | V111704X012 |  | 01,22 | 1 |  | 2CBC |  |  | EGP3 SAR # 81 |  |  |  | 40915 | 42665 | 42696
10185 | 29200000TL | 03483 | EG1023001 | P | 57803089 | 57 | Escravos Gas Plant Spares | Mtce | 54 | 54A | GASKET | SET | Gaskets : FISHER CONTROL VALVE PARENT EQUIPMENT NUMBER: 2FV-1559B | EA | 20 | 4 | 8 | NO | 270.0508 | 42061.498 | FISHER | 13B7288X012 |  | 01,22 | 1 | 1AXX | 1CCC |  |  | EGP3 SAR # 81 |  |  |  | 40915 | 45618 |  |  |  | -2 | 1
10186 | 29200000TL | 03483 | EG1024009 | S | 57803091 | 57 | Escravos Gas Plant Spares | Mtce | 54 | 54A | GASKET | SET | Gaskets : FISHER CONTROL VALVE PARENT EQUIPMENT NUMBER: 2FV-5305 | EA | 25 | 0 | 0 | NO | 30.1223 | 4693.21 | FISHER |  |  | 01,22 | 1 | 1AXX | 2CBC |  |  | EGP3 SAR # 81 |  |  |  | 40915 | 43048
10187 | 29200000TL | 03483 | EG1025002 | P | 57803107 | 57 | Escravos Gas Plant Spares | Mtce | 54 | 54A | GASKET | SET | Gaskets : FISHER CONTROL VALVE PARENT EQUIPMENT NUMBER: 2PV-0178 | EA | 4 | 2 | 4 | NO | 350.2739 | 54376.5137 | FISHER | 29A9222X012 |  | 01,22 | 1 | 1AXX | 2CBC |  |  | EGP3 SAR # 81 |  |  |  | 40915
10188 | 29200000TL | 03483 | EG1024003 | P | 57803112 | 57 | Escravos Gas Plant Spares | Mtce | 54 | 54A | GASKET | SET | Gaskets : FISHER CONTROL VALVE PARENT EQUIPMENT NUMBER: 2PV-0828. Reclassified to symbol number 57706550 | EA | 16 | 0 | 0 | NO | 15.4352 | 2396.316 | FISHER |  |  | 01,22 | 1 | 1AXX | 2CBC |  |  | EGP3 SAR # 81 |  |  |  | 40915
10189 | 29200000TL | 03483 | EG1025002 | P | 57803113 | 57 | Escravos Gas Plant Spares | Mtce | 54 | 54A | GASKET | SET | Gaskets : FISHER CONTROL VALVE PARENT EQUIPMENT NUMBER: 2PV-0942 | EA | 2 | 0 | 0 | NO | 234.766 | 36445.0723 | FISHER | 16B1415X012 |  | 01,22 | 1 |  | 2CBC |  |  | EGP3 SAR # 81 |  |  |  | 40915
10190 | 29200000TL | 03483 | EG1022002 | S | 57803122 | 57 | Escravos Gas Plant Spares | Mtce | 54 | 54A | GASKET | VALVE, CONTROL | Gaskets : PARENT EQUIPMENT NUMBER: 2FV--280 | EA | 14 | 0 | 0 | NO | 25.1674 | 3912.3 | FISHER |  |  | 01,22 | 1 | 1AXX | 2CBC |  |  | EGP3 SAR # 81 |  |  |  | 40915 | 43045
10191 | 29200000TL | 03483 | EG1026002 | P | 57803131 | 57 | Escravos Gas Plant Spares | Mtce | 66 | 66P | DIAPHRAGM | WAX FILTRATION PACKAGE | Valve - Control : FISHER CONTROL VALVE .DIAPHRAGM:CONTROLLER,30MM,0.2-1 BAR,NITRILE, ADDITIONAL INFORMATION:FISHER 657 DIAPHRAM ACTUATOR FOR PV-0381A, WITH DOWN TRAVEL STOP (STYLE 2), FISHER 657 DIAPHRAM ACTUATOR FOR PV-0381A, WITH DOWN TRAVEL STOP (STYLE | EA | 6 | 0 | 0 | NO | 306.5022 | 47587.23 | FISHER |  |  | 22 | 1 | 1AXX |  |  |  | EGP3 SAR # 81 |  |  |  | 41326 | 43062
10192 | 29200000TL | 03483 | EG1025012 | P | 57803560 | 57 | Escravos Gas Plant Spares | Mtce | 66 | 66F | GUIDE: VALVE, BALL, | VALVE SIZE 12 IN, | *OBS* Valve - Brass Bronze lro : SIZE: 1.060 IN DIA X 2-5/16 LNG, MATERIAL: AISI 4140 ALLOY STEEL DRAWING NUMBER: ONS-ORB-GP-AGT-PI-0001 (625454M04 / 29) | EA | 2 | 0 | 0 | NO | 428.644 | 84224.25 |  | 1A-YA6706 | 1A-YA6706 | 01,22 | 1 |  | 2BAB |  | ONS-ORB-GP-AGT-PI-0001 (6 |  |  |  |  | 40915 |  | 42297
10193 | 29200000TL | 03483 | EG1021016 | S | 58000213 | 58 | EGTL Spares | Mtce | 54 | 54A | GASKET: SPIRAL WOUND | DN600 24IN PIPE,150 LB,304SS | Gaskets : INNER RING,CS OUTER RING,GRAPHITE FILLER,304L SS WINDING,SPIRAL WOUND,3.2MM THK,ASME B16.20, 172-VD-006,172-VD-019, 172-VD-021, / DRAWING NUMBER EGTL1-MIS-VES-GA-724001/724002 / | PC | 1 | 0 | 0 | NO | 77 | 11952.71 | MIS |  |  | 01,22 | 1 | 2CBC |  |  | EGTL1-MIS-VES-GA-724001 |  |  | 9466-03 |  | 41255 | 45082 | [5 empty] | -9 | 2
10194 | 29300000TL | 03483 | EG1019015 | P | 58000260 | 58 | EGTL Spares | Mtce | 66 | 66F | KIT:SEAL, BUNA | KNIFE GATE VALVES | Valve - Parts & Accessories :FOR ACTUATOR, CONTAINS (2) PISTON SEALS 40 IN ID, (1) ROD SEAL 4.5 IN ID, (1) WIPER SEAL 4.5 IN ID, (2) CYLINDER SEALS 40 IN ID, PNEUMATIC ACTUATOR SEAL KIT FOR REPLACING SOFT GOODS IN THE VALVE OPERATOR. PART NUMBER E3056-16- | ST | 1 | 0 | 1 | YES | 23650 | 37486432.5 | ATI | E3056-16-15A |  | 01,22 | 1 | 2BAB |  |  | EKB-3016 |  |  | EKB-3016 |  | 43770 |  | 45646
10195 | 29200000TL | 03483 | EG1026009 | S | 58000269 | 58 | EGTL Spares | Mtce | 54 | 54A | GASKET: ROUND | 490,316L SS/GRAFIT | Gaskets : CENTRIFUGAL PUMP, 145-PC-002A/B, 145-PC-002A/B | PC | 2 | 0 | 0 | NO | 1577 | 244829.25 | SULZER |  | GDC 3.15 A | 01,22 | 1 | 2BAB |  |  | CS056919414/R1 |  |  | ZE 100-4450, ZE 100-4452 |  | 41332 | 45072 | [5 empty] | -1 | 1
10196 | 29300000TL | 03483 | EG1027003 | P | 58000528 | 58 | EGTL Spares | Mtce | 54 | 54A | SEAL: LABYRINTH 243.37 MM | SHAFT OD 15.33 MM WD 218.16 MM | Gaskets : RECYCLE COMPRESSOR; DF5 089 A01 INTERNAL ASSEMBLY D06R8S, | EA | 1 | 0 | 1 | YES | 6326.46 | 9731297.5074 | DRESSER RAND | 586-708-203 | 586-708-203 | 01,22 | 1 | 1AXX |  |  | 586-708-203 |  |  |  |  | 43770 | 45315 | 45548 |  |  | -1 | 1
10197 | 29300000TL | 03483 | EG1024006 | S | 58000529 | 58 | EGTL Spares | Mtce | 54 | 54A | SEAL: LABYRINTH 242.00 MM | SHAFT OD 13.55 MM WD 216.71 MM | Gaskets : RECYCLE COMPRESSOR: DF5 089 A01 INTERNAL ASSEMBLY D06R8S | EA | 3 | 1 | 2 | YES | 6025.21 | 9102284.747 | DRESSER RAND | 586-708-204 | 586-708-204 | 01,22 | 1 | 1AXX |  |  | 586-708-204 |  |  |  |  | 43770 | 45289 | 45343 |  |  |  |  | -1 | 1
10198 | 29300000TL | 03483 | EG1019010 | P | 58000560 | 58 | EGTL Spares | Mtce | 14 | 14Z | PROBE: PROXIMITY VIBRATION 5MM | TIP DIA 80.3MM X 63.2MM X 61MM | Instruments - Other & Parts : CASE LG, 1 M CABLE LG, MATERIAL: AISI 304 SST; DF5 089 A01; 330171 3300 | EA | 1 | 0 | 1 | YES | 932.475 | 382314.762 | DRESSER RAND | 531-136-003 | 531-136-003 | 22 | 1 | 1AXX |  |  | 531-136-003 |  |  |  |  | 43770 | 45330 |  |  |  | -2 | 2
10199 | 29200000TL | 03483 | EG1022006 | P | 58000572 | 58 | EGTL Spares | Mtce | 65 | 65A | CHISEL: FLAT 1 IN WD | HEX SHANK,9 IN LG, STEEL | Tools - Hand / Power :TO BE USED FOR DEMOLISHING REFRACTORY, 1.25 LB HEX SHANK OVAL COLLAR, 10/BOX | EA | 4 | 0 | 0 | NO | 20 | 3341 | INGERSOLL RAND | HH-1-214F-9 |  | 00 | 1 | 2CAC | [7 empty] | 40915 | 44459 | 41949
10200 | 29200000TL | 03483 | EG1017017 | P | 58000637 | 58 | EGTL Spares | Mtce | 14 | 14Z | SWITCH: PRESSURE 125/250VAC | 11A | Instruments - Other & Parts : ADJUSTING, 1/4 HP,28VDC 5A RESISTIVE,3A INDUCTIVE,1/4 IN PT X 1/2 IN NPT,1-12 PSI RANGE,SPDT,WEATHERPROOF ENCLOSURE, :ALUM. PORT, LEAD FACTORY SEAL, 135-XX-002, 150-XX-001, 160-XX-001, 171-XX-001, 171-XX | EA | 8 | 0 | 0 | NO | 335.8865 | 52185.84 | PYROMATION | 130P11C6 | 77780143 | 01,10,22 | 1 | 3BAC |  |  | IVT-25-101 |  |  |  |  | 40914 | 41517
10201 | 29200000TL | 03483 | EG1022015 | P | 58000670 | 58 | EGTL Spares | Mtce | 65 | 65A | RIVETER: MANUAL SCISSOR | POPSet PS25 | Tools - Hand / Power :POP GUN | EA | 1 | 0 | 0 | NO | 269.94 | 80018.4818 | STANLEY | PS25 |  | 00 | 1 | 2CAC | [7 empty] | 40915 | 45928 | 43004 | -1 | 1 |  |  | 0 | 2
10202 | 29300000TL | 03483 | EG1027014 | P | 58000690 | 58 | EGTL Spares | Mtce | 54 | 54A | GASKET: SPIRAL WOUND | DRUM,10 IN PIPE, 300LB | Gaskets : 304 S.S INNER RING, C.S OUTER RING, GRAPHITE FILLER, 304 S.S WINDING, 4.5 MM THK-ASME300#RF, ASME, RF, 150-VD-036, RF, 150-VD-036 | EA | 39 | 11 | 16 | YES | 74.1 | 118167.27 |  | D0563 BG002-2 |  | 01,22 | 1 |  |  |  | D0563-150SP001-D-03 |  |  |  |  | 43770 |  | 45636
10203 | 29300000TL | 03483 | EG1027014 | P | 58000691 | 58 | EGTL Spares | Mtce | 54 | 54A | GASKET: SPIRAL WOUND | DRUM,6 IN PIPE, 300LB | Gaskets : 304 SS INNER RING, C.S OUTER RING, GRAPHITE FILLER, 304 S.S WINDING, 4.5 MM THK-ASME300# RF, ASME, RF, 150-VD-016, RF, 150-VD-016 | EA | 30 | 14 | 21 | YES | 42.43 | 64457.6267 | FLEXITALLIC |  | D0563 BG002-12 | 01,22 | 1 |  |  |  | D0563-150VD013-D-05 |  |  |  |  | 43770 | 45864 | 45896 | -2 | 1
10204 | 29200000TL | 03483 | EG1021006 | P | 58000757 | 58 | EGTL Spares | Mtce | 51 | 51E | ADAPTER: TUBE TO PIPE | 1/2 IN TUBE,3/4 IN PIPE | Electric Components - Conduit / Fitting :MALE, 316SS, 181-FE-0012B | PC | 2 | 0 | 0 | NO | 73.75 | 11449.6875 | PARKER HANNIFIN | 8MTC12N-316-D05 | IM047 255-353 | 01,22 | 1 | 3CAB |  |  | 560-379 |  |  |  |  | 40914 | 43962
10205 | 29200000TL | 03483 | EG1019001 | P | 58000790 | 58 | EGTL Spares | Mtce | 11 | 11Z | DISPLAY: LCD, 85 TO 265 VAC | OR 18 TO 100 VDC | Computer Hardware - Peripherals : 1-7/16 IN WD X 2-3/8 IN DIAL READOUT, FOR 20 INCH FLAT PANEL LCD COMPTER VIDEO MONITOR | EA | 2 | 0 | 0 | NO | 1650 | 256162.5 | ACNODES | RM 6200 | 175868 | 01,10,22 | 1 | 1BAA |  |  | RM 6200 |  |  |  |  | 40915 | 41484 | 41589
10206 | 29200000TL | 03483 | EG1018007 | P | 58000815 | 58 | EGTL Spares | Mtce | 14 | 14Z | GAUGE: PRESSURE 1000 KPA RANGE | 6 IN DIAL,1/8 IN FEMALE NPT | *OBS*Gage&Parts-Pres : CAST ALUMINUM CASE, BOTTOM, GLYCERINE FILLED, TEST | EA | 4 | 0 | 0 | NO | 266.4 | 52344.936 | WIKA INSTRUMENTS | 232100Q1000KL |  | 05 | 1 | 3CAC | 3CAC | [6 empty] | 40915 |  | 42253
10207 | 29200000TL | 03483 | EG1017017 | P | 58000817 | 58 | EGTL Spares | Mtce | 14 | 14Z | GAUGE: PRESSURE 2500 KPA RANGE | 6 IN DIAL,1/8 IN FEMALE NPT | *OBS*Gage&Parts-Pres : CAST ALUMINUM CASE, BOTTOM, GLYCERINE FILLED, TEST | EA | 4 | 0 | 0 | NO | 266.4 | 52344.936 | WIKA INSTRUMENTS | W123XP11Q25GNKL |  | 05,22 | 1 | 3CAC | 3CAC | [6 empty] | 40915 |  | 42253
10208 | 29200000TL | 03483 | EG1026004 | P | 58000831 | 58 | EGTL Spares | Mtce | 56 | 56Z | WASHER: LOCK EXTERNAL TOOTH | 140MM ID,192MM OD,16MM THK | *OBS*Fastener-BottWa : &quot;AW28X NOM; SEE DWG EGTL1-MUP-MEC-DD-350110 W00 LOCKWASHER SERIES - SUPPLIER COULD BE NTN AMERICA, SPCC 135-CS-001&quot; | EA | 2 | 0 | 0 | NO | 4.2575 | 660.935 | MAYEKAWA |  | 40 | 01,22 | 1 | 1BAB | 1BAB |  | PG-862-0110 SHEET 2 |  |  |  |  | 40914
10209 | 29200000TL | 03483 | EG1023011 | P | 58000832 | 58 | EGTL Spares | Mtce | 50 | 50Z | SPACER:THRUST BEARING | ALIGNMENT S45C | Bearings & Accessories - All :ON DWG EGTL1-MUP-MEC-DD-350110 SHT 2, 135-CS-001 FOR REFRIGERATION PACKAGE | EA | 2 | 0 | 0 | NO | 15.3237 | 2378.8475 | MAYEKAWA |  | 42 | 22 | 1 | 1BAB |  |  | PG-862-0110 SHEET 2 |  |  |  |  | 40914
10210 | 29200000TL | 03483 | EG1027015 | P | 58000984 | 58 | EGTL Spares | Mtce | 50 | 50Z | SHOE: BEARING | SIDE JOURNAL PAD | Bearings & Accessories - All :GOV , 100, S25C W87, S25C W87, 105-CC-001B-S, 130-CC-101-S, 130-CC-201-S, 105-CC-001A-S CROSS REF DWG 760-46334 | PC | 7 | 0 | 0 | NO | 1056.0719 | 163944.6066 | DAYDO | 1313-81 | 1313-81 | 01 | 1 | 1BAA |  |  | 760-46329 |  |  |  |  | 40914 | 45876 |  | -5 | 1
10211 | 29200000TL | 03483 | EG1024006 | P | 58000986 | 58 | EGTL Spares | Mtce | 50 | 50Z | SHOE: BEARING | ACTIVE SIDE THRUST | Bearings & Accessories - All :K-8, S25C W87, S25C W87, 105-CC-001B-S, 130-CC-101-S, 130-CC-201-S, 105-CC-001A-S CROSS REF DWG 760-46334 | PC | 7 | 0 | 0 | NO | 1373.0935 | 213159.0387 | DAYDO | 1313-63 | 1313-63 | 01 | 1 | 1BAA |  |  | 760-46329 |  |  |  |  | 40914 | 45876 |  | -6 | 1
10212 | 29200000TL | 03483 | EG1024006 | P | 58000988 | 58 | EGTL Spares | Mtce | 50 | 50Z | SHOE: BEARING THRUST | INACTIVE SIDE | Bearings & Accessories - All :K-8, S25C W87, 105-CC-001B-S, 130-CC-101-S, 130-CC-201-S, 105-CC-001A-S CROSS REF DWG 760-46334 | PC | 13 | 0 | 0 | NO | 1373.0986 | 213159.104 | DAYDO | 1313-65 | 1313-65 | 01 | 1 | 1BAA |  |  | 760-46329 |  |  |  |  | 40914 | 45876 |  | -6 | 1
10213 | 29200000TL | 03483 | EG1025012 | P | 58000997 | 58 | EGTL Spares | Mtce | 28 | 28C | BUTTON: NO MODIFIER | COMPRESSOR PACKAGE | *OBS*Safety-Other : BUTTON:FELT RING FOR BUTTON, OD 21 MM, FELT, EMERGENCY , FELT, 105-CC-001B-S, 130-CC-101-S, 130-CC-201-S, 105-CC-001A-S CROSS REF DWG 760-46334, EMERGENCY TRIP DEVICE, FELT, 105-CC-001B-S, 130-CC-101-S, 130-CC-201-S, 105-CC-001A-S CROS | PC | 4 | 0 | 0 | NO | 28.7109 | 4457.36 | M H I | 5645‐74 | 5645‐74 | 00 | 1 | 1BAA | 1BAA |  | 760-46329 |  |  |  |  | 40914
10214 | 29200000TL | 03483 | EG1025005 | P | 58001001 | 58 | EGTL Spares | Mtce | 87 | 87B | O-RING: PISTON OIL SUPPLY | OD 22MM | Engines - Parts : MATL: NBR, OIL SUPPLY OF GOV SIDE PEDESTAL COVER, 105-CC-001B-S, 130-CC-101-S, 130-CC-201-S, 105-CC-001A-S CROSS REF DWG 760-46334. | PC | 35 | 0 | 0 | NO | 220.1857 | 34179.4844 | M H I | 5641‐17 | 5641‐17 | 01 | 1 | 1AXX |  |  | 760-46329 |  |  |  |  | 40914 | 45876 |  | -1 | 1
10215 | 29200000TL | 03483 | EG1024013 | P | 58001017 | 58 | EGTL Spares | Mtce | 51 | 51Z | ANODE: ZINC-ALLOY CUBE | 100 MM X 100 MM | Electric-Other : 130-ES-101/201, 105-ES-003/004, CROSS REF DWG 764-4A925 | PC | 3 | 0 | 0 | NO | 1056 | 163944 | DONGHWA | 7711-ANODE | 7711-ANODE | 00 | 1 | 1BAA |  |  | 764-4A925 |  |  |  |  | 40914 | 45754 |  | -3 | 1
10216 | 29200000TL | 03483 | EG1025012 | S | 58001033 | 58 | EGTL Spares | Mtce | 54 | 54D | O-RING: CASING END FLANGE | 49.4 MM ID, 55.6 MM OD, 3.1 MM | *OBS*GS&P-O-Rings : SILICONE, JIS B2401 G50, 130-CC-201, 105-CC-001B, 105-CC-001A CROSS REF DWG 790-16036 | PC | 30 | 0 | 0 | NO | 28.7127 | 4457.53 | MHI | 1345-38 | 1345-38 | 01,22 | 1 | 1AXX | 1AXX |  | 790-16042 |  |  |  |  | 40914 | 44204
10217 | 29200000TL | 03483 | EG1025014 | S | 58001040 | 58 | EGTL Spares | Mtce | 54 | 54A | O-RING: CORD | WD 3.5 MM X L 1240 MM | *OBS*GS&P-O-Rings : SILICONE, FOR INLET WALL (1S), 130-CC-201, 130-CC-101 | EA | 2 | 0 | 0 | NO | 28.7109 | 4457.36 | MHI |  | (130)2211-18 | 01,22 | 1 | 1AXX | 1AXX |  | 790-16037 |  |  |  |  | 40914 | 45078 | [5 empty] | -4 | 1
10218 | 29200000TL | 03483 | EG1024004 | S | 58001049 | 58 | EGTL Spares | Mtce | 54 | 54A | O-RING: DRY GAS SEAL | 114MM ID, 121MM OD, 3.5MM WD | *OBS*GS&P-O-Rings : AFLAS, JOHN CRANE, 130-CC-201, 130-CC-101. | PC | 1 | 0 | 0 | NO | 644.3362 | 100033.19 | JOHN CRANE | 0000247 |  | 01 | 1 | 1AXX |  |  | 790-16038 |  |  |  |  | 41391 | 45134 | [5 empty] | -1 | 1
10219 | 29300000TL | 03483 | EG1024004 | S | 58001053 | 58 | EGTL Spares | Mtce | 54 | 54A | O-RING: LABYRINTH SEPARATION | 197.9 MM ID 204.9 MM OD 3.5 MM | *OBS*GS&P-O-Rings : SILICONE, AS 568 - 265, JIS 4C, 130-CC-201, 105-CC-001A. | EA | 2 | 0 | 1 | YES | 316.7762 | 441075.634 | MHI |  |  | 01 | 1 | 1AXX | 1BBB |  | 790-16038 |  |  |  |  | 43770 | 44957 | 45356 |  |  |  |  | -1 | 1
10220 | 29200000TL | 03483 | EG1024004 | P | 58001054 | 58 | EGTL Spares | Mtce | 54 | 54D | O-RING: LABYRINTH SEPARATION | 146.5 MM ID 153.5 MM OD 3.5 MM | *OBS*GS&P-O-Rings : SILICONE, AS 568 - 256, JIS 4C, 130-CC-201, 130-CC-101 | PC | 2 | 0 | 0 | NO | 31.6886 | 4919.66 | MHI |  |  | 01 | 1 | 1AXX | 2BAB |  | 790-16039 |  |  |  |  | 41391
10221 | 29200000TL | 03483 | EG1025012 | S | 58001111 | 58 | EGTL Spares | Mtce | 54 | 54D | O-RING: FIXATION | 84 MM ID 90.2 MM OD 3.1 MM WD | *OBS*GS&P-O-Rings : MATL, NBR, STANDARD, 105-PX-003B, 105-PX-004A, 105-PX-004B, 130-PX-110A, 130-PX-110B, 130-PX-210A, 130-PX-210B | PC | 9 | 0 | 0 | NO | 16.0789 | 2496.1114 | KOSAKA LAB | 042 | 042 | 01 | 1 | 1BAB | 1BAB |  | GHS034884A/B |  |  |  |  | 40914 | 45509 |  |  |  | -1 | 1
10222 | 29200000TL | 03483 | EG1025012 | S | 58001112 | 58 | EGTL Spares | Mtce | 54 | 54D | O-RING: FIXATION | 59MM ID, 65.2MM OD, 3.1MM WD | *OBS*GS&P-O-Rings : MATL, NBR, STANDARD, 105-PX-003B, 105-PX-004A, 105-PX-004B, 130-PX-110A, 130-PX-110B, 130-PX-210A, 130-PX-210B, 105-PX-003A | PC | 10 | 0 | 0 | NO | 28.7148 | 4457.7243 | KOSAKA LAB | 043 | 043 | 01 | 1 | 1BAB | 1BAB |  | GHS034884A/B |  |  |  |  | 40914 | 44578
10223 | 29200000TL | 03483 | EG1020011 | P | 58001113 | 58 | EGTL Spares | Mtce | 54 | 54A | SEAL: MECHANICAL | 50 MM, 70 MM | Seals : 11.4 BAR X 80 DEG., API PLAN 01 ARRANGEMENT, SILICON CARBIDE, CARBON ROT FACE, SUS 316 HARDWARE, SUS 316 SPRING, OIL SEAL, FKM GASKET, F45, 105-PX-003B, 105-PX-004A, 105-PX-004B, 130-PX-110A, 130-PX-110B | EA | 1 | 0 | 0 | NO | 2230.96 | 682509.38 | JOHN CRANE | MI-58B-1142 | 520 | 01,22 | 1 | 1BAB | 1BBB |  | GHS034884A/B |  |  |  |  | 40914 | 45678 | 43206 | -1 | 1 | -1 | 1 | -1 | 1
10224 | 29200000TL | 03483 | EG1025012 | S | 58001114 | 58 | EGTL Spares | Mtce | 54 | 54D | SEAL: OIL WITHOUT SPRING | 45 MM ID, 62 MM OD, 7 MM WD | *OBS*GS&P-Other : MATL, NBR, STL CAGE, 105-PX-003B, 105-PX-004A, 105-PX-004B, 130-PX-110A, 130-PX-110B, 130-PX-210A, 130-PX-210B, 105-PX-003A | PC | 1 | 0 | 0 | NO | 36.08 | 5601.42 | KOSAKA LAB |  | 532 | 01 | 1 | 1BAB | 1BAB |  | GHS034884A/B |  |  |  |  | 40914 | 45509 |  |  |  | -1 | 1 | -1 | 1
10225 | 29200000TL | 03483 | EG1027002 | P | 58001115 | 58 | EGTL Spares | Mtce | 50 | 50Z | BEARING: SLEEVE | 56MM ID, 70MM OD, 27MM LG | Bearings & Accessories - All :MATL, LBC 2, F70 L=27, LBC2, 105-PX-003B, 105-PX-004A, 105-PX-004B, 130-PX-110A, 130-PX-110B, 130-PX-210A, 130-PX-210B, 105-PX-003A | PC | 6 | 2 | 4 | NO | 531.0362 | 82438.055 | KOSAKA LAB |  | 202 | 01,21,22 | 1 | 1BAB |  |  | GHS034884A/B |  |  |  |  | 40914 | 43478
10226 | 29200000TL | 03483 | EG1025012 | S | 58001116 | 58 | EGTL Spares | Mtce | 50 | 50Z | SEAT: BEARING 39 COLLAR OD | 28 MM OD X 21 MM ID X 28 MM | Bearings & Accessories - All :PBC 2, F39, 105-PX-003B, 105-PX-004A, 105-PX-004B, 130-PX-110A, 130-PX-110B, 130-PX-210A, 130-PX-210B, 105-PX-003A | PC | 7 | 0 | 0 | NO | 266.0181 | 41296.6528 | KOSAKA LAB | 255 | 255 | 01 | 1 | 1BAB | 1BBB |  | GHS034884A/B |  |  |  |  | 40914 | 43478
10227 | 29200000TL | 03483 | EG1025012 | S | 58001117 | 58 | EGTL Spares | Mtce | 76 | 76Z | PISTON: BALANCE 37MM COLLAR OD | 20 MM OD X 25 MM | Pumps-Other : SUJ 2, F37 L=25, SUJ2, 105-PX-003B, 105-PX-004A, 105-PX-004B, 130-PX-110A, 130-PX-110B, 130-PX-210A, 130-PX-210B, 105-PX-003A | PC | 16 | 0 | 0 | NO | 232.0158 | 36018.1333 | KOSAKA LAB |  | 256 | 00 | 1 | 1BAB |  |  | GHS034884A/B |  |  |  |  | 40914
10228 | 29200000TL | 03483 | EG1025012 | S | 58001120 | 58 | EGTL Spares | Mtce | 56 | 56Z | WASHER: BEARING LOCK | COMPRESSOR PACKAGE | *OBS*Fastener-BottWa : JIS, F57 T=1.2, S400, 105-PX-003B, 105-PX-004A, 105-PX-004B, 130-PX-110A, 130-PX-110B, 130-PX-210A, 130-PX-210B, 105-PX-003A | PC | 2 | 0 | 0 | NO | 20.0976 | 3120.16 | KOSAKA LAB | 542 | 542 | 01 | 1 | 1BAB |  |  | GHS034884A/B |  |  |  | BCIL027 | 40914 | 45509 |  |  |  | -1 | 1 | -1 | 1
10229 | 29200000TL | 03483 | EG1025012 | S | 58001121 | 58 | EGTL Spares | Mtce | 56 | 56Z | NUT: BEARING LOCK | COMPRESSOR PACKAGE | *OBS*Fastener-Other : JIS, AN07, F52 T=8, SS400, 105-PX-003B, 105-PX-004A, 105-PX-004B, 130-PX-110A, 130-PX-110B, 130-PX-210A, 130-PX-210B, 105-PX-003A | PC | 1 | 0 | 0 | NO | 40.1952 | 6240.31 | KOSAKA LAB | 543 | 543 | 01,21,22 | 1 | 1BAB | 1BAB |  | GHS034884A/B |  |  |  |  | 40914 | 45509 |  |  |  | -1 | 1 | -1 | 1
10230 | 29200000TL | 03483 | EG1025013 | P | 58001124 | 58 | EGTL Spares | Mtce | 76 | 76Z | PIECE: DISTANCE | 10MM X 160MM X 5MM | Pumps-Other : MATL, NBR, 105-EP-001B, 105-EP-002A, 105-EP-002B, 130-EP-101A, 130-EP-101B, 130-EP-201A, 130-EP-201B, 105-EP-001A, 2 PIECES/SET | PC | 8 | 0 | 0 | NO | 10.0488 | 1560.08 | HISAKA WORKS, LTD | 1/5 | 1/5 | 22 | 1 | 1AXX |  |  | B176309A/B |  |  |  |  | 40914
10231 | 29200000TL | 03483 | EG1024005 | P | 58001126 | 58 | EGTL Spares | Mtce | 54 | 54A | O-RING | KIT OIL FILTER | Gaskets : TYPE CONSIST OF: BACKUP RING, DI = 184.9 X 175.1 X 2.0MM MATERIAL:PTFE ITEM 8 ON DRW,0-RING DI - 184.3 X 5.7MM - VITON OR EQUAL (9528) ITEM 7 ON DRW0-RING DI - 174.3 X 5.7MM - VITON OR EQUAL (9528) ITEM 6 ON DRWDRAWING NUMBER: 045.39.071.99Fi | EA | 36 | 0 | 0 | NO | 137.0093 | 21269.3287 | INDUFIL | FILTER TYPE IDGL-4-880 |  | 01,22 | 1 | 1AXX | 2CBC |  | 045.39.106.99 |  |  |  |  | 40914 | 42155 | 41655
10232 | 29200000TL | 03483 | EG1025013 | P | 58001128 | 58 | EGTL Spares | Mtce | 54 | 54D | O-RING: FIXATION | 184.3 MM ID 195.7 MM OD 5.7 MM | *OBS*GS&P-O-Rings : MATL, VITON A90 SHORE, STANDARD, 105-XF-001B, 105-XF-002A, 105-XF-002B, 130-XF-101A, 130-XF-101B, 130-XF-201A, 130-XF-201B, 105-XF-001A | PC | 4 | 0 | 0 | NO | 288.0196 | 44712.1654 | INDUFIL | 7 SOR86 | 7 SOR86 | 01 | 1 | 1BAB | 1BAB |  | 045.39.106.99 |  |  |  |  | 40914
10233 | 29200000TL | 03483 | EG1025013 | P | 58001129 | 58 | EGTL Spares | Mtce | 76 | 76Z | RING: BACK-UP | 175.1MM ID X 184.9MM OD X 2MM | Pumps-Other : THK, PTFE, 105-XF-001B, 105-XF-002A, 105-XF-002B, 130-XF-101A, 130-XF-101B, 130-XF-201A, 130-XF-201B, 105-XF-001A | PC | 6 | 0 | 0 | NO | 288.0264 | 44712.2603 | INDUFIL |  | 8 | 01 | 1 | 1BAB |  |  | 045.39.106.99 |  |  |  |  | 40914
10234 | 29200000TL | 03483 | EG1025013 | P | 58001130 | 58 | EGTL Spares | Mtce | 54 | 54D | O-RING: FIXATION | 85.32MM ID 92.38MM OD 3.53MM | *OBS*GS&P-O-Rings : WD, MATL, VITON 90 SHORE, STANDARD, 105-XF-001B, 105-XF-002A, 105-XF-002B, 130-XF-101A, 130-XF-101B, 130-XF-201A, 130-XF-201B, 105-XF-001A | PC | 16 | 0 | 0 | NO | 122.0083 | 18940.5701 | INDUFIL | 12 R4337 | 12 R4337 | 01 | 1 | 1BAB | 1BAB |  | 045.39.106.99 |  |  |  |  | 40914
10235 | 29200000TL | 03483 | EG1025013 | P | 58001131 | 58 | EGTL Spares | Mtce | 50 | 50Z | BEARING: CYLINDER | 35 MM OD X 30 MM ID X 12 MM | Bearings & Accessories - All :L, IR-3 IN - 4 IN, IDGL SERIES, 21003, F35, F30 X 12 IR-3 IN -4 IN , 21003, 105-XF-001B, 105-XF-002A, 105-XF-002B, 130-XF-101A, 130-XF-101B, 130-XF-201A, 130-XF-201B, 105-XF-001A | PC | 4 | 0 | 0 | NO | 235.016 | 36483.885 | INDUFIL | 13-10 | 13-10 | 01,21,22 | 1 | 1BAB |  |  | 045.39.106.99 |  |  |  |  | 40914
10236 | 29200000TL | 03483 | EG1025013 | P | 58001132 | 58 | EGTL Spares | Mtce | 50 | 50Z | BUSHING: CYLINDER WITH COLLAR | 40 MM OD X 30 MM ID X 16 MM | Bearings & Accessories - All :21003, F40 F30 X 16 IR-3 IN-4 IN, 21003, 105-XF-001B, 105-XF-002A, 105-XF-002B, 130-XF-101A, 130-XF-101B, 130-XF-201A, 130-XF-201B, 105-XF-001A | PC | 4 | 0 | 0 | NO | 312.0213 | 48438.1792 | INDUFIL | 13-11 | 13-11 | 01 | 1 | 1BAB |  |  | 045.39.106.99 |  |  |  |  | 40914
10237 | 29200000TL | 03483 | EG1025013 | P | 58001133 | 58 | EGTL Spares | Mtce | 76 | 76Z | RING: THRUST | 30 MM ID X 40 MM OD X 1 MM | Pumps-Other : THK, 21003, IR-3 IN-4 IN, 21003, 105-XF-001B, 105-XF-002A, 105-XF-002B, 130-XF-101A, 130-XF-101B, 130-XF-201A, 130-XF-201B, 105-XF-001A | PC | 4 | 0 | 0 | NO | 92.2576 | 14323 | INDUFIL | 13-12 | 13-12 | 01 | 1 | 1BAB |  |  | 045.39.106.99 |  |  |  |  | 40914
10238 | 29200000TL | 03483 | EG1025013 | P | 58001134 | 58 | EGTL Spares | Mtce | 66 | 66F | SEAT: RING PLATE | 87 MM OD X 71 MM ID X 18 MM | Valve - Parts & Accessories :21003, F87 / F71 X 18 IR-2 1/2 IN, 21003, 105-XF-001B, 105-XF-002A, 105-XF-002B, 130-XF-101A, 130-XF-101B, 130-XF-201A, 130-XF-201B, 105-XF-001A | PC | 8 | 0 | 0 | NO | 700.0477 | 108675.4021 | INDUFIL | 13-13 | 13-13 | 01 | 1 | 1BAB |  |  | 045.39.106.99 |  |  |  |  | 40914
10239 | 29200000TL | 03483 | EG1025004 | P | 58001138 | 58 | EGTL Spares | Mtce | 54 | 54D | O-RING: MOTION | 29.2 MM ID, 35.2 MM OD, 3 MM | *OBS*GS&P-O-Rings : WD, MATL: VITON A90, STANDARD, 105-XF-001B, 105-XF-002A, 105-XF-002B, 130-XF-101A, 130-XF-101B, 130-XF-201A, 130-XF-201B, 105-XF-001A | PC | 8 | 0 | 0 | NO | 28.041 | 4353.36 | INDUFIL | 13-8 SOR14 | 13-8 SOR14 | 01 | 1 | 1BAB | 1BAB |  | 045.39.106.99 |  |  |  |  | 40914
10240 | 29200000TL | 03483 | EG1023010 | P | 58001180 | 58 | EGTL Spares | Mtce | 51 | 51C | THERMOSTAT: 250V | COMPRESSOR PACKAGE | Electric Components - Motor / Generator :GLTU 3025, 0-200 DEG. RANGE, MAX, GTLU3025, 304 SS, 105-HE-002, 130-HE-201, 105-HE-001, 130-HE-101 | PC | 2 | 0 | 0 | NO | 254.0173 | 39433.6459 | ELTRON | 129378 | 129378 | 00 | 1 | 2CAC |  |  | DS9-249-20535 |  |  |  |  | 40914 | 41831
10241 | 29200000TL | 03483 | EG1016013 | P | 58001241 | 58 | EGTL Spares | Mtce | 66 | 66S | VALVE: SOLENOID 15 - 150 PSI | 1/4 IN PIPE 5/16 IN ORIFICE | Valve - On/Off, solenoid, actuated :1.4 WATT,316 SS BODY,3-WAY, 1/4 IN FNPT,NC,LOW POWER,24 VDC,NEMA 4,4X,7,AND 9 ENCLOSURE, ASCO, 172-XXV-0013, 172-XXV-0113 CROSS REF DWG EGTL1-TVC-INS-SC-200003-D2, A | EA | 3 | 0 | 0 | NO | 725.34 | 131265.0083 | ASCO | EV8316G381V | EV8316G381V | 02,22 | 1 | 1CAB |  |  | SEE ITEM NOTE |  |  |  |  | 40914 | 45874 | 42341 | -1 | 1 |  |  | -1 | 1
10242 | 29200000TL | 03483 | EG1017010 | P | 58001267 | 58 | EGTL Spares | Mtce | 66 | 66P | REGULATOR: 300 PSI, 1 1/4 IN | BOOSTER BV /W PNEUMATIC ACT | Valve-Regulators : MICRO TROL', BODY/BONNET: ZINC, MAIN VALVE: BRASS/SYNTHETIC RUBBER, TAG: 120-XXV-1087, 120-XXV-1089, 120-XXV-2087, 120-XXV-2089, 120-XXV-1091, 120-XXV-1092, 120-XXV-2091, 120-XXV-2092 | EA | 5 | 0 | 0 | NO | 595.64 | 95623.3953 | NORGREN | R24-A01-RNXA |  | 01,10,22 | 1 | 1CAB | 1BBB |  | EGTL1-VSC-INS-SC-200049 |  |  |  |  | 40914 | 42196 | 41912
10243 | 29200000TL | 03483 | EG1028012 | P | 58001337 | 58 | EGTL Spares | Mtce | 65 | 65A | DRILL: TWIST MORSE TAPER | 29 MM, 296 MM LG, 175 MM | Tools - Hand / Power :FLUTE LG, 3 FLUTES, 29 MM MORSE TAPER SHANK, CARBIDE HSS | EA | 12 | 0 | 0 | NO | 56.3172 | 8746.185 | SOMTA | 2032900 | 2032900 | 01 | 1 | 2CAC | [7 empty] | 40915 | 44848 | 41424
10244 | 29200000TL | 03483 | EG1028012 | S | 58001343 | 58 | EGTL Spares | Mtce | 65 | 65A | DRILL: TWIST MORSE TAPER | 40 MM, 349 MM LG, 200 MM | Tools - Hand / Power :FLUTE LG, 4 FLUTES, 40 MM MORSE TAPER SHANK, CARBIDE HSS | EA | 4 | 0 | 0 | NO | 127.1967 | 19754.5025 | SOMTA | 2044000 | 2044000 | 01 | 1 | 2CAC | [7 empty] | 40915 | 44867 | 41429
10245 | 29200000TL | 03483 | EG1028012 | S | 58001345 | 58 | EGTL Spares | Mtce | 65 | 65A | DRILL: TWIST MORSE TAPER | 44 MM, 359 MM LG, 210 MM | Tools - Hand / Power :FLUTE LG, 4 FLUTES, 44 MM MORSE TAPER SHANK, CARBIDE HSS | EA | 3 | 0 | 0 | NO | 165.2935 | 25670.6875 | SOMTA | 2044400 | 2044400 | 01 | 1 | 2CAC | [7 empty] | 40915 | 44867 | 41429
10246 | 29200000TL | 03483 | EG1028012 | S | 58001346 | 58 | EGTL Spares | Mtce | 65 | 65A | DRILL: TWIST MORSE TAPER | 46 MM, 364 MM LG, 215 MM | Tools - Hand / Power :FLUTE LG, 4 FLUTES, 46 MM MORSE TAPER SHANK, CARBIDE HSS | EA | 3 | 0 | 0 | NO | 176.501 | 27411.5425 | SOMTA | 2044600 | 2044600 | 01 | 1 | 2CAC | [7 empty] | 40915 | 44867 | 41429
10247 | 29200000TL | 03483 | EG1028004 | S | 58001347 | 58 | EGTL Spares | Mtce | 65 | 65A | DRILL: TWIST MORSE TAPER | 48 MM, 369 MM LG, 220 MM | Tools - Hand / Power :FLUTE LG, 4 FLUTES, 48 MM MORSE TAPER SHANK, CARBIDE HSS | EA | 2 | 0 | 0 | NO | 198.6042 | 30843.9525 | SOMTA | 2044800 | 2044800 | 01 | 1 | 2CAC | [7 empty] | 40915 | 44867 | 41429
10248 | 29200000TL | 03483 | EG1028003 | S | 58001436 | 58 | EGTL Spares | Mtce | 65 | 65A | DRILL: MASONRY 60 MM | 6 MM DIA, 100 MM LG | *OBS*Tools - Other : SPIRAL FLUTED, 2 FLUTES,6 MM CYLINDRICAL SHANK | EA | 30 | 0 | 0 | NO | 1.0495 | 163.02 | HILTI | 305052 |  | 01 | 1 | 2CAC | 2CAC | [6 empty] | 40915
10249 | 29200000TL | 03483 | EG1016005 | P | 58001440 | 58 | EGTL Spares | Mtce | 65 | 65A | WRENCH: COMBINATION 460MM LG | 6MM RING, 6MM FLAT OPEN | Tools - Hand / Power :OFFSET, VANADIUM STL, SPANNER | EA | 3 | 0 | 0 | NO | 16.3905 | 4277.2922 | GEDORE | 6000400 | 6003420 | 01 | 1 | 2CAC | [7 empty] | 40915 | 44228 | 42941
10250 | 29200000TL | 03483 | EG1016005 | P | 58001443 | 58 | EGTL Spares | Mtce | 65 | 65A | WRENCH: COMBINATION 138 MM LG | 9 MM RING, 9 MM, FLAT OPEN | Tools - Hand / Power :OFFSET, VANADIUM STEEL, SPANNER | EA | 2 | 0 | 0 | NO | 11.0833 | 2971.5208 | GEDORE | 6000750 |  | 01 | 1 | 2CAC | [7 empty] | 40915 | 45370 | 42941 |  |  | -2 | 1
10251 | 29300000TL | 03483 | EG1016005 | P | 58001444 | 58 | EGTL Spares | Mtce | 65 | 65A | WRENCH: COMBINATION 148 MM LG | 10 MM RING, 10 MM FLAT OPEN | Tools - Hand / Power :OFFSET, VANADIUM STEEL, SPANNER | EA | 4 | 0 | 1 | YES | 16.5 | 6942.2925 | GEDORE | 6000830 |  | 01 | 1 | 2CAC | [6 empty] | BENL3238 | 43770 | 44816 | 44836
10252 | 29200000TL | 03483 | EG1016007 | P | 58001454 | 58 | EGTL Spares | Mtce | 65 | 65A | WRENCH: COMBINATION 352 MM LG | 27 MM RING, 27 MM FLAT OPEN | Tools - Hand / Power :OFFSET, VANADIUM STEEL, SPANNER | EA | 1 | 0 | 0 | NO | 42.76 | 13104.2296 | GEDORE | 6002610 |  | 01 | 1 | 2CAC | [7 empty] | 40915 | 44816 | 43578
10253 | 29300000TL | 03483 | EG1016007 | P | 58001457 | 58 | EGTL Spares | Mtce | 65 | 65A | WRENCH: COMBINATION 412 MM LG | 32 MM RING, 32 MM FLAT OPEN | Tools - Hand / Power :OFFSET, VANADIUM STEEL, SPANNER | EA | 3 | 1 | 2 | YES | 32.7675 | 49999 | GEDORE | 6003260 |  | 01 | 1 | 2CAC | [7 empty] | 43770 |  | 45131
10254 | 29200000TL | 03483 | EG1025013 | P | 58001576 | 58 | EGTL Spares | Mtce | 65 | 65A | STRAP: WRENCH,17 IN LG | NYLON | Tools - Hand / Power :HEAVY DUTY, TECH HAND TOOLS | EA | 1 | 0 | 0 | NO | 58.29 | 9737.3445 | RIDGID | 31335 |  | 01 | 1 | 2CAC | [7 empty] | 40915 | 43618 | 41912
10255 | 29200000TL | 03483 | EG1024004 | S | 58001579 | 58 | EGTL Spares | Mtce | 65 | 65A | BRUSH: WIRE,1-1/8 IN BRISTLE | NON SPARKING,290 MM | Tools - Hand / Power :BRASS BRISTLE,STRAIGHT HANDLE, NON MAGNETIC, TECH HAND TOOLS | EA | 2 | 1 | 2 | NO | 69.96 | 11686.818 | AMPCO | B-400 |  | 01 | 1 | 2CAC | 1CCC | [6 empty] | 40915 | 42928 | 41969
10256 | 29300000TL | 03483 | EG1017018 | P | 58001593 | 58 | EGTL Spares | Mtce | 65 | 65A | WRENCH: COMBINATION,7/8 IN,RG | 7/8 IN,FLAT,OFFSET,292MM LG | Tools - Hand / Power :VANADIUM STL, SPANNER, 7/8 AF, FOR WORKSHOP TOOLS & EQUIP | EA | 2 | 1 | 2 | YES | 27.8864 | 42550.98 | GEDORE | 6006360 |  | 01 | 1 | 2CAC | [6 empty] | BENL3453 | 43770 |  | 45131
10257 | 29300000TL | 03483 | EG1019003 | P | 58001611 | 58 | EGTL Spares | Mtce | 72 | 72C | REGULATOR:FILTER AIR,1/8IN NPT | 55-125 PSIG IN,30-55 IN WC OUT | Filtration-Media : POLYCARBONATE BODY, PARKER PCV,120-XX-006, FOR OIL MIST GENERATOR, REFERENCE DRAWING NUMBER EGTL1-LSC-MEC-GA-200054.MFR : LUBRICATION SYSTEMS COMPANY (LSC) PART NUMBER: 77-600-807 OR WATTS FLUIDAIR PARKER PART NUMBER : B548-01AHC AN AL | EA | 1 | 0 | 1 | YES | 375.4225 | 158721.8945 | LUBRICATION SYSTEMS COMPA | 77-600-807 |  | 01,10,22 | 1 | 3BAC |  |  | 77700724-20-101 |  |  | 77-600-807 | FENL095 | 43770 | 45895 | 44890 | -2 | 2
10258 | 29300000TL | 03483 | EG1026006 | P | 58001626 | 58 | EGTL Spares | Mtce | 56 | 56Z | NUT: HEX | 3/8 IN DIA,13 UNC-2B,3/8 IN HT | *OBS*Fastener-Other : 410 SS-B6 - 12CR,ASTM A194,GR 6, NUT 410SS 3/8 IN,150-VC-012/014/015. FOR TOWER TRAY | EA | 861 | 649 | 928 | YES | 4.8157 | 7536.1361 | KOCH-GLITSCH | B411DEA06N17 |  | 01,21,22 | 1 | 1AXX | 2BAB |  | 926232-D002 TO D023 |  |  |  |  | 43770 |  | 45523
10259 | 29200000TL | 03483 | EG1026006 | P | 58001629 | 58 | EGTL Spares | Mtce | 66 | 66A | BOLT: STUD MANWAY,3/8 IN DIA | 16 UNC-2A,50 MM THD LG | Valve-Ball : A193-B6 - 12 CR,ASTM A193,GR B6, STUD-MWL#5M 410-B6 (50MM) 150-VC-012/014/015, FOR TOWER TRAY | EA | 60 | 24 | 48 | NO | 1.32 | 204.93 | KOCH-GLITSCH | B411PMA06050 |  | 02,22 | 1 | 1AXX |  |  | 926232-D002 TO D023 |  |  |  |  | 41343 | 45298 |  |  |  | -230 | 1
10260 | 29300000TL | 03483 | EG1026006 | S | 58001631 | 58 | EGTL Spares | Mtce | 66 | 66A | BOLT: MACHINE | 3/8 IN DIA,2 IN LG,16 TPI | Valve-Ball : &quot;HEX HD,A193-B6 - 12 CR,ANSI B18.2.2,GR B6, BOLT-FT 410-B6 3/8 X 1 TYPE: TOWER TRAY , 150-VC-012/014/015. &quot; | EA | 256 | 210 | 300 | YES | 9.4988 | 15249.3885 | KOCH-GLITSCH | B411PVA06050 |  | 02,22 | 1 | 1AXX |  |  | 926232-D002 TO D023 |  |  |  |  | 45095 |  | 45523
10261 | 29200000TL | 03483 | EG1026006 | P | 58001633 | 58 | EGTL Spares | Mtce | 66 | 66A | BOLT: MACHINE | 5/8 IN DIA,2-1/2 IN LG,11 TPI | Valve-Ball : &quot;HEX HD,A193-B6 B- 12CR,ANSI B18.2.2,GR B6, BOLT-FT 410-B6 5/8 X 2.5 TYPE: TOWER TRAY , 150-VC-012&quot; | EA | 30 | 0 | 0 | NO | 9.5 | 2916.5 | KOCH-GLITSCH | B411PVA10060 |  | 02,22 | 1 | 1AXX |  |  | 926232-D002 TO D023 |  |  |  |  | 41343 | 42664 | 42711
10262 | 29200000TL | 03483 | EG1026014 | P | 58001636 | 58 | EGTL Spares | Mtce | 56 | 56Z | TAPE: 1 IN WD X 100FT LG | PRESSURE SENSITIVE SEALING | Fasteners / Hardware : REINFORCED FIBERGLASS,WHITE,GSKT-TAPE FGLAS 1/16 IN X 1 IN NDW 100FT LNG 150-VC-012 | EA | 1 | 1 | 2 | NO | 116.4864 | 35499.22 | KOCH-GLITSCH | GH21T200X020 |  | 01 | 1 | 1AXX |  |  | 926232-D002 TO D023 |  |  |  |  | 41343 | 44857 | 41819
10263 | 29300000TL | 03483 | EG1026014 | P | 58001638 | 58 | EGTL Spares | Mtce | 56 | 56Z | TAPE: 2 IN WD X 100FT LNG | PRESSURE SENSITIVE SEALING | Fasteners / Hardware : &quot;REINFORCED FIBERGLASS,WHITE, GSKT-TAPE FGLAS 1/16 IN X 2 IN DW 100FT LNG , 150-VC-012&quot; | EA | 3 | 2 | 3 | YES | 63.18 | 94598.7822 | KOCH-GLITSCH | GH21T200X050 |  | 01 | 1 | 1AXX |  |  | 926232-D002 TO D023 |  |  |  |  | 43770 | 45766 | 45943 | -1 | 1
10264 | 29200000TL | 03483 | EG1026014 | S | 58001639 | 58 | EGTL Spares | Mtce | 56 | 56Z | TAPE: 4 IN X 100 FT | PRESSURE SENSITIVE SEALING | Fasteners / Hardware : &quot;REINFORCED FIBERGLASS,WHITE, GSKT-TAPE FGLAS 1/16 IN X 4 IN DW 100FT ROLL , 150-VC-012&quot; | EA | 1 | 1 | 2 | NO | 432.81 | 132050.331 | KOCH-GLITSCH | GH21T200X100 |  | 01 | 1 | 1AXX |  |  | 926232-D002 TO D023 |  |  |  |  | 41343 | 44857 | 42809
10265 | 29300000TL | 03483 | EG1026006 | S | 58001649 | 58 | EGTL Spares | Mtce | 56 | 56Z | WASHER: FLAT 3/8 IN NOM | 3/8 IN ID,1 IN OD,2.7 MM THK | *OBS*Fastener-BottWa : 410 SS,ASTM A240,GR 410 S, WASHER 410S 10.5 X 25 12G TYPE: TRAY 150-VC-012/014/015 | EA | 128 | 79 | 114 | YES | 7.1144 | 10628.4427 | KOCH-GLITSCH | H410WS252510 |  | 01,22 | 1 | 1AXX |  |  | 926232-D002 TO D023 |  |  |  |  | 43770 |  | 45798
10266 | 29200000TL | 03483 | EG1026006 | P | 58001650 | 58 | EGTL Spares | Mtce | 66 | 66A | WASHER: FLAT 3/8 IN NOM | 3/8 IN ID,38 MM OD,2.7 MM THK | Valve-Ball : 410 SS,ASTM A240,GR 410 S,WASHER 410S 10.5 X 38 12G TYPE: TRAY, 150-VC-012/014/015 | EA | 12 | 0 | 0 | NO | 0.66 | 102.465 | KOCH-GLITSCH | H410WS253910 |  | 01,22 | 1 | 1AXX |  |  | 926232-D002 TO D023 |  |  |  |  | 41343 | 44857
10267 | 29200000TL | 03483 | EG1026006 | P | 58001654 | 58 | EGTL Spares | Mtce | 56 | 56Z | WASHER: FLAT 3/8 IN NOM | 3/8 IN ID,38 MM OD,1/8 IN THK | *OBS*Fastener-BottWa : 410 SS,ASTM A240,GR 410 S,WASHER 410 10.5X44 10G TYPE: TRAY 150-VC-012 | EA | 46 | 0 | 0 | NO | 1.19 | 184.7475 | KOCH-GLITSCH | H410WS304410 |  | 01,22 | 1 | 1AXX |  |  | 926232-D002 TO D023 |  |  |  |  | 41343 | 44857
10268 | 29200000TL | 03483 | EG1026006 | P | 58001655 | 58 | EGTL Spares | Mtce | 56 | 56Z | WASHER: FLAT 1/2 IN NOM | 9/16 IN ID,1 1/2 IN OD,3/16 IN | Fasteners / Hardware : 410 SS,ASTM A240,GR 410 S, WASHER 410S 13.5 X 38 7G TYPE: TRAY 150-VC-012 | EA | 180 | 0 | 0 | NO | 7.1805 | 1397.5329 | KOCH-GLITSCH | H410WS403913 |  | 01,22 | 1 | 1AXX |  |  | 926232-D002 TO D023 |  |  |  |  | 41343 | 44857 | 42082
10269 | 29300000TL | 03483 | EG1022004 | P | 58001659 | 58 | EGTL Spares | Mtce | 73 | 73A | PLUG:TUBE SHEET,1-1/8 IN | SA 350, 1600-2610 F01 | *OBS*HEAT TRANS-PART : | EA | 86 | 44 | 64 | YES | 285.0585 | 439493.8365 | PROJECT PIPING MATLS UK | 1600-2610 F01 | R667X000502 | 01,22 | 1 | 1BBB | 1BBB |  | 1600 F01 2000 |  |  |  |  | 43770 |  | 45841
10270 | 29300000TL | 03483 | EG1022016 | P | 58001660 | 58 | EGTL Spares | Mtce | 73 | 73A | PLUG: TUBE SHEET,1-1/8 IN | SA 350, 1600-2610 G01 | *OBS*HEAT TRANS-PART : | EA | 60 | 42 | 60 | YES | 53.13 | 76684.6542 | BTT | 1600-2610 G01 |  | 01,22 | 1 | 1AXX | 1BBB |  | 1600 G01 2000 |  |  |  |  | 43770 |  | 45841
10271 | 29200000TL | 03483 | EG1022004 | P | 58001661 | 58 | EGTL Spares | Mtce | 73 | 73A | GASKET:PLUG,29 IN X 35.5 IN | SOFT IRON,CIRCULAR | *OBS*HEAT TRANS-PART : COMPOSITION: SOFT IRON, FOR AIRCOOLERS | EA | 2446 | 0 | 0 | NO | 0.9 | 139.725 | BTT | 1600-2611 F/G/H/J01 |  | 01,22 | 1 | 1AXX | 2BAB |  | 1600 F/G/H/J01 2000 |  |  |  |  | 40914 | 45770 |  | -640 | 4 | -2950 | 3 | -30 | 1
10272 | 29200000TL | 03483 | EG1023008 | S | 58001679 | 58 | EGTL Spares | Mtce | 56 | 56Z | RING: BACK-UP | OD 21.858 IN, ID 21.500 IN | Fasteners / Hardware : THK 0.091 IN, DF5 089 A01. FOR RECYCLE COMPRESSOR | EA | 4 | 0 | 0 | NO | 618.7899 | 96060.9375 | DRESSER RAND | 002-310-052 | N6S3T3TXR1DU1A | 01 | 1 | 1AXX |  |  | 002-310-052 / 598-953-201 |  |  |  |  | 41344 | 45293 | [5 empty] | -4 | 3
10273 | 29200000TL | 03483 | EG1023005 | P | 58001682 | 58 | EGTL Spares | Mtce | 76 | 76Z | RING: BACK-UP, OD 20.358 IN | ID 20.000 IN, THK 0.091 IN | Pumps-Other : DF5 089 A01 BUNDLE ASSEMBLY D06R8S.FOR RECYCLE COMPRESSOR | EA | 2 | 2 | 4 | NO | 710.4658 | 110292.705 | DRESSER RAND | 002-310-013 | 1756-OF8H | 01 | 1 | 1AXX |  |  | 002-310-013 / 598-953-201 |  |  |  |  | 41344 | 45287 | [5 empty] | -2 | 1
10274 | 29200000TL | 03483 | EG1023006 | P | 58001709 | 58 | EGTL Spares | Mtce | 54 | 54A | GASKET: ANSI FLANGE 6 IN | 0 | Gaskets : DF5 089 A01. FOR RECYCLE COMPRESSOR | EA | 2 | 0 | 0 | NO | 25.5916 | 3972.8475 | DRESSER RAND | 8362020150 | 4799496 (WP) | 01 | 1 | 1AXX |  |  | 8362020150 |  |  |  |  | 41344
10275 | 29300000TL | 03483 | EG1023004 | S | 58001711 | 58 | EGTL Spares | Mtce | 72 | 72Z | ELEMENT: SEAL GAS MAIN FILTER | INDUFIL FILTER ELEMENT | *OBS*Filtration-Elem : SIZE: 54MM X 158MM , MATERIAL: COMPLETE STAINLESS STEEL, ITEM 4 ON DRAWING NR 057.05.140.99 FOR FILTER HOUSING : IDGS 1-85 | EA | 4 | 0 | 1 | YES | 2854.235 | 1457265.1904 | INDUFIL |  | DRR-S-0085-H-SS003-V | 01,22 | 1 | 1AXX | [6 empty] | AGVL259 | 43770 | 45282 | 45317 |  |  |  |  | -2 | 1
10276 | 29300000TL | 03483 | EG1027015 | P | 58001713 | 58 | EGTL Spares | Mtce | 72 | 72C | ELEMENT: LUBE OIL FILTER | INDUFIL FILTER ELEMENT | Filtration-Media : ITEM 3 ON DRAWING NR 045.63.316.99 FOR FILTER HOUSING : IDGL 2-620EQUIPMENT NUMBER: 150-XF-002A/B. | EA | 6 | 1 | 2 | YES | 2065.1 | 865789.8533 | INDUFIL | RFR-S-0620-API-PF025-V | PART NO :RFR-S-0620-API-P | 01,22 | 1 | 1AXX |  |  | RFR-S-0620-API-PF025-V |  |  |  | BNL4931 | 43770 |  | 44716
10277 | 29200000TL | 03483 | EG1024013 | P | 58001722 | 58 | EGTL Spares | Mtce | 14 | 14Z | PROBE:PROXIMITY PROBE,1.8 IN | 330171 3300,5 MM TIP DIA | Instruments - Other & Parts : 1M CABLE LG,AISI 304 SST, DF5 089 A01, FOR RECYCLE COMPRESSOR. | EA | 5 | 0 | 0 | NO | 1045.7525 | 203465.7693 | DRESSER RAND | 531-136-002 | 531-136-002 | 22 | 1 | 1AXX |  |  | 531-136-002 |  |  |  |  | 40914 | 45440 | 42026 |  |  | -1 | 1
10278 | 29200000TL | 03483 | EG1023003 | S | 58001732 | 58 | EGTL Spares | Mtce | 51 | 51C | CAPACITOR:80025-523-12-R,0.2UF | 2.4 KVRMS,+/-5% | Electric Components - Motor / Generator :SNUBBER CAPACITOR, DF5 089 A01, FOR RECYCLE COMPRESSOR | EA | 2 | 1 | 2 | NO | 935.6655 | 145262.07 | DRESSER RAND | 80025-523-12-R | 80025-523-12-R | 01,10,22 | 1 | 1AXX |  |  | 80025-523-12-R |  |  |  |  | 40914
10279 | 29300000TL | 03483 | EG1026002 | P | 58001737 | 58 | EGTL Spares | Mtce | 51 | 51B | LIGHT: INDICATING,2,24V | AC/DC,RED LED,PANEL MOUNT | Electric Components - Lighting : PILOT LIGHT LED - NEMA TYPE 4/4X/13 FOR HAZARDOUS LOCATIONS DIVISION, SCREW TERMINAL, FOR DIV 2 AREA DF5 089 A01, FOR RECYCLE COMPRESSOR | EA | 2 | 1 | 2 | YES | 60.16 | 95356.608 | ALLEN BRADLEY | 800FP-P4PN3R | L01A-001-0424R | 01,10,22 | 1 |  |  |  | L01A-001-0424R |  |  |  |  | 43782 |  | 45713
10280 | 29200000TL | 03483 | EG1023010 | P | 58001781 | 58 | EGTL Spares | Mtce | 54 | 54D | O-RING:R3256,VITON A70 | FOR RECYCLE COMPRESSOR | *OBS*GS&P-O-Rings : ITEM 144, 150-XF-002A/B DF5 089 A01 | EA | 8 | 0 | 0 | NO | 67.6052 | 10495.7 | DRESSER RAND | R 3256 | R 3256 | 01,22 | 1 | 1AXX | 1AXX |  | R 3256 |  |  |  |  | 40914
10281 | 29200000TL | 03483 | EG1023010 | P | 58001782 | 58 | EGTL Spares | Mtce | 54 | 54D | O-RING:R 4093,VITON A 90 | FOR RECYCLE COMPRESSOR | *OBS*GS&P-O-Rings : ITEM 144, 150-XF-002A/B DF5 089 A01 | EA | 4 | 0 | 0 | NO | 27.2793 | 4235.11 | DRESSER RAND | R 4093 | R 4093 | 01,22 | 1 | 1AXX | 1AXX |  | R 4093 |  |  |  |  | 40914
10282 | 29200000TL | 03483 | EG1023010 | P | 58001783 | 58 | EGTL Spares | Mtce | 54 | 54D | O-RING:R4225,VITON A90 | FOR RECYCLE COMPRESSOR | *OBS*GS&P-O-Rings : ITEM 144 DF5 089 A01 | EA | 8 | 0 | 0 | NO | 69.9773 | 10863.97 | DRESSER RAND | R 4225 | R 4225 | 01,22 | 1 | 1AXX | 1AXX |  | R 4225 |  |  |  |  | 40914
10283 | 29200000TL | 03483 | EG1023004 | P | 58001786 | 58 | EGTL Spares | Mtce | 54 | 54D | O-RING:R 106,VITON A70 | FOR RECYCLE COMPRESSOR | *OBS*GS&P-O-Rings : DF5 089 A01 | EA | 61 | 0 | 0 | NO | 15.2271 | 2364 | DRESSER RAND | R106 | R106 | 01,22 | 1 | 1AXX | 1AXX |  | R106 |  |  |  |  | 40914 | 45278 | [5 empty] | -1 | 1
10284 | 29200000TL | 03483 | EG1024011 | S | 58001787 | 58 | EGTL Spares | Mtce | 54 | 54D | O-RING:R 2056,VITON A70 | FOR RECYCLE COMPRESSOR | *OBS*GS&P-O-Rings : DF5 089 A01 | EA | 30 | 0 | 0 | NO | 15.4187 | 2393.76 | DRESSER RAND | R2056 | R2056 | 01,22 | 1 | 1AXX | 1AXX |  | R2056 |  |  |  |  | 40914 | 45278 | [5 empty] | -1 | 1
10285 | 29200000TL | 03483 | EG1024011 | P | 58001790 | 58 | EGTL Spares | Mtce | 54 | 54D | O-RING:R 4131,VITON A90 | FOR RECYCLE COMPRESSOR | *OBS*GS&P-O-Rings : DF5 089 A01 | EA | 3 | 0 | 0 | NO | 34.9946 | 5432.91 | DRESSER RAND | R4131 | R4131 | 01,22 | 1 | 1AXX | 1AXX |  | R4131 |  |  |  |  | 40914 | 45286 | [5 empty] | -3 | 2
10286 | 292000TLDE | 03483 | EG1026016 | P | 58001793 | 58 | EGTL Spares | Mtce | 66 | 66F | PLUG: VALVE,CONTROL,1IN NPS | 316 SS WITH ALLOY 6 | Valve - Parts and Accessories :DF5 089 A01 , VALVE PLUG FOR NPS 1 HPS AND HPAS VALVES WITH MICRO-FLUTE PLUG TYPE: PLUG FOR VALVE 1 FLUTE SIZE: 0.25 INCH / 6.4 MM, FOR RECYCLE COMPRESSOR | EA | 1 | 0 | 0 | NO | 12290.415 | 17739370.5 | DRESSER RAND | 17A8607X052 | 17A8607X052 | 02,22 | 1 |  |  |  | 17A8607X052 |  |  |  |  | 45685 |  |  | 1 | 1
10287 | 29200000TL | 03483 | EG1023004 | P | 58001797 | 58 | EGTL Spares | Mtce | 54 | 54D | O-RING:O-RING I1075,VITON AD | FOR RECYCLE COMPRESSOR | *OBS*GS&P-O-Rings : DF5 089 A01 | EA | 11 | 0 | 0 | NO | 81.6461 | 12675.56 | DRESSER RAND | I1075 | I1075 | 01,22 | 1 | 1AXX | 1AXX |  | I1075 |  |  |  |  | 40914 | 45282 | [5 empty] | -1 | 1
10288 | 29200000TL | 03483 | EG1024011 | P | 58001798 | 58 | EGTL Spares | Mtce | 54 | 54D | O-RING:O-RING R 2081,VITON AD | FOR RECYCLE COMPRESSOR | *OBS*GS&P-O-Rings : DF5 089 A01 | EA | 5 | 0 | 0 | NO | 45.6691 | 7090.13 | DRESSER RAND | R2081 | R2081 | 01,22 | 1 | 1AXX | 1AXX |  | R2081 |  |  |  |  | 40914 | 45278 | [5 empty] | -1 | 1
10289 | 29200000TL | 03483 | EG1024011 | S | 58001799 | 58 | EGTL Spares | Mtce | 66 | 66F | BUSHING:BUSHING IR-1 IN | DIA 26 MM X 20 MM X 9.5MM,PEEK | Valve - Parts & Accessories :DF5 089 A01 RECYCLE COMPRESSOR | EA | 5 | 0 | 0 | NO | 592.8357 | 92037.75 | DRESSER RAND | DIA 26 X 20 X 9,5 | DIA 26 X 20 X 9,5 | 01,22 | 1 | 1AXX |  |  | DIA 26 X 20 X 9,5 |  |  |  |  | 40914 | 45278 | [5 empty] | -1 | 1
10290 | 29200000TL | 03483 | EG1024011 | P | 58001800 | 58 | EGTL Spares | Mtce | 54 | 54D | O-RING:R3200,50.47 MM ID | 55.71 MM OD,2.62 MM WD | *OBS*GS&P-O-Rings : VITON AD,BS136, DF5 089 A01, RECYCLE COMPRESSOR | EA | 7 | 0 | 0 | NO | 119.9952 | 18629.26 | DRESSER RAND | R3200 | R3200 | 01,22 | 1 | 1AXX | 1AXX |  | R3200 |  |  |  |  | 40914 | 45278 | [5 empty] | -1 | 1
10291 | 29200000TL | 03483 | EG1024011 | S | 58001801 | 58 | EGTL Spares | Mtce | 54 | 54D | O-RING:R 3081,20.24 MM ID | 25.48 MM OD,2.62 MM WD | *OBS*GS&P-O-Rings : VITON A90, BS117, DF5 089 A01, RECYCLE COMPRESSOR | EA | 5 | 0 | 0 | NO | 51.3233 | 7967.43 | DRESSER RAND | R3081 | R3081 | 01,22 | 1 | 1AXX | 1AXX |  | R3081 |  |  |  |  | 40914 | 45278 | [5 empty] | -1 | 1
10292 | 29200000TL | 03483 | EG1017018 | P | 58002278 | 58 | EGTL Spares | Mtce | 11 | 11Z | MODULE:8 CHANNEL ANALOG OUTPUT | 4-20MA OUTPUT,24VDC POWER | Computer Hardware - Peripherals : FOR TERMINATION BOARD | EA | 3 | 1 | 3 | NO | 4712.4 | 1438412.976 | YOKOGAWA | SAI533-H63 |  | 01,22 | 1 |  |  |  | ETSW05221-RIB1-1-101-1 |  |  |  |  | 41257 | 43130 | 43148
10293 | 29200000TL | 03483 | EG1021016 | S | 58002379 | 58 | EGTL Spares | Mtce | 72 | 72Z | ELEMENT: FILTER,GAS,80MM SQ65% | DOWN TO 5 MICRON,POLYESTER | *OBS*Filtration-Elem : VARIOUS GAS ANALYSERS, 110-AIT-1407, 110-AIT-2407 | PK | 8 | 0 | 0 | NO | 18.1352 | 2815.67 | SERVOMEX | 2388-1981 | 2388-1981 | 01,22 | 1 | 3CCA | 3CCA |  | 04000/005C/3 |  |  |  |  | 40914 | 43876
10294 | 29200000TL | 03483 | EG1017013 | P | 58002391 | 58 | EGTL Spares | Mtce | 51 | 51C | CONTACTOR: MOTOR | OVERHEAD CRANE | Electric Components - Motor / Generator :&quot;NON REVERSING,IEC,600V LINE,110V COIL,25A,4 POLE, PLASTIC 145-XX-014 TELEMECANIQUE - LC1DT25F7&quot; | EA | 1 | 0 | 0 | NO | 105.1774 | 32130.8875 | KONECRANES | 52304277 | 6441370XXF03EP00 | 01,10,22 | 1 |  |  |  | EGTL1-KCL-MEC-OM-451601 |  |  |  |  | 41183 | 44964 | 42850 |  |  |  |  | -1 | 1
10295 | 29200000TL | 03483 | EG1025004 | P | 58002448 | 58 | EGTL Spares | Mtce | 65 | 66H | SPUD:PILOT MIXER SPUD | 1/2 IN DRILLED LB52 MTD, SS | Valve-Safety Relief : 150-HF-001/002, CALLIDUS- STD-1876 | EA | 4 | 0 | 0 | NO | 293.5186 | 45568.77 | CALLIDUS | STD-1875 | STD-1875 | 22 | 1 | 1BAB |  |  | DB-070142-303/304 |  |  |  |  | 40914
10296 | 29200000TL | 03483 | EG1025004 | S | 58002449 | 58 | EGTL Spares | Mtce | 51 | 51Z | PLUG: SPARK | HYDROCRACKER FURNACE | Electric-Other : 150-HF-001/002, FEDERAL MOGUL AUBURN - F-68 | EA | 8 | 0 | 0 | NO | 162.188 | 47166.9575 | AUBURN | F-68 | F-68 | 01,22 | 1 | 1BAB |  |  | DB-070142-303/304 |  |  |  |  | 40914 | 42652 | 42711
10297 | 29200000TL | 03483 | EG1025004 | P | 58002450 | 58 | EGTL Spares | Mtce | 70 | 70A | TIP: IGNITION ROD | 3/16 IN DIA X 6 1/8 IN LG, SS | Furnaces / Heaters & Associated Parts : 150-HF-001/002,CALLIDUS -STD -1857. (Material Number 4026218 ) | EA | 17 | 0 | 0 | NO | 98.941 | 28925.2266 | CALLIDUS | STD-1857 | STD-1857 | 22 | 1 | 1AXX | 1AXX |  | DB-070142-303/304 |  |  |  |  | 40914 | 44546 | 43670
10298 | 29200000TL | 03483 | EG1025004 | P | 58002451 | 58 | EGTL Spares | Mtce | 70 | 70A | TIP | PILOT,1 IN FNPT | Furnaces / Heaters & Associated Parts : 150-HF-001/002,CALLIDUS - STD-1412-CK20OEM material number 4026170 | EA | 10 | 0 | 0 | NO | 293.4321 | 69762.673 | CALLIDUS | STD-1412-CK20 | STD-1412-CK20 | 02,22 | 1 | 1BAB | 2CBC |  | DB-070142-303/304 |  |  |  |  | 40914 | 42555 | 42579
10299 | 29200000TL | 03483 | EG1025004 | P | 58002452 | 58 | EGTL Spares | Mtce | 70 | 70A | TIP: FLAME ROD TIP | 3/16 IN DIA. X 11 3/4 IN LG | Furnaces / Heaters & Associated Parts : "KANTHAL, 150-HF-001/002,CALLIDUS - 25220R" | EA | 9 | 0 | 0 | NO | 148.0699 | 44676.708 | CALLIDUS | 25220R | 25220R | 22 | 1 | 1AXX | 1AXX |  | DB-070142-303/304 |  |  |  | ZEGS070 | 40914 | 44546 | 43670
10300 | 29200000TL | 03483 | EG1025004 | P | 58002454 | 58 | EGTL Spares | Mtce | 66 | 66H | TIP: PRIMARY GAS | 1/4 IN STAINLESS STEEL | Valve-Safety Relief : ASSY 150-HF-001,CALLIDUS - BB-070142-402 | EA | 6 | 0 | 0 | NO | 497.1846 | 77187.91 | CALLIDUS | BB-070142-402 | BB-070142-402 | 22 | 1 | 1BAB | 2BBB |  | DB-070142-301 |  |  |  |  | 40914
10301 | 29200000TL | 03483 | EG1019018 | P | 58002581 | 58 | EGTL Spares | Mtce | 51 | 51Z | BATTERY: DRY CELL LITHIUM | LIQUID AND GAS TURBINES METERS | Electric-Other : &quot;8.5 TO 30VDCVDC,C,2 WIRE TERMINALS, 175-FE-0001/171-FE-0051 LITHIUM&quot; | PC | 4 | 0 | 0 | NO | 60.0348 | 9317.4 | SAFT LTD | 504-05-478 | 504-05-478 | 22 | 1 | 2AAC | [7 empty] | 40914
10302 | 29300000TL | 03483 | EG1021009 | P | 58002603 | 58 | EGTL Spares | Mtce | 65 | 65A | BAR:PRY, 18 IN LG, | ALLOY STEEL | Tools - Hand / Power :WORKSHOP TOOLS & EQUIPMENT | EA | 4 | 2 | 4 | YES | 36.01 | 14974.2182 | STANLEY PROTO | J2120 18 |  | 01,22 |  | 2CAC | [7 empty] | 43770 |  | 44635
10303 | 29200000TL | 03483 | EG1026005 | P | 58002638 | 58 | EGTL Spares | Mtce | 54 | 54D | O-RING:340MM ID,5MM WD,EPDM, | ISO 3601, COMPENSATING BYPASS | *OBS*GS&P-O-Rings : &quot;CV, V11280,V21280 8 IN -150# SHROEDER- 37000306&quot; | EA | 2 | 0 | 0 | NO | 137.774 | 21389.42 | SCHROEDER / RIGHT FLOW | 37000306 | 37000306 | 01,22 | 1 | 2BBC | 2BBC |  | 2K 1010 0092 / 37000306 |  |  |  |  | 40915
10304 | 29200000TL | 03483 | EG1023013 | P | 58002642 | 58 | EGTL Spares | Mtce | 54 | 54D | O-RING:545MM ID,7MM WD ,EPDM, | ISO 3601,COMPENSATING BYPASS | *OBS*GS&P-O-Rings : &quot;CV, V11270,V21270 SCHROEDER-81001065 14 IN -300#&quot; | EA | 6 | 0 | 0 | NO | 385.7673 | 59890.38 | SCHROEDER / RIGHT FLOW | 81001065 | 81001065 | 01,22 | 1 | 2BBC | 2BBC |  | 1K 463R 003 / 81001065 |  |  |  |  | 40915
10305 | 29200000TL | 03483 | EG1023013 | P | 58002643 | 58 | EGTL Spares | Mtce | 54 | 54D | O-RING:240.89MM ID,3.53MM WD | COMPENSATING BYPASS CV | *OBS*GS&P-O-Rings : &quot;EPDM,ISO 3601, V11270,V21270 14 IN -300# SCHROEDER - 81000833&quot; | EA | 2 | 0 | 0 | NO | 81.4664 | 12647.66 | SCHROEDER / RIGHT FLOW | 81000833 | 81000833 | 01,22 | 1 | 2BBC | 2BBC |  | 1K 463R 003 / 81000833 |  |  |  |  | 40915
10306 | 29200000TL | 03483 | EG1023013 | P | 58002644 | 58 | EGTL Spares | Mtce | 54 | 54D | O-RING:266.29MM ID,3.53MM WD | COMPENSATING BYPASS CV | *OBS*GS&P-O-Rings : &quot;EPDM,ISO 3601, V11270,V21270 14 IN -300# SCHROEDER - 81001066&quot; | EA | 2 | 1 | 2 | NO | 85.0605 | 13205.64 | SCHROEDER / RIGHT FLOW | 81001066 | 81001066 | 01,22 | 1 | 2BBC | 2BBC |  | 1K 463R 003 / 81001066 |  |  |  |  | 40915
10307 | 29200000TL | 03483 | EG1023016 | P | 58002645 | 58 | EGTL Spares | Mtce | 66 | 66F | SPRING:DOUBLE COIL,350MM,A167 | (301), COMPENSATING BYPASS CV | Valve - Parts & Accessories :&quot;V11270, V21270 14 IN -300# SCHROEDER - 39000119&quot; | EA | 2 | 1 | 2 | NO | 2564.9934 | 398215.23 | SCHROEDER / RIGHT FLOW | 39000119 | 39000119 | 01,22 | 1 | 2BBC |  |  | 1K 463R 003 / 39000119 |  |  |  |  | 40915
10308 | 29300000TL | 03483 | EG1017017 | P | 58002703 | 58 | EGTL Spares | Mtce | 14 | 14H | GAUGE:PRESSURE 0-100 MBAR | RANGE, TC & PRESSURE GAUGES | Pressure measuring and control Instruments : &quot;100 MM DIAL,1/2 IN NPT,304 SS CASE,316L SS TUBE,316L SS,BOTTOM,DIRECT MOUNT,NON FILLED, 632.50.100, CAPSULE, 1/2 NPTPROCESS CONNECTION. FOR OXYGEN SERVICE: OIL & GREASE FREE 0-100 MBAR&quot; | EA | 4 | 0 | 1 | YES | 933.66 | 336584.43 | WIKA INSTRUMENTS | 46144188C | 46144188C | 05,22 | 1 | 2AAC |  |  | 4500797905GA02/07/PC |  |  |  |  | 43770 |  | 43863 |  |  |  |  | 2 | 1
10309 | 29200000TL | 03483 | EG1023002 | P | 58002732 | 58 | EGTL Spares | Mtce | 66 | 66O | PIN:STOP,410 SS | NOZ AND DUAL PLATE CHECK VLVES | Valve - Check : &quot;ITEM NO 4 ON EGTL1-REI-PIP-DD-300002 SP-30-015&quot; | EA | 1 | 0 | 0 | NO | 13 | 2018.25 | CRANE |  | 10304-85-52 | 01,22 | 1 | 2BBC |  |  | EGTL1-REI-PIP-DD-300002 |  |  |  |  | 40915
10310 | 29200000TL | 03483 | EG1023011 | P | 58002735 | 58 | EGTL Spares | Mtce | 66 | 66F | SPRING: CHECK VALVE,INC X-750 | NOZ AND DUAL PLATE CHECK VLVES | Valve - Parts & Accessories :SILVER, SP-30-185/285, ITEM NO 6 ON EGTL1-REI-PIP-DD-300001 | EA | 2 | 0 | 0 | NO | 406 | 63031.5 | CRANE |  | 21012-5 | 01,22 | 1 | 2BBC |  |  | EGTL1-REI-PIP-DD-300001 |  |  |  |  | 40915
10311 | 29200000TL | 03483 | EG1023002 | P | 58002737 | 58 | EGTL Spares | Mtce | 66 | 66F | SPRING:CHECK VALVE,INC X-750 | NOZ AND DUAL PLATE CHECK VLVES | Valve - Parts & Accessories :&quot;SILVER, ITEM NO 9 ON EGTL1-REI-PIP-DD-810001 SP-81-00&quot; | EA | 1 | 0 | 0 | NO | 1368 | 212382 | CRANE |  | 25501-52 | 01,22 | 1 | 2BBC |  |  | EGTL1-REI-PIP-DD-810001 |  |  |  |  | 40915
10312 | 29300000TL | 03483 | EG1018016 | P | 58002772 | 58 | EGTL Spares | Mtce | 56 | 56Z | COMPOUND: SEALING HYLOMAR | GASKET SEALANT, BLUE | HYLOMAR F/HMMS000/100G 100G HYLOMAR UNIVERSAL ADHESIVE - BLUE | EA | 5 | 4 | 7 | YES | 40 | 61370 | HYLOMAR | F/HMMS000/100G | X2928 | 01,22 | 1 | 1BBB |  |  | X2928 |  |  | F/HMMS000/100G | WPGR061 | 43782 | 45992 | 45862 | -7 | 3 | -14 | 6 | -3 | 1
10313 | 29200000TL | 03483 | EG1023005 | P | 58002794 | 58 | EGTL Spares | Mtce | 66 | 66H | RING: RETAINING SAFETY RELIEF | VALVE, 6 IN, INC X-750, PSV'S | Valve-Safety Relief : | EA | 3 | 0 | 0 | NO | 6.6667 | 1199.96 | DRESSER | 2410804 | 2410804 | 22 | 1 | 1AXX |  |  | EGTL1-DRE-PRO-GA-450002 |  |  |  |  | 40914 |  | 42224
10314 | 29200000TL | 03483 | EG1023013 | P | 58002823 | 58 | EGTL Spares | Mtce | 66 | 66Z | VALVE: NEEDLE 1/2 IN, 6000 LB | FEMALE SW X FNPT, 0.21 IN | Valve-Other : ORIFICE, SS BODY, METAL SEAT, T-HANDLE HAND OPERATED,240 DEG C,PTFE, B16.11, BS EN 10088 1.4404, OXYGEN CLEANED | EA | 1 | 0 | 0 | NO | 6.3849 | 991.25 | OLIVER VALVES | F50S/OXY/SW-IN-B16.11 | F50S/OXY/SW-IN-B16.11 | 02,22 | 1 | 3CBA |  |  | 17881-1 & 17881BOM |  |  |  |  | 40915 | 44581
10315 | 29300000TL | 03483 | EG1025005 | P | 58002825 | 58 | EGTL Spares | Mtce | 66 | 66Z | VALVE:NEEDLE 1/2 IN,6000 PSIG | FNPT, 0.21 IN ORIFICE, SS BODY | Valve-Other : METAL SEAT, T-HANDLE OPERATED, 240 DEG C, PTFE, HAND VALVE, BS EN 10088 1.4404 | EA | 1 | 0 | 1 | YES | 86.33 | 39748.9219 | OLIVER VALVES | F50S | F50S | 02,22 | 1 | 3CBA |  |  | 17881-1 & 17881BOM |  |  |  |  | 43770 | 45000 | 45007 |  |  |  |  | -1 | 1
10316 | 29200000TL | 03483 | EG1023007 | P | 58002827 | 58 | EGTL Spares | Mtce | 66 | 66Z | MANIFOLD: NEEDLE 2-VALVE | 6000 LB, 1/2 IN,FNPT INLET | Valve-Other : 1/2 IN,FNPT OUTLET, METAL STEM, PTFE STEM SEAL/PACKING, SS BODY, 204 DEG C, GAUGE, WITH MOUNTING BRACKETS& BOLTS, BS EN 10088 1.4404. OXYGEN CLEANED | EA | 8 | 0 | 0 | NO | 317.5362 | 53167.7043 | OLIVER VALVES | G12FFS/BKTC/MSPD-V/OXY/PP | SEE ADDITIONAL INFO | 22 | 1 | 3CBA |  |  | 20007-10 |  |  |  |  | 40915 | 42342 | 42026
10317 | 29200000TL | 03483 | EG1023007 | P | 58002828 | 58 | EGTL Spares | Mtce | 66 | 66Z | MANIFOLD: NEEDLE 2-VALVE | 6000 PSIG,1/2 IN,FNPT INLET | Valve-Other : 1/2 IN,FNPT INLET,1/2 IN,FNPT OUTLET,PTFE STEM,GRAFOIL STEM SEAL/PACKING,SS BODY,204 DEG C, GAUGE, WITH MOUNTING BRACKETS & BOLTS, EN 10088 1.4404 | EA | 17 | 0 | 0 | NO | 205.2675 | 31863.6834 | OLIVER VALVES | G12FFS/AG/BKTC/PP | G12FFS/AG/BKTC/PP | 22 | 1 | 3CBA |  |  | 20007-10 |  |  |  |  | 40915 | 42130 | 41846
10318 | 29200000TL | 03483 | EG1025005 | P | 58002829 | 58 | EGTL Spares | Mtce | 66 | 66Z | MANIFOLD: NEEDLE 2-VALVE | 6000 PSIG,1/2 IN,FNPT INLET | Valve-Other : 1/2 IN,FNPT OUTLET,METAL STEM,PTFE STEM SEAL/PACKING,SS BODY,204 DEG C, GAUGE, WITH MOUNTING BRACKETS & BOLTS, BS EN 10088 1.4404 | EA | 13 | 0 | 0 | NO | 208.9556 | 34993.6125 | OLIVER VALVES | G12FFS/BKTC/PP | G12FFS/BKTC/PP | 22 | 1 | 3CBA |  |  | 20007-10 |  |  |  |  | 40915 | 45288 | 42026 |  |  |  |  | -4 | 1
10319 | 29200000TL | 03483 | EG1023002 | P | 58002831 | 58 | EGTL Spares | Mtce | 66 | 66Z | MANIFOLD: NEEDLE 2-VALVE | 6000 PSIG,1/2 IN,FNPT INLET | Valve-Other : 1/2 IN,FNPT INLET,1/2 IN,MNPT OUTLET,METAL STEM,GRAFOIL STEM SEAL/PACKING,SS BODY,204 DEG C, GAUGE, WITH MOUNTING BRACKETS AND BOLTS, BS EN 10088 1.4404 | EA | 15 | 0 | 0 | NO | 221.0907 | 38873.1419 | OLIVER VALVES | G12FMS/AG/BKTC/PP | G12FMS/AG/BKTC/PP | 22 | 1 | 3CBA |  |  | 20007-40 |  |  |  |  | 40915 | 45324 | 42422 |  |  | -4 | 1
10320 | 29200000TL | 03483 | EG1024008 | P | 58002837 | 58 | EGTL Spares | Mtce | 66 | 66R | ASSEMBLY:EXTENDED HEADWORK | DN40,VARIOUS, GLOBE VALVES | Valve - Globe : VALVE SEAL, DISC, GASKET, HEADPIECE, BOLTS, ELONG TUBE, STEM, GLAND PACKING&NUT, HANDWHEEL, SPRING | EA | 15 | 0 | 0 | NO | 96.2861 | 14948.42 | HEROSE | 28331.0400.7020 | 28331.0400.7020 | 01,22 | 1 | 2BBB |  |  | HEROSE CATALOGUE 2006 |  |  |  |  | 40915
10321 | 29200000TL | 03483 | EG1024008 | P | 58002846 | 58 | EGTL Spares | Mtce | 66 | 66R | ASSEMBLY: SHORT HEADWORK OXY | DN15, BRONZE, GLOBE VALVES | Valve - Globe : OXYGEN SERVICE | EA | 10 | 0 | 0 | NO | 56.5353 | 8777.1 | HEROSE | 28301.0150.7900 | 28301.0150.7900 | 01,22 | 1 | 2BBB |  |  | HEROSE CATALOGUE 2006 |  |  |  |  | 40915
10322 | 29200000TL | 03483 | EG1017019 | P | 58002882 | 58 | EGTL Spares | Mtce | 28 | 28E | SENSOR:GAS MONITOR 0-100% LEL | RANGE, 10-32 V DC | Fire and Gas Control Systems : EX SENSOR, SS, 110-AIT-1531, 110-AIT-1532, 110-AIT-1533, 110-AIT-1534, 110-AIT-1535, 110-AIT-1536, 110-AIT-2400, 110-AIT-2531, 110-AIT-2532, 110-AIT-2533,110-AIT-2534,110-AIT-2535,110- | EA | 1 | 0 | 0 | NO | 553.4465 | 123130.004 | DRAEGER | 6809790 | 6809790 | 01,22 | 1 | 1CCA |  |  | 4209971 |  |  |  |  | 40914 | 45818 | 43356 | -1 | 1
10323 | 29200000TL | 03483 | EG1023013 | P | 58002884 | 58 | EGTL Spares | Mtce | 28 | 28E | GUARD:SPLASH, 3/4 IN NPT | PLASTIC, GAS MONITOR | Fire and Gas Control Systems : 110-AIT-1531, 110-AIT-1532, 110-AIT-1533, 110-AIT-1534, 110-AIT-1535, 110-AIT-1536, 110-AIT-2400. PART NUMBER 4509315 REPLACED WITH PART NUMBER 6812510 | EA | 10 | 0 | 0 | NO | 116.2776 | 30639.0932 | DRAEGER | 58002884 | 4509315 | 01,10,22 | 1 | 2CCB | [7 empty] | 40914 | 43288 | 43300
10324 | 29200000TL | 03483 | EG1023013 | P | 58002885 | 58 | EGTL Spares | Mtce | 28 | 28E | ADAPTER:CALIBRATION,3/4 IN NPT | PLASTIC, GAS MONITOR | Fire and Gas Control Systems : 110-AIT-1531, 110-AIT-1532, 110-AIT-1533, 110-AIT-1534, 110-AIT-1535, 110-AIT-1536, 110-AIT-2400 | EA | 4 | 0 | 0 | NO | 4.8135 | 747.25 | DRAEGER | 4509314 | 4509314 | 01,22 | 1 | 2CCB | [7 empty] | 40914 | 41609
10325 | 29200000TL | 03483 | EG1025002 | P | 58002891 | 58 | EGTL Spares | Mtce | 66 | 66P | KIT:PIC CONTROLLED VALVE 6 IN | LOX TANK | Valve - Control : CONTAINS 1 IN X 6 IN CRYO SEAT S/A IN SS WITH PTFE INSERT,1 IN X 10 IN W/S SHAFT SEAL MN C IN PTFE,(2) 6 IN W/S IN GRAPHITE BODY SEAL,1 IN X 6 IN W/S INC X-750 INSERT SPRING | KI | 1 | 0 | 0 | NO | 1610.0032 | 249953 | NELES | 892-02-PV0604 | 892-02-PV0604 | 01,22 | 1 | 1BBC |  |  | 892-02 |  |  |  |  | 40914
10326 | 29200000TL | 03483 | EG1025006 | P | 58002897 | 58 | EGTL Spares | Mtce | 54 | 54A | GASKET:222MM X 168MM X 3MM | LOX TANK | Gaskets : PERMANITE SIGMA 511,FLAT - ROUND | EA | 2 | 0 | 0 | NO | 68.9984 | 10712 | FLEXITALLIC | 892-C.J | 892-C.J | 01,22 | 1 | 1BBC |  |  | APCRYO.05-C |  |  |  |  | 40914
10327 | 29200000TL | 03483 | EG1025011 | P | 58002908 | 58 | EGTL Spares | Mtce | 66 | 66F | KIT:TEFLON,6 IN VALVE | LOX TANK | Valve - Parts & Accessories :CONTAINS 1 SEAT PLASTOMETER, 8 SCREWS M6-12 CONICAL END, 8 SCREWS M6-12 FLAT END, KIT A, AMRI DN | KI | 1 | 0 | 0 | NO | 896.9984 | 139259 | AMRI | 892-02-V06274 | 892-02-V06274 | 01,22 | 1 | 1BBC |  |  | 892-02 |  |  |  |  | 40915
10328 | 29200000TL | 03483 | EG1025011 | P | 58002909 | 58 | EGTL Spares | Mtce | 66 | 66F | KIT:TEFLON,6 IN VALVE | LOX TANK | Valve - Parts & Accessories :CONTAINS 1 SEAT PLASTOMETER, 8 SCREWS M6-12 CONICAL END, 8 SCREWS M6-12 FLAT END, KIT A, AMRI DN | KI | 1 | 0 | 0 | NO | 896.9984 | 139259 | AMRI | 892-02-V06273 | 892-02-V06273 | 01,22 | 1 | 1BBC |  |  | 892-02 |  |  |  |  | 40915
10329 | 29200000TL | 03483 | EG1025011 | P | 58002910 | 58 | EGTL Spares | Mtce | 66 | 66F | KIT:TEFLON,6 IN VALVE | LOX TANK | Valve - Parts & Accessories :CONTAINS 1 SEAT PLASTOMETER, 8 SCREWS M6-12 CONICAL END, 8 SCREWS M6-12 FLAT END, KIT A, AMRI DN | KI | 1 | 0 | 0 | NO | 896.9984 | 139259 | AMRI | 892-02-V06223 | 892-02-V06223 | 01,22 | 1 | 1BBC |  |  | 892-02 |  |  |  |  | 40915
10330 | 29200000TL | 03483 | EG1025011 | P | 58002911 | 58 | EGTL Spares | Mtce | 66 | 66F | KIT:TEFLON,6 IN VALVE | LOX TANK | Valve - Parts & Accessories :CONTAINS 1 SEAT PLASTOMETER, 8 SCREWS M6-12 CONICAL END, 8 SCREWS M6-12 FLAT END, KIT A, AMRI DN | KI | 1 | 0 | 0 | NO | 896.9984 | 139259 | AMRI | 892-02-V06257 | 892-02-V06257 | 01,22 | 1 | 1BBC |  |  | 892-02 |  |  |  |  | 40915
10331 | 29200000TL | 03483 | EG1025011 | P | 58002917 | 58 | EGTL Spares | Mtce | 66 | 66P | SET:PIC CONTROLLED VALVE 6 IN | LOX TANK | Valve - Control : &quot;RKQ57 QP4, K818L CONTAININ - 2 QP4 BEARING DRIVE ARM IN STAINLESS STEEL WITH ACETYL LINING - 1 QP4 DIAPHRAGM IN BUNA-N - 2 QP4 THRUST BEARING IN NYLON - 2 QP4 BEARING CLEVIS IN STAI&quot; | ST | 1 | 0 | 0 | NO | 639.0016 | 99205 | NELES | 892-02-PV0604 | 892-02-PV0604 | 01,22 | 1 | 1BBC |  |  | 892-02 |  |  |  |  | 40914
10332 | 29300000TL | 03483 | EG1019020 | P | 58003057 | 58 | EGTL Spares | Mtce | 66 | 66S | KIT:PNEUMATIC ACTUATOR | FOR GP-085S-385A/C4 | Valve-Regulators : GP RANGE QUARTER TURN PNEUMATIC ACTUATOR, CONTAINS BODY FIBER SEAL, (BALL VALVES AND ACTUATORS) | EA | 1 | 0 | 1 | YES | 325 | 117162.5 | ROTORK | GP-085S-485A/C3 | WGB085 | 01 | 1 | 2CAB | 1BBB |  | EGTL1-LWI-INS-IN-453199 |  |  |  |  | 43770 |  | 43878
10333 | 29200000TL | 03483 | EG1026014 | P | 58003090 | 58 | EGTL Spares | Mtce | 56 | 56Z | BOLT:HEX BOLT | M12 DIA,45MM LG | *OBS*Fastener-Other : HEX HD,304 SS, EGTL1-SCC-VES-DD-500538, 150-VD-007, N, TOWER | ST | 10 | 4 | 8 | NO | 5.5 | 853.875 | HWA-SUNG BOLT CO. | T0062 BB010 | WO053904-K-T | 02,22 | 1 | 1BBB | 1BBB |  | T0062-150VD007-D-06 |  |  |  |  | 41342
10334 | 29300000TL | 03483 | EG1020015 | P | 58003114 | 58 | EGTL Spares | Mtce | 51 | 51F | BREAKER: CIRCUIT, GROUND FAULT | 240V,1 POLE,6A,5000 AMPSAIC | Electric Components - Circuit Protection:171-XP-001A/B/C, (SUBMERGED PUMP) | EA | 2 | 1 | 2 | YES | 744.13 | 282397.335 | SCHLUMBERGER | AC91707 | AC91707 | 01,10,22 | 1 | 2CAC |  |  | EGTL1-SLB-ELE-BD-710010 |  |  |  |  | 43782 |  | 43202
10335 | 29200000TL | 03483 | EG1019002 | P | 58003120 | 58 | EGTL Spares | Mtce | 51 | 51F | FUSE:PT FUSE,5A,5000V,50KA IR | CLIP,5.6 IN L X 0.81 IN DIA | Electric Components - Circuit Protection:PT, 5E, 171-XP-001A/B/C, (SUBMERGED PUMP) | EA | 6 | 0 | 0 | NO | 94.6234 | 14689.3474 | MERSEN FERRAZ SHAWMUT | A500T5E-1 | A500T5E-1 | 01,22 | 1 | 2CAC |  |  | EGTL1-SLB-ELE-BD-710010 |  |  |  |  | 40914 | 41853 | 41912
10336 | 29200000TL | 03483 | EG1018015 | P | 58003135 | 58 | EGTL Spares | Mtce | 51 | 51B | LAMP:INTRINSICALLY SAFE LED HD | 0.5W, 24 TO 250VAC, BLUE AND | Electric Components - Lighting : AND BLACK, AC2300/BB BULB, COMFORTABLE 3-POINT FITTING SYSTEM BASE, (WORKSHOP TOOLS & EQUIP) | EA | 10 | 5 | 10 | NO | 180 | 35368.2 | ECOM INDUSTRIES, INC. | PL-10H |  | 01,10 | 1 | 2CAC | [7 empty] | 40915 |  | 42298
10337 | 29200000TL | 03483 | EG1028006 | S | 58003216 | 58 | EGTL Spares | Mtce | 53 | 53A | CLAMP: PIPE REPAIR,2.5 IN PIPE | JANITOR, PAINTBUSHES, HARDWARE | Fittings - Pipe - Carbon Steel :MEDIUM PRESSURE, FOR SINGLE HOLES, 6 IN LG | EA | 5 | 0 | 0 | NO | 137.65 | 21370.16 | SMITH-BLAIR | 245-00028806-001 |  | 01 |  | 2CAC | [7 empty] | 40915
10338 | 29200000TL | 03483 | EG1028006 | S | 58003224 | 58 | EGTL Spares | Mtce | 53 | 53A | CLAMP: PIPE REPAIR,12 IN PIPE | JANITOR, PAINTBUSHES, HARDWARE | Fittings - Pipe - Carbon Steel :MEDIUM PRESSURE, FOR SINGLE HOLES, 6 IN LG | EA | 2 | 0 | 0 | NO | 302.01 | 46887.05 | SMITH-BLAIR | 245-00127506-001 |  | 01 |  | 2CAC | [7 empty] | 40915
10339 | 29200000TL | 03483 | EG1026011 | P | 58003241 | 58 | EGTL Spares | Mtce | 56 | 56Z | BRUSH: PAINT HYGIENIC | 1 IN DIA X 2 IN LG BRISTLE, | Fasteners / Hardware : ROUND | EA | 25 | 0 | 0 | NO | 12.8867 | 2001.6881 |  |  | 9283T11 | 01 | [9 empty] | 41596
10340 | 29200000TL | 03483 | EG1026014 | P | 58003255 | 58 | EGTL Spares | Mtce | 67 | 67B | CRAYON: WHITE, | 5 IN X 1/2 IN X 3/16 IN | Welding - Supplies : REMOVABLE SOAPSTONE RECTANGLE | PK | 4 | 0 | 0 | NO | 7.4981 | 1164.675 |  |  | 1652T3 | 00 | [9 empty] | 41596
10341 | 29200000TL | 03483 | EG1024002 | P | 58003347 | 58 | EGTL Spares | Mtce | 66 | 66C | KIT: SPARES | FOR CONTROL VALVE REPAIR | Valve-Butterfly : CONTAINS SEAT, SHAFT SEAL, BODY SEAL, INSERT SPRING, RKW 476AS COMPRISING ITEMS (5) SEAT, (8) SHAFT SEAL, (40) BODY SEAL, (77) INSERT SPRING, VARIOUS | EA | 4 | 2 | 4 | NO | 1073.72 | 211179.2496 | METSO AUTOMATION | RKW 476AS | RKW 476AS | 01 | 1 | 1BAB |  |  | IMO 309 |  |  |  |  | 40914 | 41780 | 41920
10342 | 29200000TL | 03483 | EG1017015 | P | 58003351 | 58 | EGTL Spares | Mtce | 11 | 11Z | CONTROLLER:VALVE POSITIONER | 4 TO 20 MA RANGE,ATEX,CSA,FM | Computer Hardware - Peripherals : FM,AND CE AVAILABLE, ND9103HNT K CE07 A3, ND9103HNT K CE07 A3, (CONTROL VALVES) | EA | 2 | 0 | 0 | NO | 2814.0306 | 494475.3133 | METSO AUTOMATION | ND9103HNT K CE07 A3 | ND9103HNT K CE07 A3 | 01,11,22 | 1 | 1BAB |  |  | 7ND91H |  |  |  |  | 40914 | 44078 | 42432
10343 | 29200000TL | 03483 | EG1024002 | P | 58003361 | 58 | EGTL Spares | Mtce | 66 | 66C | KIT: SPARES | FOR CONTROL VALVE | Valve-Butterfly : CONTAINS SEAT, SHAFT SEAL, BODY SEAL, INSERT SPRING, COMPRISING ITEMS (5) SEAT, (8) SHAFT SEAL, (40) BODY SEAL, (77) INSERT SPRING, VARIOUS | EA | 2 | 0 | 0 | NO | 1339.0016 | 207880 | METSO AUTOMATION | RKW 490AS | RKW 490AS | 01 | 1 | 1BAB |  |  | IMO 309 |  |  |  |  | 40914
10344 | 29200000TL | 03483 | EG1024002 | S | 58003362 | 58 | EGTL Spares | Mtce | 66 | 66S | KIT: SPARES | FOR ACTUATOR | Valve-Regulators : CONTAINS (4) O-RINGS,(2) BEARINGS,(1) PISTON SEAL, COMPRISING ITEMS (17,18, 19, 16A) O RINGS, (22, 23) BEARINGS, (24) PISTON SEAL, VARIOUS, (CONTROL VALVES) | EA | 5 | 1 | 2 | NO | 508.5415 | 155810.7371 | METSO AUTOMATION | H026223 | H026223 | 01 | 1 | 1BAB | 1BBB |  | 6BJ71 |  |  |  |  | 40914 | 43355 | 43367
10345 | 29200000TL | 03483 | EG1024007 | P | 58003366 | 58 | EGTL Spares | Mtce | 66 | 66C | KIT: SPARES | FOR CONTROL VALVE | Valve-Butterfly : &quot;CONTAINS SEAT, SHAFT SEAL, BODY SEAL, INSERT SPRING, COMPRISING ITEMS (5) SEAT, (8) SHAFT SEAL, (40) BODY SEAL, (77) INSERT SPRING VARIOUS&quot; | EA | 3 | 0 | 0 | NO | 940.7133 | 146036.7441 | METSO AUTOMATION | RKW 496AS | RKW 496AS | 01 | 1 | 1BAB |  |  | IMO 309 |  |  |  |  | 40914 |  | 41738
10346 | 29300000TL | 03483 | EG1028004 | P | 58003367 | 58 | EGTL Spares | Mtce | 66 | 66C | KIT: SPARES | FOR CONTROL VALVE | Valve-Butterfly : &quot;CONTAINS SEAT, SHAFT SEAL, BODY SEAL, INSERT SPRING, COMPRISING ITEMS (5) SEAT, (8) SHAFT SEAL, (40) BODY SEAL, (77) INSERT SPRING VARIOUS&quot; | EA | 1 | 0 | 1 | YES | 3184.52 | 5119752.804 | METSO AUTOMATION | RKW 478AS | RKW 478AS | 01 | 1 | 1BAB |  |  | IMO 309 |  |  |  |  | 43770 |  | 45345
10347 | 29200000TL | 03483 | EG1024007 | P | 58003369 | 58 | EGTL Spares | Mtce | 66 | 66F | SEAT | VALVE CONTROL,14 IN 830 | Valve - Parts & Accessories :BUTTERFLY VALVE, SERIALS 830 HIGH-PERFORMANCE WAFER-SPHERE SINGLE FLANGE LUGGED DESIGN, ANSI CLASS 300 14 IN VALVE SEAT TELON XTREME UHMW, W101-6. REFERENCE: VALVE PART LIST EXPLODED VIEW NUMBER 5. | EA | 2 | 0 | 0 | NO | 1096.225 | 202208.2125 | METSO AUTOMATION |  | 002 0944 9J | 01,22 | 1 | 1BAB | 2CBC |  | IMO 302 |  |  | 830 |  | 40914 | 41753 | 41922
10348 | 29200000TL | 03483 | EG1024007 | S | 58003375 | 58 | EGTL Spares | Mtce | 66 | 66C | KIT: SPARES | FOR CONTROL VALVE | Valve-Butterfly : &quot;CONTAINS SEAT, SHAFT SEAL, BODY SEAL, INSERT SPRING, COMPRISING ITEMS (5) SEAT, (8) SHAFT SEAL, (40) BODY SEAL, (77) INSERT SPRING VARIOUS&quot; | EA | 2 | 0 | 0 | NO | 858.0032 | 133205 | METSO AUTOMATION | RKW 480AS | RKW 480AS | 01 | 1 | 1BAB |  |  | IMO 309 |  |  |  |  | 40915
10349 | 29200000TL | 03483 | EG1024005 | P | 58003378 | 58 | EGTL Spares | Mtce | 66 | 66C | KIT: VALVE BUTTERFLY | 8 IN | 815W-11-2236-XZC WAFER-SPHERE IMO - 308, ACTUATOR IMO - 215 & VALVE CONTROLLER IMO - 7ND91H, MODEL NUMBER 4500605258 SERVICE KITS: "CONTAINS SEAT, SHAFT SEAL, INSERT SPRING, COMPRISING ITEMS (5) SEAT, (8) SHAFT SEAL, (77) INSERT SPRING VARIOUS" | EA | 2 | 0 | 0 | NO | 749.94 | 229796.6148 | METSO AUTOMATION | RKW408XZ | RKW408XZ | 01 | 1 | 1BAB |  |  | IMO 308 |  |  | 4500605258 4500605258 |  | 40915 | 43353 | 43367
10350 | 29200000TL | 03483 | EG1024005 | P | 58003390 | 58 | EGTL Spares | Mtce | 66 | 66F | SEAT:VALVE CONTROL,16 IN,SEAT | FOR 16 IN 860 VALVE,XTREME | Valve - Parts & Accessories :(ITEM 5), XTREME, | EA | 1 | 0 | 0 | NO | 833 | 129323.25 | METSO AUTOMATION | 001 112 19J | 001 112 19J | 01,22 | 1 | 1BAB |  |  | IMO 302 |  |  |  |  | 40915
10351 | 29200000TL | 03483 | EG1024007 | P | 58003394 | 58 | EGTL Spares | Mtce | 66 | 66C | KIT: SPARES | FOR CONTROL VALVE | Valve-Butterfly : &quot;CONTAINS SEAT,SHAFT SEAL,BODY SEAL,INSERT SPRING, COMPRISING ITEMS (5) SEAT, (8) SHAFT SEAL, (40) BODY SEAL, (77) INSERT SPRING VARIOUS&quot; | EA | 2 | 0 | 0 | NO | 1220.43 | 189455.8589 | METSO AUTOMATION | RKW 482AS | RKW 482AS | 01 | 1 | 1BAB |  |  | IMO 309 |  |  |  |  | 40914 |  | 41738
10352 | 29200000TL | 03483 | EG1025003 | P | 58003403 | 58 | EGTL Spares | Mtce | 54 | 54A | GASKET:BODY | 6 IN,SS,RND | Gaskets : SOLENOID VALVES | EA | 42 | 0 | 0 | NO | 80.0026 | 12421.6 | EVERLASTING | G258233A |  | 01,22 | 1 | 2CAB |  |  | CDB37691-1 R2 |  |  |  |  | 41257
10353 | 29300000TL | 03483 | EG1019021 | P | 58003407 | 58 | EGTL Spares | Mtce | 50 | 50Z | BEARING:TOP BONNET,6 IN,IRON | MANUAL ROTATING DISC VALVE | Bearings & Accessories - All :SP-30-021, 300 LB RF | EA | 1 | 1 | 2 | YES | 285 | 427633.95 | EVERLASTING | PB160300A | PB160300A | 01,21,22 | 1 | 1AXX |  |  | CDB40545 |  |  |  |  | 43770 | 45837 | 45954 | -1 | 1
10354 | 29300000TL | 03483 | EG1019021 | P | 58003408 | 58 | EGTL Spares | Mtce | 66 | 66P | COLLAR:POST,6 IN,IRON | MANUAL ROTATING DISC VALVE | Valve - Control : SP-30-021, -300 LB RF | EA | 1 | 1 | 2 | YES | 245 | 367615.15 | EVERLASTING | PC160480A | PC160480A | 22 | 1 | 1AXX |  |  | CDB40545 |  |  |  |  | 43770 | 45837 | 45969 | -1 | 1
10355 | 29200000TL | 03483 | EG1024015 | S | 58003610 | 58 | EGTL Spares | Mtce | 72 | 72Z | ELEMENT: N2 GAS FILTER | ISOLATION GAS FILTER | *OBS*Filtration-Elem : BALSTON FILTER ELEMENT: 200-35-DXS , GLASS MICROFIBRE SIZE:64.5MM X 229MM TAIYO TECHNO LTD FILTER HOUSING MODEL NO:GFD2035-600-20-W EQUIPMENT NUMBER: 105-XF-007A/B, 150-XF-008A/B 130-XF-104A/B, 130-XF-204A/B | EA | 4 | 0 | 0 | NO | 254.0173 | 39433.6459 | TAIYO TECHNO LTD. | 200-35-DXS |  | 01,22 | 1 | 1AXX | 1AXX |  | FW435A003 |  |  |  |  | 40915 | 44267
10356 | 29200000TL | 03483 | EG1025012 | S | 58003611 | 58 | EGTL Spares | Mtce | 54 | 54A | O-RING:G (FIXATION) 88.57MM ID | 93.81 MM OD, 2.62 MM WD | *OBS*GS&P-O-Rings : VITON, STANDARD, 105-XF-007B, 105-XF-108A, 105-XF-108B, 105-XF-007A, 130-XF-104A, 130-XF-104B, 130-XF-204A, 130-XF-204B, 105-XF-007B, 105-XF-108A, 105-XF-108B, 105-XF-007A, 130-XF-104 | EA | 4 | 0 | 0 | NO | 76.5623 | 11886.3 | TAIYO TECHNO LTD. | AS568-153 | AS568-153 | 01,22 | 1 | 1BAB | 1BBB |  | FW435A003 |  |  |  |  | 40914 | 44267
10357 | 29200000TL | 03483 | EG1025012 | P | 58003614 | 58 | EGTL Spares | Mtce | 73 | 73A | FAN: MUFFIN 115VAC | 120 MMX120 MM APPROX | Heat Transfer - Units & Parts : MODEL MX2B3 / CAT.#028422 CAPACITY, MX2B3, CAT.#028422 25-900300-001, 105-CC-001B, 130-CC-101, 130-CC-201, 105-CC-001A CROSS REF DWG 724-30072, 724-30074, MX2B3, CAT.#028422 25-900300-001, 105-CC-001B, 130-CC | PC | 2 | 0 | 0 | NO | 257.7699 | 47999.5126 | COMAIR ROTRON | 28422 |  | 01,22 | 1 | 2CAC |  |  | 724-30072 |  |  |  |  | 40914 | 41951 | 41985
10358 | 29200000TL | 03483 | EG1026012 | S | 58003625 | 58 | EGTL Spares | Mtce | 56 | 56Z | BOLT: U, 3/4 IN PIPE NOM | 3/8 IN DIA,16 UNC | Fasteners / Hardware : 1-1/8 IN INSIDE WD,3-5/16 IN INSIDE LG,2-3/8 IN THD LG,ZINC PLTD STL,EXTENDED LG, FOR 1-1/8 IN OD, EXTENDED LG, FOR 1-1/8 IN OD | PK | 6 | 0 | 0 | NO | 26.0718 | 4152.2624 |  |  | 8875T81 | 02 | 1 | 3CBC | [7 empty] | 40915 | 42032 | 42067
10359 | 29200000TL | 03483 | EG1019007 | P | 58003644 | 58 | EGTL Spares | Mtce | 87 | 87B | SHIM: SLOTTED, SET | 2 IN X 2 IN X 9/16 IN SLOT | Engines - Parts : 18-8 SS, 260 PIECE, SLOTTED WITH TAB, ASSORTMENT, WITH ORGANIZER | EA | 2 | 0 | 0 | NO | 541.63 | 84082.3952 |  |  | 97235K825 | 00 | 1 | 3CBC | [7 empty] | 40915 | 41610 | 41841
10360 | 29200000TL | 03483 | EG1019007 | P | 58003645 | 58 | EGTL Spares | Mtce | 87 | 87B | SHIM: SLOTTED, SET | 4 IN X 4 IN,1-3/16 IN SLOT | Engines - Parts : 18-8 SS,260 PIECE, SLOTTED SHIM WITH TAB, ASSORTMENT, WITH ORGANIZER | EA | 2 | 0 | 0 | NO | 1008.135 | 156502.5284 |  |  | 97235K845 | 00 | 1 | 3CBC | [7 empty] | 40915 | 41610 | 41841
10361 | 29200000TL | 03483 | EG1020005 | P | 58003660 | 58 | EGTL Spares | Mtce | 66 | 66R | SEAL: BALANCE, 840H1 | FOR TURBINE BYPASS VALVE | Valve - Globe : 840H1,EGTL1-CCI-MEC-DD-100001 PART 8Part for 110-FV-1375 and 110-FV-2375 in ASU EGTL | EA | 2 | 0 | 0 | NO | 604.475 | 184902.8027 | CCI | S0563395 | S0563395 | 01,22 | 1 | 2BAB |  |  | S0906206 |  |  |  |  | 40915 | 45885 | 43357 | -2 | 1
10362 | 29200000TL | 03483 | EG1020005 | P | 58003661 | 58 | EGTL Spares | Mtce | 66 | 66R | PACKING: STEM, V-PTFE | FOR TURBINE BYPASS VALVE | Valve - Globe : 840H1, 110-TV-1375/2375, EGTL1-CCI-MEC-DD-100001 PART 13110-FV-1375 and 110-FV-2375 valves in ASU EGTL | EA | 2 | 0 | 0 | NO | 104.22 | 31879.8451 | CCI | S0872382 | S0872382 | 01,22 | 1 | 2BAB |  |  | S0906206 |  |  |  |  | 40915 | 45957 | 43357 | -2 | 1
10363 | 29200000TL | 03483 | EG1020005 | P | 58003663 | 58 | EGTL Spares | Mtce | 66 | 66R | GASKET: BONNET,304 SS/GRAPHITE | 840H1,FOR TURBINE BYPASS VALVE | Valve - Globe : | EA | 4 | 0 | 0 | NO | 83.375 | 25503.5726 | CCI | S0880575 | S0880575 | 01 | 1 | 2BAB |  |  | S0906206 |  |  |  |  | 40915 |  | 43357
10364 | 29200000TL | 03483 | EG1026014 | S | 58003665 | 58 | EGTL Spares | Mtce | 66 | 66F | KIT:SOFT GOODS | FOR ACTUATOR-EHCE 50 | Valve - Parts & Accessories :CONTAINS RUBBER, 25-50VCN, RUBBER,110-TV-1375/2375 | EA | 1 | 0 | 0 | NO | 315.7172 | 49015.1 | CCI | S0826735 | S0826735 | 01,22 | 1 | 1AXX | [7 empty] | 40914 | 43793
10365 | 29200000TL | 03483 | EG1022009 | P | 58003669 | 58 | EGTL Spares | Mtce | 72 | 72C | ELEMENT: SEAL GAS FILTER | FILTER,SINTERED BRONZE | Filtration-Media : NORGREN, 5882-11, 5 MICRON, 209MM DIA X 150MM LG,FILTER HOUSING TYPE F18-B00-M1MA110-XF-126 A/B, 110-XF-226 A/B | EA | 1 | 0 | 0 | NO | 207.4975 | 57789.2774 | NORGREN | 5882-11 |  | 01,22 |  | 1BAC | [7 empty] | 40880 | 45351 | 42671 |  |  | -1 | 1 | -1 | 1
10366 | 29200000TL | 03483 | EG1026005 | S | 58003685 | 58 | EGTL Spares | Mtce | 66 | 66C | FOLLOWER: GLAND | CAST BRZ, BS 1400 LG2 | Valve-Butterfly : 1.99 IN O/D X 1.50 IN I/D X 2.5 IN LG | EA | 4 | 0 | 0 | NO | 205.9025 | 31966.37 | SEVERN GLOCON | 04-1113/39-438 | 04-1113/39-438 | 22 | 1 | 1BAB |  |  | SD-4000 |  |  |  |  | 40914 | 45387 |  |  |  | -1 | 1
10367 | 29200000TL | 03483 | EG1026005 | P | 58003688 | 58 | EGTL Spares | Mtce | 66 | 66Z | GUIDE: VALVE,CONTROL | UPPER STEM, BS 1400 LG2 | Valve-Other : 8IN, 12IN, 6IN VALVE, CAST BRONZE | EA | 5 | 0 | 0 | NO | 360.3295 | 55941.15 | SEVERN GLOCON | 1111/26-0000-438 | 1111/26-0000-438 | 01,22 | 1 | 1BAB |  |  | SD-4000 |  |  |  |  | 40914 | 45387 |  |  |  | -1 | 1
10368 | 29200000TL | 03483 | EG1022013 | P | 58003691 | 58 | EGTL Spares | Mtce | 54 | 54A | GASKET: BODY | 8.0 IN O/D X 7.4 IN I/D | Gaskets : X 0.125 IN THICK, 316 SS/PTFE, CIRCULAR | EA | 5 | 0 | 0 | NO | 137.2683 | 21310.91 | SEVERN GLOCON | 1134/156-0000-8036 | 1134/156-0000-8036 | 01,22 | 1 | 1BAB |  |  | SD-4000 |  |  |  |  | 40914 | 45387 |  |  |  | -1 | 1
10369 | 29200000TL | 03483 | EG1023013 | P | 58003696 | 58 | EGTL Spares | Mtce | 54 | 54A | GASKET: BODY | 5.6 IN O/D X 5.0 IN I/D | Gaskets : X 0.125 IN THICK,316 SS/PTFE, CIRCULAR | EA | 8 | 0 | 0 | NO | 113.2464 | 17581.5 | SEVERN GLOCON | 1134/8-0000-8036 | 1134/8-0000-8036 | 01,22 | 1 | 1BAB |  |  | SD-4000 |  |  |  |  | 40914 | 43074
10370 | 29200000TL | 03483 | EG1026005 | P | 58003707 | 58 | EGTL Spares | Mtce | 66 | 66C | SEAT: VALVE CONTROL | 4 IN VALVE, MONEL | Valve-Butterfly : 4.7 IN O/D X 3.5 IN I/D X .95 IN THICK 400 BS 3072-6 NA13, 400 BS 3072-6 NA13 | EA | 1 | 0 | 0 | NO | 1509.9519 | 234420.04 | SEVERN GLOCON | 122485-0003-619 | 122485-0003-619 | 01,22 | 1 | 1BAB |  |  | SD-5000G(B) |  |  |  |  | 40914
10371 | 29200000TL | 03483 | EG1022005 | P | 58003733 | 58 | EGTL Spares | Mtce | 66 | 66F | SEAT: CONTROL 8 IN VALVE | 7.86 IN O/D X 5.25 IN I/D | Valve - Parts & Accessories :1.19 IN THICK,MONEL,400 BS 3072-6 NA13 | EA | 2 | 0 | 0 | NO | 3946.4653 | 612688.74 | SEVERN GLOCON | 125459-0003-619 | 125459-0003-619 | 01,22 | 1 | 1CAB |  |  | GA84582-01 |  |  |  |  | 40914 | 41734
10372 | 29200000TL | 03483 | EG1023014 | P | 58003739 | 58 | EGTL Spares | Mtce | 54 | 54A | GASKET: SEAT | 7.77 IN O/D X 7.37 IN I/D | Gaskets : X 0.06 IN THICK, ALUM, CIRCULAR | EA | 4 | 0 | 0 | NO | 497.5978 | 77252.06 | SEVERN GLOCON | 6042/7-0003-999 | 6042/7-0003-999 | 01,22 | 1 | 1CAB |  |  | SD-4000 |  |  |  |  | 40914
10373 | 29200000TL | 03483 | EG1023009 | P | 58003744 | 58 | EGTL Spares | Mtce | 66 | 66P | REGULATOR: FILTER, AIR | 0-120PSI INLET,0-120PSI OUTLET | Valve-Regulators : 1/4 IN NPT,ALUMINIUM BODY, VARIOUS | EA | 9 | 0 | 0 | NO | 137.2683 | 21310.91 | BELLOFRAM | AIRSET089-0012-999 | AIRSET089-0012-999 | 01,10,22 | 1 | 1CAB | 1BBB | [6 empty] | 40914 | 42592
10374 | 29200000TL | 03483 | EG1021001 | P | 58003748 | 58 | EGTL Spares | Mtce | 66 | 66V | VALVE: SOLENOID 1/4 IN PIPE | 1/4 IN ORIFICE,24VDC,SS BODY | Process Control System :2 WAY / 3 PORT,0-17 BAR,NPT,NO,F,NEMA TYPE 6 SUBMERSIBLE,TYPE 3 & 3 RAINTIGHT,TYPE 4 & 4X WATERTIGHT ENCLOSURE | EA | 4 | 0 | 0 | NO | 617.7076 | 95899.11 | ASCO | SOLVAL335-0012-999 | SOLVAL335-0012-999 | 02,22 | 1 | 1CAB | [7 empty] | 40914
10375 | 29200000TL | 03483 | EG1023008 | S | 58003749 | 58 | EGTL Spares | Mtce | 66 | 66V | VALVE: SOLENOID 1/4 IN PIPE | 1/4 IN ORIFICE,24VDC,SS BODY | Process Control System :24 VDC,SS BODY,2 WAY / 3 PORT,0-17 BAR,NPT,NO,F,NEMA TYPE 6 SUBMERSIBLE,TYPE 3 & 3S-RAINTIGHT,TYPE 4 & 4X WATERTIGHT ENCLOSURE | EA | 2 | 0 | 0 | NO | 474.4796 | 93235.24 | ASCO | SOLVAL338-0012-999 | SOLVAL338-0012-999 | 02,22 | 1 | 1CAB | [7 empty] | 40914 | 42517
10376 | 29200000TL | 03483 | EG1023013 | P | 58003751 | 58 | EGTL Spares | Mtce | 71 | 71H | BOOSTER:VOLUME | 4 7/8 IN O/D X 5 1/4 IN LG | *OBS*Compr/Parts-Oth : STAINLESS STEEL | EA | 5 | 0 | 0 | NO | 875.0858 | 135857.07 | SEVERN GLOCON | 03-PNEACC153-999 | 03-PNEACC153-999 | 22 | 1 | 1CAB | 1CAB | [6 empty] | 40914 | 43752
10377 | 29200000TL | 03483 | EG1017003 | P | 58003752 | 58 | EGTL Spares | Mtce | 14 | 14Z | TRANSMITTER:MOTION | 10-45VDC INPUT,4-20MA OUTPUT | Instruments - Other & Parts : 8-28VDC SUPPLY, VARIOUS, MODEL NO: TXB-QD000-HR, complete with 2 - wire transmitter with HART protocol | EA | 3 | 0 | 0 | NO | 1312.07 | 203685.7468 | K CONTORLS | TXB-QD000-HR | TXB-QD000-HR | 05,22 | 1 | 1CAB | [5 empty] | TXB-QD000-HR |  | 40914 | 41852 | 41725
10378 | 29200000TL | 03483 | EG1023013 | P | 58003754 | 58 | EGTL Spares | Mtce | 66 | 66F | SEAT: BUTTERFLY VALVE 18 IN, | 13 3/8 IN ID X 182 IN O/D | Valve - Parts & Accessories :X 3/8 IN THICK,316 SS/GRAPHITE, BODY SEAT IS OVAL IN SHAPE | EA | 2 | 0 | 0 | NO | 3088.5381 | 479495.54 | TOMOE | 10727 | 10727 | 01,22 | 1 | 1CAB |  |  | 27459 P2 |  |  |  |  | 40914
10379 | 29200000TL | 03483 | EG1023014 | P | 58003755 | 58 | EGTL Spares | Mtce | 54 | 54D | DISC: BUTTERFLY VALVE 18 IN, | 14 IN O/D X 9 1/4 IN I/D | *OBS*GS&P-O-Rings : X 3/4 IN THICK,1131LB AT 771.8 F,316 SS/TIN, DISC IS OVAL IN SHAPE | EA | 2 | 0 | 0 | NO | 2745.3672 | 426218.26 | TOMOE | 26537 | 26537 | 01,22 | 1 | 1CAB | 1CAB |  | 27460 P2 |  |  |  |  | 40914
10380 | 29200000TL | 03483 | EG1023013 | P | 58003758 | 58 | EGTL Spares | Mtce | 75 | 75F | PIN: SHAFT,NITRONIC 60, SET | 1-5/8 IN DIA X 3 3/4 IN LG | Material Handling - Lifting Equipment and Accessories : | EA | 2 | 0 | 0 | NO | 772.1345 | 119873.88 | TOMOE | 10733 | 10733 | 01,22 | 1 | 1CAB |  |  | 27463 P2 |  |  |  |  | 40914
10381 | 29200000TL | 03483 | EG1023013 | P | 58003760 | 58 | EGTL Spares | Mtce | 66 | 66F | SEAT: BUTTERFLY VALVE 18 IN, | 10-1/8 IN I/D X 13-3/4 IN O/D | Valve - Parts & Accessories :X 4 IN THICK,316 SS/GRAPHITE, SEAT IS OVAL IN SHAPE, 14 IN VALVE, | EA | 2 | 0 | 0 | NO | 2682.6654 | 580808.805 | TOMOE | 10774 | 10774 | 01,22 | 1 | 1CAB |  |  | 27460 P |  |  |  |  | 40914 | 42923 | 42957
10382 | 29200000TL | 03483 | EG1023014 | P | 58003761 | 58 | EGTL Spares | Mtce | 66 | 66C | DISC: BUTTERFLY VALVE 18 IN, | 6 3/4 IN ID X 10 1/2 IN OD | X 5/8 IN THICK,1131 LB AT 771.8 F,316 SS/TIN,DISC IS OVAL IN SHAPE, 14 IN VALVE | EA | 3 | 0 | 0 | NO | 3981.2278 | 1097183.3967 | TOMOE | 10777 | 10777 | 01,22 | 1 | 1CAB |  |  | 27461 P |  |  |  |  | 40914 | 43258 | 43622
10383 | 29200000TL | 03483 | EG1023015 | S | 58003762 | 58 | EGTL Spares | Mtce | 54 | 54A | GASKET: PUMP AND VALVE | 10 7/8 IN ID X 13 3/4 IN O/D | Gaskets : X 1/8 IN THICK,GRAPHITE,1 PIECE | EA | 2 | 0 | 0 | NO | 144.6877 | 31317.1889 | TOMOE | 10776 / 1010778 | 10776 / 1010778 | 01,22 | 1 | 1CAB |  |  | 27462 P |  |  |  |  | 40914 | 42923 | 42960
10384 | 29200000TL | 03483 | EG1026014 | P | 58003793 | 58 | EGTL Spares | Mtce | 54 | 54A | GASKET: NOZZLE,GRAPHITE | TURBINE BYPASS VALVE | Gaskets : &quot;110-FV-1375/2375 EGTL1-CCI-MEC-GA-100006 PART 28, 110-FV-1375/2375 &quot; | EA | 7 | 0 | 0 | NO | 239.358 | 37158.9934 | CCI | S0850040 | S0850040 | 01,22 | 1 | 1AXX |  |  | S089340 |  |  |  |  | 40914 | 45885 | 41704 | -2 | 1
10385 | 29200000TL | 03483 | EG1026014 | P | 58003799 | 58 | EGTL Spares | Mtce | 66 | 66F | CAGE: BYPASS VALVE | 3 IN VALVE, 150LB, 410 SS | Valve - Parts & Accessories :110-TV-1375/2375, EGTL1-CCI-MEC-DD-100001 PART 6 | EA | 2 | 0 | 0 | NO | 3639.1462 | 564927.4964 | CCI | 2E000000132 | 2E000000132 | 02,21,22 | 1 | 1AXX |  |  | S0906206 |  |  |  |  | 40914 |  | 41697
10386 | 29200000TL | 03483 | EG1026014 | P | 58003801 | 58 | EGTL Spares | Mtce | 72 | 72C | ELEMENT:HYDRAULIC FILTER | FOR TURBINE BYPASS VALVE | Filtration-Media : A8L03, EGTL1-CCI-ELE-CS-100001 PART 28B | EA | 2 | 0 | 0 | NO | 198.89 | 33224.5745 | MP FILTRI | 402-50-032 | S0383372 | 01,22 | 1 | 1BAA |  |  | 48HK714 |  |  |  |  | 40915 | 41852 | 41948
10387 | 29200000TL | 03483 | EG1023013 | P | 58003828 | 58 | EGTL Spares | Mtce | 66 | 66Z | VALVE: NEEDLE, 1/2 IN | 6000 LB,FEMALE SW | Valve-Other : 0.21 IN ORIFICE,SS BODY,METAL SEAT,T-HANDLE HAND OPERATED,240 DEG C,PTFE, B16.11, BS EN 10088 1.4404, F50S/OXY/SW-B16.11, OXYGEN CLEANED | EA | 2 | 0 | 0 | NO | 6.3853 | 991.25 | OLIVER VALVES | F50S/OXY/SW-B16.11 | F50S/OXY/SW-B16.11 | 02,22 | 1 | 3CBA |  |  | SEE ADDITIONAL INFO |  |  |  |  | 40915
10388 | 29200000TL | 03483 | EG1019021 | P | 58003845 | 58 | EGTL Spares | Mtce | 50 | 50Z | BEARING:MOTOR DRIVE END BALL | STEEL | Bearings & Accessories - All :TO FIT MOTOR ECP83663T-4 MAN PART NO: ORDER BY NYB SPA SD03701JC | EA | 1 | 0 | 0 | NO | 46.759 | 7259.81 | RELIANCE ELECTRIC |  | SEE ADDITIONAL INFO | 01,21,22 | 1 | 2BAB |  |  | NO DRAWING AVAILABLE |  |  |  |  | 40914 | 44569
10389 | 29200000TL | 03483 | EG1016012 | P | 58004031 | 58 | EGTL Spares | Mtce | 51 | 51Z | THERMOSTAT:HEATER | 0-100 DEG F RANGE, 120-480VAC | Electric-Other : OIL RESERVOIR, TAG, 120-HE-001&002 | EA | 1 | 0 | 0 | NO | 500 | 98250 | CHROMALOX | T'STAT AR-115A 0-100F 24& | T'STAT AR-115A 0-100F 24& | 00 | 1 | 2CAC |  |  | EGTL1-KEC-ENG-DS-200028 |  |  |  |  | 40914 | 43645 | 42230
10390 | 29300000TL | 03483 | EG1020017 | P | 58004056 | 58 | EGTL Spares | Mtce | 14 | 14H | GAUGE: DIFFERENTIAL PRESSURE | 0-10 BAR RANGE | Pressure measuring and control Instruments : 4-1/2 IN DIAL,1/4 IN NPT,PHENOLIC CASE,316 SS TUBE,316 SS,LOWER BOTTOM, 1/4 IN NPT, 0-10 BAR, BOTTOM CONN, GLYCERINE FILLED, PRIMARY SEAL GAS, As per datasheet: EGTL1-KEC-INS-DS-200021_D2, MAN PN 45-1132-S | EA | 4 | 0 | 1 | YES | 747.5518 | 1192120.8328 | ASHCROFT | 45-1130-SD-25L-XNH 0-10 | 45-1130-SD-25L-XNH 0-10 | 05 | 1 | 2CAC | [6 empty] | GSLU013 | 43770 | 45827 | 45420 | 0 | 2
10391 | 29200000TL | 03483 | EG1020011 | P | 58004110 | 58 | EGTL Spares | Mtce | 56 | 56Z | TAPE: DOUBLE SIDED | 12 MM DIA X 36 YD LG ROLL, | Fasteners / Hardware : ADHESIVE BACKED PAPER, TAN | EA | 4 | 0 | 0 | NO | 2.9398 | 456.435 |  |  | 76405A11 | 01 |  | 2CAC | [7 empty] | 40915 | 45944 |  | -2 | 1
10392 | 29200000TL | 03483 | EG1028007 | S | 58004178 | 58 | EGTL Spares | Mtce | 65 | 65A | SLING: WEB | 3 IN WD | Tools - Hand / Power :5000 LB WORKING LOAD LIMIT CAPACITY,POLYESTER, LOAD HUGGER® CARGO CONTROL SERIES, WEBBING ULTIMATE STRENGTH 15,000 LB, | EA | 9 | 0 | 0 | NO | 68.9 | 10696.73 | LIFT-ALL | TE20495 |  | 00 |  | 2CAC | [7 empty] | 40915
10393 | 29300000TL | 03483 | EG1026003 | S | 58004186 | 58 | EGTL Spares | Mtce | 56 | 56Z | PADLOCK:REMOVABLE CYLINDER | STEEL,1-3/4 IN, | Fasteners / Hardware : TYPE C, MODEL 1U125, | EA | 15 | 9 | 13 | YES | 35.2692 | 49446.7104 | MASTER LOCK | 21LJ | 1U125 | 01 |  | 2CAC | [6 empty] | PPNL400 | 43770 | 45979 | 45400 | -12 | 3 | -13 | 5
10394 | 29200000TL | 03483 | EG1020018 | P | 58004195 | 58 | EGTL Spares | Mtce | 33 | 33Z | HINGE | 40MM X 20MM,BRASS | Janitorial Equipment & Supplies : | EA | 14 | 0 | 0 | NO | 4.62 | 717.255 | HANDYHARDWARE | 02-0204 |  | 00 |  | 2CAC | 2CBC | [6 empty] | 40915 | 42242
10395 | 29200000TL | 03483 | EG1020018 | P | 58004196 | 58 | EGTL Spares | Mtce | 33 | 33Z | HINGE | 40MM X 20MM,STL | Janitorial Equipment & Supplies : | EA | 16 | 0 | 0 | NO | 6.85 | 1063.46 | ULTRA | 96531 |  | 00 |  | 2CAC | 2CBC | [6 empty] | 40915
10396 | 29200000TL | 03483 | EG1025016 | S | 58004210 | 58 | EGTL Spares | Mtce | 56 | 56Z | BRUSH | CLEANING,1/2IN BRISTLE | Fasteners / Hardware : PURE HAIR BRISTLE, OXYGEN SERVICE | EA | 41 | 0 | 0 | NO | 1.3772 | 213.8103 | MAGNOLIA |  |  | 01 |  | 2CAC | 2CBC | [6 empty] | 40915 | 45464 | 41563 |  |  | -4 | 1
10397 | 29200000TL | 03483 | EG1026010 | S | 58004213 | 58 | EGTL Spares | Mtce | 54 | 54D | KIT:PACKING | 3 IN GLOBE VALVE CLASS 300 | Packing / Glands / Stuffing Boxes : CONTAINS JC 1625 AND FLEXIBLE GRAPHITE PACKING 30-SP-106, 30-SP-206, FOR BLOWDOWN VALVE | KI | 2 | 0 | 0 | NO | 182.0032 | 28256 | FLOWSERVE |  |  | 01,22 | 1 | 2BBB |  |  | 07-45189-06 |  |  |  |  | 41334 | 45437 |  |  |  | -1 | 1
10398 | 29200000TL | 03483 | EG1025005 | S | 58004257 | 58 | EGTL Spares | Mtce | 28 | 28C | WIRE: LOCK | 0.4 IN DIA, | *OBS*Safety-Other : LEAD, 1 LB ROLL | EA | 2 | 0 | 0 | NO | 43.5 | 6753.38 | ROTOMETALS |  |  | 00 |  | 2CAC | 2CAC | [6 empty] | 40915 | 45324 |  |  |  | -2 | 1
10399 | 29300000TL | 03483 | EG1017017 | P | 58004260 | 58 | EGTL Spares | Mtce | 37 | 37B | PADLOCK:MASTER PRO SERIES, | STL, | Security Equipment : 3/16 IN D X 2 1/2 IN H X 1/2 1N W SHACKLE DIM | EA | 4 | 2 | 3 | YES | 53.665 | 81500.6933 | MASTER LOCK | 7LJ | 3T985 | 01 |  | 2CAC | [7 empty] | 43770 | 45955 | 45614 | -2 | 1
10400 | 29300000TL | 03483 | EG1021015 | S | 58004266 | 58 | EGTL Spares | Mtce | 53 | 53A | FLANGE: PIPE | 3/4 IN,150 LB, | Fittings - Pipe - Carbon Steel :RF,F316/F316L SS,BLIND,ASTM A182, ASME B16.5, DUAL-STAMPED | EA | 1 | 0 | 1 | YES | 44.1 | 67660.425 |  |  | SEE DESCRIPTION | 02 |  | 2CAC | [7 empty] | 43770 | 45763 | 45770 | -1 | 1 | -3 | 2
10401 | 29300000TL | 03483 | EG1028008 | S | 58004271 | 58 | EGTL Spares | Mtce | 53 | 53A | FLANGE: PIPE | 3/4 IN,150 LB, | Fittings - Pipe - Carbon Steel :RF,CS,BLIND,ASTM A105,UNS K03504, ASME B16.5, | EA | 3 | 1 | 2 | YES | 50.1866 | 29430.9419 |  |  | SEE DESCRIPTION | 02 |  | 2CAC | [6 empty] | INL213 | 43770 | 45913 | 45140 | -5 | 2 |  |  | -4 | 2
10402 | 29300000TL | 03483 | EG1028008 | S | 58004275 | 58 | EGTL Spares | Mtce | 53 | 53A | FLANGE: PIPE | 1 IN,150 LB, | Fittings - Pipe - Carbon Steel :RF,CS,BLIND,ASTM A105,UNS K03504, ASME B16.5, | EA | 2 | 2 | 3 | YES | 90 | 36869.4 |  |  | SEE DESCRIPTION | 02 |  | 2CAC | [7 empty] | 43770 | 43855 | 44375
10403 | 29300000TL | 03483 | EG1027014 | P | 58004276 | 58 | EGTL Spares | Mtce | 53 | 53A | FLANGE: PIPE | 1 IN,300 LB, | Fittings - Pipe - Carbon Steel :RF,CS,BLIND,ASTM A105,UNS K03504, ASME B16.5, | EA | 4 | 4 | 6 | YES | 117.5 | 175931.575 |  |  | SEE DESCRIPTION | 02 |  | 2CAC | [7 empty] | 43770 | 46021 | 45925 | -2 | 1 | -14 | 2 | -4 | 1
10404 | 29200000TL | 03483 | EG1028008 | S | 58004277 | 58 | EGTL Spares | Mtce | 53 | 53A | FLANGE: PIPE | 1-1/2 IN,150 LB, | Fittings - Pipe - Carbon Steel :RF,CS,BLIND,ASTM A105,UNS K03504, ASME B16.5, | EA | 1 | 0 | 0 | NO | 16 | 4884.96 |  |  | SEE DESCRIPTION | 02 |  | 2CAC | [7 empty] | 40915 | 45122 | 43318 |  |  |  |  | -2 | 1
10405 | 29300000TL | 03483 | EG1021014 | P | 58004281 | 58 | EGTL Spares | Mtce | 53 | 53A | FLANGE: PIPE | 2 IN,150 LB, | Fittings - Pipe - Carbon Steel :RF,CS,BLIND,ASTM A105,UNS K03504, ASME B16.5, WITH 0.750 IN THD TAP BLIND | EA | 2 | 1 | 2 | YES | 59.85 | 86384.4975 |  |  | SEE DESCRIPTION | 02 |  | 2CAC | [6 empty] | CSL368 | 43770 | 45859 | 45909 | -2 | 1
10406 | 29200000TL | 03483 | EG1028013 | P | 58004319 | 58 | EGTL Spares | Mtce | 53 | 53A | FLANGE: PIPE | 1-1/2 IN X 3/4 IN,300 LB, | Fittings - Pipe - Carbon Steel :RF,CS,THREAD REDUCING,ASTM A105,UNS K03504, ASME B16.5 | EA | 5 | 0 | 0 | NO | 44 | 13409 |  |  | SEE DESCRIPTION | 02 |  | 2CAC | [7 empty] | 40915 | 42575 | 42614
10407 | 29200000TL | 03483 | EG1028008 | P | 58004320 | 58 | EGTL Spares | Mtce | 53 | 53A | FLANGE: PIPE | 2 IN X 3/4 IN,150 LB, | Fittings - Pipe - Carbon Steel :RF,CS,THREAD REDUCING,ASTM A105,UNS K03504, ASME B16.5 | EA | 3 | 0 | 0 | NO | 103.2417 | 31576.1944 |  |  | SEE DESCRIPTION | 02 |  | 2CAC | [7 empty] | 40915 | 43431 | 43539
10408 | 29300000TL | 03483 | EG1028008 | S | 58004322 | 58 | EGTL Spares | Mtce | 53 | 53A | FLANGE: PIPE | 3/4 IN,150 LB | Fittings - Pipe - Carbon Steel :RF,CS,THREAD,ASTM A105,UNS K03504,ASME B16.5 | EA | 1 | 2 | 3 | YES | 34.88 | 55623.136 |  |  | SEE DESCRIPTION | 02 |  | 2CAC | [7 empty] | 43770 | 45932 | 45950 | -2 | 1 |  |  | -2 | 1
10409 | 29300000TL | 03483 | EG1028008 | S | 58004323 | 58 | EGTL Spares | Mtce | 53 | 53A | FLANGE: PIPE | 3/4 IN,150 LB, | Fittings - Pipe - Carbon Steel :RF,GALV CS,THREAD,ASTM A105,UNS K03504, ASME B16.5 | EA | 2 | 0 | 1 | YES | 48.4844 | 38500 |  |  | SEE DESCRIPTION | 02 |  | 2CAC | [7 empty] | 43770 |  | 45199
10410 | 29300000TL | 03483 | EG1028008 | S | 58004326 | 58 | EGTL Spares | Mtce | 53 | 53A | FLANGE: PIPE | 2 IN,150 LB, | Fittings - Pipe - Carbon Steel :RF,GALV CS,THREAD,ASTM A105,UNS K03504, ASME B16.5 | EA | 3 | 3 | 5 | YES | 74.54 | 112288.5468 |  |  | SEE DESCRIPTION | 02 |  | 2CAC | [7 empty] | 43774 | 45986 | 45295 | -2 | 1 |  |  | -4 | 1
10411 | 29200000TL | 03483 | EG1028008 | P | 58004327 | 58 | EGTL Spares | Mtce | 53 | 53A | FLANGE: PIPE | 3/4 IN,600 LB, | Fittings - Pipe - Carbon Steel :RF,CR MOLY,THREAD,ASTM A182,GR F11, ASME B16.5, CL2 NACE MR-01-75 MODERATE SERVICE. ( “Note: This item requires PMI testing and logging, if passed, markings and documentation as per the PMI specification are re | EA | 2 | 0 | 0 | NO | 308.3367 | 93888.515 |  |  | SEE DESCRIPTION | 04,21 |  | 2CAC | [7 empty] | 40915 | 45141 | 42594 |  |  |  |  | -1 | 1
10412 | 29200000TL | 03483 | EG1028008 | P | 58004328 | 58 | EGTL Spares | Mtce | 53 | 53A | FLANGE: PIPE | 3/4 IN,150 LB | Fittings - Pipe - Carbon Steel :SCH 40S,RF,F304/F304L SS,WN,ASTM A182, ASME B16.5, DUAL-STAMPED, 304/304L | EA | 3 | 1 | 3 | NO | 11.7539 | 1825.74 |  |  | SEE DESCRIPTION | 02 |  | 2CAC | [7 empty] | 40915
10413 | 29200000TL | 03483 | EG1028008 | P | 58004353 | 58 | EGTL Spares | Mtce | 53 | 53A | FLANGE: PIPE | 1/2 IN,300 LB | Fittings - Pipe - Carbon Steel :SCH 40S,RF,F316/F316L SS,WN,ASTM A182, ASME B16.5, DUAL-STAMPED, 316/316L | EA | 3 | 0 | 0 | NO | 14.1127 | 2192.13 |  |  | SEE DESCRIPTION | 02 |  | 2CAC | [7 empty] | 40915
10414 | 29200000TL | 03483 | EG1028008 | P | 58004356 | 58 | EGTL Spares | Mtce | 53 | 53A | FLANGE: PIPE | 3/4 IN,300 LB | Fittings - Pipe - Carbon Steel :SCH 80S,RF,F316/F316L SS,WN,ASTM A182, ASME B16.5, DUAL-STAMPED, 316/316L | EA | 1 | 0 | 0 | NO | 18.2306 | 2831.76 |  |  | SEE DESCRIPTION | 02 |  | 2CAC | [7 empty] | 40915 | 45327 |  |  |  | -1 | 1
10415 | 29300000TL | 03483 | EG1027014 | S | 58004361 | 58 | EGTL Spares | Mtce | 53 | 53A | FLANGE: PIPE | 1-1/2 IN,150 LB | Fittings - Pipe - Carbon Steel :SCH 40S,RF,F316/F316L SS,WN,ASTM A182, ASME B16.5, DUAL-STAMPED, 316/316L | EA | 1 | 1 | 2 | YES | 65 | 93817.75 |  |  | SEE DESCRIPTION | 02 |  | 2CAC | [6 empty] | INL394 | 43770 | 45218 | 45720 |  |  |  |  | -3 | 2
10416 | 29200000TL | 03483 | EG1028008 | P | 58004382 | 58 | EGTL Spares | Mtce | 53 | 53A | FLANGE: PIPE | 1/2 IN,1500 LB | Fittings - Pipe - Carbon Steel :SCH 160,RTJ,CS,WN,ASTM A105,UNS K03504, ASME B16.5 | EA | 2 | 0 | 0 | NO | 87.255 | 26667.4287 |  |  | SEE DESCRIPTION | 02 |  | 2CAC | [7 empty] | 40915 | 43075 | 43143
10417 | 29200000TL | 03483 | EG1021015 | P | 58004392 | 58 | EGTL Spares | Mtce | 53 | 53A | FLANGE: PIPE | 1 IN,150 LB | Fittings - Pipe - Carbon Steel :SCH 160,RF,CS,WN,ASTM A105,UNS K03504, ASME B16.5 | EA | 2 | 0 | 0 | NO | 33.2 | 10173.7595 |  |  | SEE DESCRIPTION | 02 |  | 2CAC | [7 empty] | 40915 | 45111 | 43629 |  |  |  |  | -3 | 2
10418 | 29200000TL | 03483 | EG1028008 | P | 58004464 | 58 | EGTL Spares | Mtce | 53 | 53A | FLANGE: PIPE 3/4 IN, 600 LB | MECHANICAL FLANGE | Fittings - Pipe - Carbon Steel :SCH 160, RF, CR MOLY, WN, ASTM A182, GR F11, ASME B16.5, CL 2, IMP TSTD 25MM THK. ( “Note: This item requires PMI testing and logging, if passed, markings and documentation as per the PMI specification are requi | EA | 2 | 0 | 0 | NO | 12.9334 | 2008.94 |  |  | SEE DESCRIPTION | 02,21 |  | 2CAC | [7 empty] | 40915
10419 | 29200000TL | 03483 | EG1028008 | P | 58004468 | 58 | EGTL Spares | Mtce | 53 | 53A | FLANGE: PIPE 3/4 IN, 300 LB | MECHANICAL FLANGE | Fittings - Pipe - Carbon Steel :XS, RF, LOW TEMP STL, WN, ASTM A350, UNS K03011, GR LF2, ASME B16.5, CLASS 1 | EA | 2 | 0 | 0 | NO | 5.877 | 912.87 |  |  | SEE DESCRIPTION | 02 |  | 2CAC | [7 empty] | 40915
10420 | 29300000TL | 03483 | EG1024014 | S | 58004610 | 58 | EGTL Spares | Mtce | 54 | 54A | GASKET: SPIRAL WOUND | 3/4 IN PIPE, 300 LB | Gaskets : 304 SS INNER RING, 304 SS OUTER RING, GRAPHITE FILLER, 304 SS WINDING, ASME B16.20; ASME B16.5, 1093, 133 | EA | 13 | 16 | 24 | YES | 11.3223 | 16856.3895 | LAMON GASKET |  | SEE DESCRIPTION | 01 | 1 | 2CAC | [7 empty] | 43770 | 45909 | 45905 | -25 | 11 | -8 | 3 | -31 | 4
10421 | 29300000TL | 03483 | EG1026013 | P | 58004648 | 58 | EGTL Spares | Mtce | 54 | 54A | GASKET: SPIRAL WOUND | 3 IN PIPE, 300 LB | Gaskets : 304 SS INNER RING, CS OUTER RING, GRAPHITE FILLER, 304 SS WINDING, ASME B16.20; ASME B16.5, 1129, 171 | EA | 97 | 138 | 198 | YES | 7.042 | 10404.1776 | LAMON GASKET |  | SEE DESCRIPTION | 01 | 1 | 2CAC | [7 empty] | 43770 | 46015 | 45890 | -233 | 26 |  |  | -98 | 11
10422 | 29300000TL | 03483 | EG1025005 | S | 58004686 | 58 | EGTL Spares | Mtce | 54 | 54A | GASKET: SPIRAL WOUND | 2 IN PIPE, 300 LB | Gaskets : 304 SS INNER RING ,CS OUTER RING, POLYTETRAFLUOROETHYLENE FILLER, 304 SS WINDING, ASME B16.20; ASME B16.5, 1120, 209 | EA | 4 | 1 | 2 | YES | 22.9871 | 16472.3014 | LAMON GASKET |  | SEE DESCRIPTION | 01 | 1 | 2CAC | 1BBB | [6 empty] | 43770 | 45840 | 45065 | -18 | 7 | -2 | 1
10423 | 29200000TL | 03483 | EG1018013 | P | 58004722 | 58 | EGTL Spares | Mtce | 14 | 14Z | CHART: ROLL PAPER | 200 MM WD, 16 M LG | Instruments - Other & Parts : POSITION SERVICE,-170C TO 2400C SCALE | RL | 10 | 0 | 0 | NO | 19.72 | 3061.1356 | LINSEIS | LO/8041 |  | 00 | 1 | 2CAC | [7 empty] | 40915 |  | 41761
10424 | 29200000TL | 03483 | EG1021015 | P | 58004735 | 58 | EGTL Spares | Mtce | 56 | 56Z | NUT:LIFT | 1-1/2 IN DIA,4 TPI DBL | *OBS*Fastener-Other : START LH,BRZ/BRASS,ASTM B584,GR CUA1 FE2, FOR OPERATOR NO 30, SG-2, SG-3, SG-4, SG-5 / EGTL1-GHI-CIV-GA-000003, EGTL1-GHI-CIV-GA-000004, FOR SS SLUICE GATES | EA | 2 | 0 | 0 | NO | 250.0032 | 38813 | MASTER GEAR | MG A03 |  | 01,21,22 | 1 | 2CCC | 2CCC |  | EGTL1-GHI-CIV-GA-000002 |  |  |  |  | 41334
10425 | 29200000TL | 03483 | EG1025005 | S | 58004947 | 58 | EGTL Spares | Mtce | 54 | 54A | GASKET SET:VALVE | 4 IN,4.00 HPT-NS,1 PIECE | Gaskets : N06600, 172-XP-001A/B/C INCLUDEDS BONNET AND SEAT RING GASKETS FOR BOILER | EA | 1 | 0 | 0 | NO | 337 | 121488.5 | FISHER SANMAR | 12B7100X082 |  | 01,22 | 1 |  |  |  | EGTL1-TBW-FUR-GA-720101 |  |  |  |  | 41502 | 45909 | 43535 | -3 | 3 | -1 | 1
10426 | 29200000TL | 03483 | EG1022001 | P | 58005029 | 58 | EGTL Spares | Mtce | 33 | 33Z | WIPER:DISPOSABLE | 13 IN X 13 IN | Janitorial Equipment & Supplies :BLUE HYDROKNIT(R), INSTR-GENERAL PURPOSE, 160 PER PACKAGE | EA | 1 | 3 | 4 | NO | 4 | 621 |  |  | 2VHT6 | 01 |  | 3CAC | [7 empty] | 40915 | 44872
10427 | 29300000TL | 03483 | EG1024008 | P | 58005032 | 58 | EGTL Spares | Mtce | 56 | 56Z | TIE: CABLE | 2.00 IN DIA RANGE | Fasteners / Hardware : .225 IN WD, 8.3 IN LG, 50 LBS TENSILE, WEATHER RESISTANT NYLON 6.6, INSTR-GENERAL PURPOSE, MEDIUM/100/PACK, INSTR-GENERAL PURPOSE, MEDIUM/100/PACK | EA | 26 | 20 | 29 | YES | 46.3 | 73834.61 | PANDUIT | SG200S-M0 |  | 00 |  | 3CAC | [7 empty] | 43782 | 45904 | 45797 | -27 | 3 | -26 | 3 | -25 | 7
10428 | 29300000TL | 03483 | EG1027012 | S | 58005033 | 58 | EGTL Spares | Mtce | 51 | 51D | TIE: CABLE | 1.50 IN DIA RANGE | Electric Components - Wire / Cable : .168 IN WD, 6.2 IN LG, 40 LBS TENSILE, WEATHER RESISTANT NYLON 6.6, INSTR-GENERAL PURPOSE, SMALL/100/PACK, INSTR-GENERAL PURPOSE, SMALL/100/PACK | EA | 14 | 5 | 8 | YES | 19.14 | 29653.4106 | PANDUIT | SG150I-CO |  | 00 |  | 3CAC | [7 empty] | 43770 | 46014 | 45791 | -1 | 1 | -24 | 6