10429 | 29200000TL | 03483 | EG1021016 | P | 58005040 | 58 | EGTL Spares | Mtce | 51 | 51E | COUPLING: CONDUIT | RIGID, 1 IN (25MM), FEMALE THD | Electric Components - Conduit / Fitting :GALVANIZED STEEL, INSTR-GENERAL PURPOSE | EA | 20 | 12 | 20 | NO | 0.95 | 147.4875 | POWER FIRST | GSC3 | 2CLN7 | 01 |  | 3CAC | [7 empty] | 40915
10430 | 29300000TL | 03483 | EG1024009 | P | 58005046 | 58 | EGTL Spares | Mtce | 51 | 51E | CONNECTOR: ELECTRICAL TERMINAL | PIN, 16-14 AWG COND | Electric Components - Conduit / Fitting :TIN-PLATED BRASS, TIN-PLATED BRASS CONNECTOR, NYLON INSUL, BLUE, INSTR-GENERAL PURPOSE, PK 1000 | EA | 2 | 0 | 1 | YES | 984.095 | 1514653.4721 | 3M | MNG14-47PK | 2DRL1 | 01 |  | 3CAC | [7 empty] | 43770 |  | 45776
10431 | 29200000TL | 03483 | EG1022004 | P | 58005048 | 58 | EGTL Spares | Mtce | 51 | 51E | CONNECTOR: ELECTRICAL TERMINAL | PIN, 12-10 AWG COND | Electric Components - Conduit / Fitting :TIN-PLATED COPPER, TIN-PLATED COPPER CONNECTOR, VINYL INSUL, YELLOW, INSTR-GENERAL PURPOSE, PACK QTY - 500 | EA | 5 | 0 | 0 | NO | 8 | 1242 | 3M | MVU10-55PK | 2JLR6 | 01 |  | 3CAC | [7 empty] | 40915 | 45595 |  |  |  | -3 | 2
10432 | 29200000TL | 03483 | EG1018014 | P | 58005072 | 58 | EGTL Spares | Mtce | 54 | 54D | SOLUTION: CONDUCTIVITY | 230 ML BOTTLE | Packing / Glands / Stuffing Boxes : 1413 MICRO MHO/CM, BUFFER | EA | 47 | 0 | 0 | NO | 11.5074 | 1786.99 |  |  |  | 00 | [9 empty] | 40915 | 45986 |  | -3 | 2 | -4 | 2
10433 | 29200000TL | 03483 | EG1028001 | S | 58005085 | 58 | EGTL Spares | Mtce | 33 | 33Z | CLEANER: GLASS, WINDEX | SPRAY,32 OZ BOTTLE | Janitorial Equipment & Supplies :&quot;482-1312,RS COMPONENTS, ALTERNATE MANUFACTURER ACCEPTABLE WINDEX 32 OZ ALTERNATE, 482-1312,RS COMPONENTS, ALTERNATE MANUFACTURER ACCEPTABLE WINDEX 32 OZ ALTERNATE&quot; | EA | 10 | 5 | 10 | NO | 7.93 | 1231.13 |  |  | 3JW49 | 00 |  | 2CAC | [7 empty] | 40915
10434 | 29200000TL | 03483 | EG1019003 | P | 58005099 | 58 | EGTL Spares | Mtce | 09 | 09N | CLEANER:FORMULA 409 DEGREASER | LIQUID,32 OZ SPRAY BOTTLE | Miscellaneous Gases:FOR CLEANING FORMULA 409 GRAINGER CATALOGUE PAGE 1166 | EA | 2 | 6 | 12 | NO | 130.8584 | 20314.46 | FORMULA 409 | 32 OZ | 1CH09 | 00 |  | 2CAC | [7 empty] | 40915 | 45986 |  | -6 | 2
10435 | 29200000TL | 03483 | EG1026014 | P | 58005283 | 58 | EGTL Spares | Mtce | 56 | 56Z | KIT:GASKET & BOLT | 10% -STUD BOLTS,100% -GRAPHITE | *OBS*Fastener-Stud B : FOR AIR CONDENSER, 2686-7400-01-A01, 105EA002A/105EA002B, CROSS REF DWG: EGTL1-BTT-PRO-DS-05-0130/30-0230 | ST | 1 | 0 | 0 | NO | 1329.0856 | 206327.25 | PACKSYS | A06.0507-1 | A06.0507-1 | 01,22 | 1 | 2CBB | 2CBB |  | SEE ITEM NOTE |  |  |  |  | 40914
10436 | 29200000TL | 03483 | EG1026013 | P | 58005289 | 58 | EGTL Spares | Mtce | 70 | 70Z | NOZZLE:HOGGING,CS | 2686-7400-01-C01 WITH 2 GASKET | Boilers & Associated Parts : 173EA002A/B/C | ST | 1 | 0 | 0 | NO | 4540.2925 | 704835 | PACKSYS | A06.0507-7 | A06.0507-7 | 22 | 1 | 2CBB |  |  | EGTL1-BTT-PRO-DS-73-0330 |  |  |  |  | 40914
10437 | 29200000TL | 03483 | EG1026013 | P | 58005290 | 58 | EGTL Spares | Mtce | 70 | 70Z | NOZZLE:HOLDING,CS | 2686-7400-02-C01 WITH 2 GASKET | Boilers & Associated Parts : 173EA002A/B/C | ST | 1 | 0 | 0 | NO | 4687.3019 | 727656.75 | PACKSYS | A06.0507-8 | A06.0507-8 | 22 | 1 | 2CBB |  |  | EGTL1-BTT-PRO-DS-73-0330 |  |  |  |  | 40914
10438 | 29200000TL | 03483 | EG1021011 | P | 58005301 | 58 | EGTL Spares | Mtce | 14 | 14Z | THERMOWELL:3/4 IN NPT PROCESS | 3.0 IN INSERTION LG, I=2.0 IN | Instruments - Other & Parts : "STEM LG,0.260 IN BORE,TAPERED SHANK,316 SS, INDUSTRIAL ASSEMBLY WITH DUAL RTD ELEMENTWHERE THEROWELL U=3 IN T=2 IN , COMPOSITETYPE: GEN SERVICE" | EA | 1 | 0 | 1 | NO | 341.69 | 67142.085 | THERMO ELECTRIC | N3.0S3T3TT2R1DUAW | N3.0S3T3TT2R1DUAW | 00 | 1 |  |  |  | C/CD55760-S63212 |  |  |  |  | 40975 |  | 42411
10439 | 29200000TL | 03483 | EG1017003 | P | 58005328 | 58 | EGTL Spares | Mtce | 14 | 14I | ELEMENT:DUAL RTD ELEMENT | I=14.5 IN,316SS | Temperature and heat measuring instruments : DUAL RTD ELEMENT ONLY FOR THERMOWELL ASSEMBLY WHERE U=4 IN FOR EGTL UNIT 10 ASU110-TXE-237 A,B,C. | EA | 2 | 0 | 0 | NO | 336.66 | 52266.465 | THERMO ELECTRIC | N4(E21292A)N6R1DU1AX | N4(E21292A)N6R1DU1AX | 01,02,22 | 1 | 2 |  |  | C/CD55763 |  |  |  |  | 40914 | 46027 | 41684 | -1 | 1
10440 | 29200000TL | 03483 | EG1021009 | P | 58005406 | 58 | EGTL Spares | Mtce | 54 | 54D | GAUGE: DIFFERENTIAL PRESSURE | 0-1500 MBAR RANGE,150MM DIAL | *OBS*Gage&Parts-Pres : 1/2 IN NPT,316 SS CASE,316 SS TUBE,316 SS,BOTTOM,YOKE MOUNT,SMD FILLED | EA | 1 | 1 | 2 | NO | 895.0695 | 273685.4 | SBG | 27915670 | 27915670 | 05,22 | 1 | 2BAC | 2BAC |  | 799482 |  |  |  |  | 40914 | 43409
10441 | 29200000TL | 03483 | EG1022016 | S | 58005407 | 58 | EGTL Spares | Mtce | 54 | 54D | GAUGE: DIFFERENTIAL PRESSURE | 0-315 MBAR RANGE,150MM DIAL | *OBS*Gage&Parts-Pres : 1/2 IN NPT,316 SS CASE,316 SS TUBE,316 SS,BOTTOM,YOKE MOUNT,SMD FILLED | EA | 1 | 0 | 0 | NO | 1762.7529 | 273685.4 | SBG | 27915671 | 27915671 | 05,22 | 1 | 2BAC | 2BAC |  | 799482 |  |  |  |  | 40914 | 41532
10442 | 29200000TL | 03483 | EG1023002 | P | 58005409 | 58 | EGTL Spares | Mtce | 63 | 63Z | KIT:MECHANISM ASSEMBLY | FOR FOR FT14-14 STEAM TRAP | Plumbing - Hardware and Fittings :&quot;CONTAINS MECHANISM ASSEMBLY ASSY, VARIOUS, MAIN VALVE ASSEMBLY SPIRAX SARCO 0668280&quot; | EA | 2 | 1 | 2 | NO | 1675.2 | 260074.8 | SPIRAX SARCO | 0668280 | 0668280 | 01,22 | 1 | 3BAA |  |  | TI-P143-01 |  |  |  |  | 40975
10443 | 29200000TL | 03483 | EG1023002 | P | 58005410 | 58 | EGTL Spares | Mtce | 66 | 66F | FLOAT:BALL, 1-1/2IN AND 2IN | CA46S, 304 SS BS1449 S16 | Valve - Parts & Accessories :SPIRAX SARCO 0628085 | EA | 1 | 1 | 2 | NO | 166.8 | 25895.7 | SPIRAX SARCO | 0628085 | 0628085 | 22 | 1 | 3BAA |  |  | TI-P143-01 |  |  |  |  | 40975 | 43577
10444 | 29200000TL | 03483 | EG1023002 | S | 58005413 | 58 | EGTL Spares | Mtce | 63 | 63Z | KIT:MAIN VALVE ASSY W/FLOAT | FOR FT20/FT32 FLOAT TRAP 14BAR | Plumbing - Hardware and Fittings :&quot;CONTAINS MAIN VALVE ASSEMBLY,FLOAT, ASSY, VARIOUS SPIRAX SARCO - 0624280&quot; | EA | 1 | 0 | 0 | NO | 313.2 | 48624.3 | SPIRAX SARCO | 0624280 | 0624280 | 01,22 | 1 | 3BAA |  |  | TI-P149-08 |  |  |  |  | 40975 | 43842
10445 | 29200000TL | 03483 | EG1023002 | P | 58005419 | 58 | EGTL Spares | Mtce | 66 | 66F | DISC:DISC FOR STEAM TRAP TD | SERIES, 3/4 IN, BS1449 420 S45 | Valve - Parts & Accessories :PACKET OF 3, SPIRAX SARCO - 0681483 | PK | 15 | 0 | 0 | NO | 72 | 11178 | SPIRAX SARCO | 0681483 | 0681483 | 01,22 | 1 | 3BAA |  |  | TI-P068-17 |  |  |  |  | 40975
10446 | 29200000TL | 03483 | EG1023002 | P | 58005420 | 58 | EGTL Spares | Mtce | 54 | 54A | KIT:STRAINER SCREEN & CAP | GASKET,FOR 3/4 IN TD42H | Gaskets : CONTAINS 304 BS970 S16 STRAINER CAP GASKET,316L SS ASTM A240 SCREEN, SPIRAX SARCO - 1534180 | ST | 15 | 0 | 0 | NO | 34.8 | 5402.7 | SPIRAX SARCO | 1534180 | 1534180 | 01,22 | 1 | 3BAA |  |  | TI-P068-17 |  |  |  |  | 40975
10447 | 29200000TL | 03483 | EG1026013 | P | 58005444 | 58 | EGTL Spares | Mtce | 53 | 53A | ELBOW: PIPE 1-1/2 IN | 6000 LB | Fittings - Pipe - Carbon Steel :SW, 45 DEG, CS, ASTM A105, UNS K03504, GR B | EA | 3 | 0 | 0 | NO | 68 | 20836.56 | WILSON SUPPLY | SEE DESCRIPTION |  | 02 |  | 2CAC | 1CCC | [6 empty] | 40915 | 45264 | 43367 |  |  |  |  | -2 | 1
10448 | 29200000TL | 03483 | EG1025015 | P | 58005445 | 58 | EGTL Spares | Mtce | 53 | 53A | ELBOW: PIPE 1 IN FNPT | 3000 LB | Fittings - Pipe - Carbon Steel :45 DEG, GALV CS, ASTM A105, UNS K03504, GR B | EA | 3 | 0 | 0 | NO | 3.54 | 549.585 | WILSON SUPPLY | SEE DESCRIPTION |  | 02 |  | 2CAC | [7 empty] | 40915
10449 | 29200000TL | 03483 | EG1026007 | P | 58005494 | 58 | EGTL Spares | Mtce | 53 | 53A | ELBOW: PIPE 1-1/2 IN | 3000 LB | Fittings - Pipe - Carbon Steel :SW,90 DEG, DUAL-STAMPED F316/F316L SS, ASTM A182, ASME B16.11 | EA | 1 | 3 | 5 | NO | 118 | 23187 |  | SEE DESCRIPTION |  | 02 |  | 2CAC | [7 empty] | 40915 | 45779 | 42160 | -2 | 2
10450 | 29300000TL | 03483 | EG1024014 | S | 58005516 | 58 | EGTL Spares | Mtce | 53 | 53A | ELBOW: PIPE 1 IN FNPT | 3000 LB | Fittings - Pipe - Carbon Steel :90 DEG, GALV CS, ASTM A105, UNS K03504, GR B, ASME B16.11, 251 | EA | 2 | 1 | 2 | YES | 38 | 14421.2524 | WILSON SUPPLY | SEE DESCRIPTION |  | 02 |  | 2CAC | [7 empty] | 43770 |  | 44201
10451 | 29200000TL | 03483 | EG1028008 | P | 58005587 | 58 | EGTL Spares | Mtce | 53 | 53A | REDUCER: PIPE 1 IN X 3/4 IN | CONCENTRIC, BEVELED | Fittings - Pipe - Carbon Steel :XS, CS, ASTM A234, UNS K03006, GR WPB, ASME B16.9, 897 | EA | 3 | 2 | 5 | NO | 1.7091 | 265.4775 | WILSON SUPPLY | SEE DESCRIPTION |  | 02,21,22 |  | 2CAC | 2BBB | [6 empty] | 40915 | 44151
10452 | 29200000TL | 03483 | EG1028008 | P | 58005588 | 58 | EGTL Spares | Mtce | 53 | 53A | REDUCER: PIPE BEVELED | 1-1/2 IN X 3/4 IN | Fittings - Pipe - Carbon Steel :CONCENTRIC, XS, CS, ASTM A234, UNS K03006, GR WPB, ASME B16.9, 898 | EA | 3 | 0 | 0 | NO | 3.7581 | 583.74 | WILSON SUPPLY | SEE DESCRIPTION |  | 02,21,22 |  | 2CAC | [7 empty] | 40915 | 45987 |  | -2 | 1
10453 | 29200000TL | 03483 | EG1028008 | P | 58005632 | 58 | EGTL Spares | Mtce | 53 | 53A | TEE: PIPE REDUCER | 3000 LB | Fittings - Pipe - Carbon Steel :3/4 IN RUN, 1/2 IN BRANCH, SW, CS, ASTM A105, UNS K03504, GR B, ASME B16.11, 942 | EA | 7 | 0 | 0 | NO | 51.8771 | 15805.8757 | WILSON SUPPLY | SEE DESCRIPTION |  | 02,22 |  | 2CAC | [7 empty] | 40915 | 42496 | 42561
10454 | 29300000TL | 03483 | EG1028008 | S | 58005633 | 58 | EGTL Spares | Mtce | 53 | 53A | TEE: PIPE REDUCER | 3001 LB | Fittings - Pipe - Carbon Steel :1 IN RUN, 3/4 IN BRANCH, SW, CS, ASTM A105, UNS K03504, GR B, ASME B16.11, 943 | EA | 3 | 2 | 3 | YES | 153.9 | 252283.653 | USA INDUSTRIES INC. | SEE DESCRIPTION |  | 02,22 |  | 2CAC | [7 empty] | 43770 |  | 45239
10455 | 29300000TL | 03483 | EG1028006 | P | 58005634 | 58 | EGTL Spares | Mtce | 53 | 53A | TEE: PIPE REDUCER | 6000 LB | Fittings - Pipe - Carbon Steel :1 IN RUN, 3/4 IN BRANCH, SW, CS, ASTM A105, UNS K03504, GR B, ASME B16.11, 944 | EA | 4 | 0 | 1 | YES | 16.4172 | 25500 | WILSON SUPPLY | SEE DESCRIPTION |  | 02,22 |  | 2CAC | [7 empty] | 43782 |  | 45157
10456 | 29200000TL | 03483 | EG1028008 | P | 58005638 | 58 | EGTL Spares | Mtce | 53 | 53A | TEE: PIPE REDUCER | 3000 LB | Fittings - Pipe - Carbon Steel :1 IN RUN, 3/4 IN BRANCH, FNPT, GALV CS, ASTM A105, UNS K03504, GR B, ASME B16.11, 948 | EA | 4 | 3 | 5 | NO | 37.3611 | 5799.7395 | WILSON SUPPLY | SEE DESCRIPTION |  | 02,22 |  | 2CAC | [7 empty] | 40915 | 42779 | 41844
10457 | 29200000TL | 03483 | EG1028008 | S | 58005639 | 58 | EGTL Spares | Mtce | 53 | 53A | TEE: PIPE REDUCER | 3000 LB | Fittings - Pipe - Carbon Steel :2 IN RUN, 3/4 IN BRANCH, FNPT, GALV CS, ASTM A105, UNS K03504, GR B, ASME B16.11, 949 | EA | 17 | 0 | 0 | NO | 73.8208 | 18493.3448 | WILSON SUPPLY | SEE DESCRIPTION |  | 02,22 |  | 2CAC | [7 empty] | 40915 | 45035 | 43356 |  |  |  |  | -2 | 1
10458 | 29200000TL | 03483 | EG1025015 | S | 58005689 | 58 | EGTL Spares | Mtce | 53 | 53A | NIPPLE: SWAGE | 1 IN X 1/2 IN, THD, 1 IN LG | Fittings - Pipe - Carbon Steel :CONCENTRIC SEAMLESS, XS, GALV CS, ASTM A234, GR WPBS, MSS SP-95 1013 | EA | 8 | 2 | 4 | NO | 3.88 | 602.37 | WILSON SUPPLY | SEE DESCRIPTION |  | 02,21,22 |  | 2CAC | [7 empty] | 40915 | 45863 |  | -1 | 1
10459 | 29200000TL | 03483 | EG1026015 | S | 58005699 | 58 | EGTL Spares | Mtce | 53 | 53A | NIPPLE: SWAGE 2 IN X 1 IN | CONCENTRIC SEAMLESS, STD | Fittings - Pipe - Carbon Steel :BEVEL LARGE END X PLAIN SMALL END, 2 IN LG, SCH 160, STD, CS, ASTM A234, GR WPBS, MSS SP-95, 1023 | EA | 14 | 0 | 0 | NO | 10 | 1552.5 | WILSON SUPPLY | SEE DESCRIPTION |  | 02,21,22 |  | 2CAC | [7 empty] | 40915 | 45042 | [5 empty] | -2 | 1
10460 | 29200000TL | 03483 | EG1026016 | P | 58005702 | 58 | EGTL Spares | Mtce | 53 | 53A | NIPPLE: SWAGE 3 IN X 1-1/2 IN | CONCENTRIC SEAMLESS | Fittings - Pipe - Carbon Steel :BEVEL LARGE END X PLAIN SMALL END, 3 IN LG, SCH 160, STD, CS, ASTM A234, GR WPBS, MSS SP-95, 1024 | EA | 7 | 0 | 0 | NO | 22.55 | 3500.8875 | WILSON SUPPLY | SEE DESCRIPTION |  | 02,21,22 |  | 2CAC | [7 empty] | 40915 | 45316 |  |  |  | -1 | 1
10461 | 29200000TL | 03483 | EG1025011 | S | 58005705 | 58 | EGTL Spares | Mtce | 53 | 53A | NIPPLE: SWAGE 2 IN X 1 IN | ECCENTRIC SEAMLESS,STD | Fittings - Pipe - Carbon Steel :BEVEL LARGE END X PLAIN SMALL END, 2 IN LG, SCH 160, STD, CS, ASTM A234, GR WPBS, MSS SP-95, 1029 | EA | 10 | 0 | 0 | NO | 12 | 1863 | WILSON SUPPLY | SEE DESCRIPTION |  | 02,21,22 |  | 2CAC | [7 empty] | 40915 | 43432
10462 | 29200000TL | 03483 | EG1026012 | P | 58005708 | 58 | EGTL Spares | Mtce | 53 | 53A | NIPPLE: SWAGE,SCH 160, XS | 2 IN X 1-1/2 IN | Fittings - Pipe - Carbon Steel :BEVEL LARGE END X PLAIN SMALL END, 2 IN LG, SCH 160, XS, CS, ASTM A234, GR WPBS, MSS SP-95, 1032 | EA | 5 | 0 | 0 | NO | 10.59 | 1644.0975 | WILSON SUPPLY | SEE DESCRIPTION |  | 02,21,22 |  | 2CAC | 1CCC | [6 empty] | 40915 | 44777
10463 | 29200000TL | 03483 | EG1016017 | P | 58005756 | 58 | EGTL Spares | Mtce | 53 | 53A | COUPLING: PIPE 3/4 IN | 3000 LB | Fittings - Pipe - Carbon Steel :SW, DUAL-STAMPED F304/F304L SS, ASTM A182, ASME B16.11, 1080 | EA | 44 | 5 | 8 | NO | 5.0774 | 788.67 | WILSON SUPPLY | SEE DESCRIPTION |  | 01,02 |  | 2CAC | [7 empty] | 40915 | 45070 | [5 empty] | -2 | 1
10464 | 29200000TL | 03483 | EG1019014 | P | 58005757 | 58 | EGTL Spares | Mtce | 53 | 53A | ADAPTER: PIPE 1/2 IN | FEMALE THD | Fittings - Pipe - Carbon Steel :SW, 3000 LB, DUAL-STAMPED F316/F316L SS ASTM A182, ASME B16.11, 1081 | EA | 49 | 3 | 10 | NO | 4.0079 | 622.5525 | WILSON SUPPLY | SEE DESCRIPTION |  | 01 |  | 2CAC | [7 empty] | 40915 | 45006 | [5 empty] | -1 | 1
10465 | 29200000TL | 03483 | EG1016020 | P | 58005760 | 58 | EGTL Spares | Mtce | 53 | 53A | COUPLING: PIPE 3/4 IN | 3000 LB | Fittings - Pipe - Carbon Steel :SW, DUAL-STAMPED F316/F316L SS, ASTM A182, ASME B16.11, 1084 | EA | 45 | 7 | 10 | NO | 5.9769 | 928.395 | WILSON SUPPLY | SEE DESCRIPTION |  | 01,02 |  | 2CAC | [7 empty] | 40915 | 45745 |  | -2 | 1 |  |  | -1 | 1
10466 | 29200000TL | 03483 | EG1016017 | P | 58005762 | 58 | EGTL Spares | Mtce | 53 | 53A | COUPLING: PIPE 1-1/2 IN | 3000 LB | Fittings - Pipe - Carbon Steel :SW, DUAL-STAMPED F316/F316L SS, ASTM A182, ASME B16.11, 1086 | EA | 50 | 0 | 0 | NO | 16.5015 | 2563.18 | WILSON SUPPLY | SEE DESCRIPTION |  | 01,02 |  | 2CAC | [7 empty] | 40915
10467 | 29200000TL | 03483 | EG1026016 | P | 58005770 | 58 | EGTL Spares | Mtce | 53 | 53A | COUPLING: PIPE HALF 3/4 IN | 6000 LB | Fittings - Pipe - Carbon Steel :SW, CS, ASTM A105, UNS K03504, ASME B16.11, ASME B16.11, 1094 | EA | 49 | 0 | 0 | NO | 1.72 | 267.03 | WILSON SUPPLY | SEE DESCRIPTION |  | 01,02 |  | 2CAC | [7 empty] | 40915 | 43163
10468 | 29200000TL | 03483 | EG1025008 | P | 58005773 | 58 | EGTL Spares | Mtce | 53 | 53A | COUPLING: PIPE 3/4 IN | 3000 LB | Fittings - Pipe - Carbon Steel :SW, CS, ASTM A105, UNS K03504, ASME B16.11, 1097 | EA | 485 | 0 | 0 | NO | 1.1494 | 178.5375 | WILSON SUPPLY | SEE DESCRIPTION |  | 01,02 |  | 2CAC | [7 empty] | 40915 | 45745 |  | -2 | 1
10469 | 29200000TL | 03483 | EG1026016 | P | 58005777 | 58 | EGTL Spares | Mtce | 53 | 53A | COUPLING: PIPE 1 IN | 3000 LB | Fittings - Pipe - Carbon Steel :SW, CS, ASTM A105,UNS K03504, ASME B16.11, ASME B16.11, 1101 | EA | 497 | 0 | 0 | NO | 1.5792 | 245.295 | WILSON SUPPLY | SEE DESCRIPTION |  | 01,02 |  | 2CAC | [7 empty] | 40915 | 43648
10470 | 29200000TL | 03483 | EG1021002 | P | 58005791 | 58 | EGTL Spares | Mtce | 53 | 53A | O-LET: PIPE 4 IN X 3/4 IN | WELDOLET | Fittings - Pipe - Carbon Steel :STD, SCH 160, CS ASTM A105, UNS K03504, B, MSS SP-97, 1115 | EA | 13 | 0 | 0 | NO | 118.2944 | 36218.0264 | WILSON SUPPLY | SEE DESCRIPTION |  | 02,21,22 |  | 2CAC | [7 empty] | 40915 | 45680 | 43557 | -5 | 1 |  |  | -1 | 1
10471 | 29300000TL | 03483 | EG1018012 | P | 58005819 | 58 | EGTL Spares | Mtce | 66 | 66S | VALVE: SOLENOID,1/4IN NPT PIPE | 5,7MM ORIFCE,VOLT 24VCC-10+15% | Valve - On/Off, solenoid, actuated :AISI 316 BODY,3/2-WAY,P. 0-10 BAR,1/2 IN NPT,DIRECT OPERATED,CL. H,CODE NF8327B202 24VCC ENCLOSURE, SOLENOID VALVES 3/2 DIRECT OPERATED 1/4 NPT 171-KY-0306÷0330 | EA | 1 | 1 | 2 | YES | 1505.09 | 2400167.023 | ASCO JOUCOMATIC | NF8327B202NFD2 (DEMI) | NF8327B202NFD2 (DEMI) | 02,22 | 1 | 1AXX |  |  | PIC-2-50-GB |  |  |  |  | 43770 |  | 46008
10472 | 29200000TL | 03483 | EG1019021 | P | 58005849 | 58 | EGTL Spares | Mtce | 50 | 50Z | BEARING: BALL | SOLENOID VALVES AND SILECER | Bearings & Accessories - All :BEARING,BALL:DEEP GROOVE,SGL ROW,35MM ID,72MM OD,17MM WD,MEDIUM SERIES,OPEN,C0,STL CAGE, :BEARING,BALL 6207 (INBOARD), TAGS. REF. 171-PC-055 A/B, EQUIPMENT: CENTRIFUGAL PUMPS MODEL 3196 2X3-6, SN E732F582, BEARING,BALL 6207 | EA | 2 | 0 | 0 | NO | 79.495 | 24271.7187 | NSK |  | NSK 6207 | 01,21,22 | 1 | 2 | 1BBB |  | A732582C |  |  |  |  | 40914 | 44028 | 43214
10473 | 29200000TL | 03483 | EG1019021 | P | 58005894 | 58 | EGTL Spares | Mtce | 66 | 66S | KIT:REPAIR,PINION SHAFT | FOR PNEUMATIC ACTUATOR | Valve - Actuator & Positioner: CONTAINS BASE PLATE,BOTTOM BEARING,BOTTOM SPACER,BASE PLATE BOLTS & WASHERS, CROSS REF DWG: TYCO PREMIAIR PNEUMATIC ACTUATOR CATALOGUE, SH.3, MAN PART NO: PREMIAIR KIT 070 (SHEET 1) | EA | 2 | 0 | 0 | NO | 315.0833 | 48916.68 | TYCO VALVES |  | SEE ADDITIONAL INFO | 01,22 | 1 | 1AXX | 1BBB |  | SEE ITEM NOTE |  |  |  |  | 40914
10474 | 29200000TL | 03483 | EG1019002 | P | 58005899 | 58 | EGTL Spares | Mtce | 51 | 51Z | SENSOR: CONDUCTIVITY | 0.10/CM CELL CONSTANT | Electric-Other : 3.1 M (10 FT.) CABLE LG,1-1/4 INCH FULL PORT BALL VALVES,316SS, M/N 402-13,TAG 171-AT-0312 | EA | 3 | 0 | 0 | NO | 2222.0402 | 344961.46 | EMERSON | 402-13 |  | 01,22 | 1 | 3CDC |  |  | &QUOT;MODEL 402 SH.2,3,4& |  |  |  |  | 40975 |  | 41722
10475 | 29200000TL | 03483 | EG1026005 | P | 58005931 | 58 | EGTL Spares | Mtce | 71 | 71D | RING:COMPRESSION,72MM DIA,STL | GR C75, 171-CB-072 A/B | Compressor - Air -Unit & Parts : &quot;MAN PART NO: 63A (ES 45/2P-RVP80, ES 35/2P RVP80), SUPP PART NO: 63A (ES 45/2P-RVP80, ES 35/2P RVP80) EQUIPMENT: SOLENOID VALVES AND SILECER&quot; | EA | 85 | 1 | 7 | NO | 7.113 | 1160.2135 | ROBUSCHI |  | SEE ADDITIONAL INFO | 01,22 | 1 | 2CAC | 1BBB |  | &QUOT;276055-0001 275978- |  |  |  |  | 40914
10476 | 29200000TL | 03483 | EG1018012 | P | 58005999 | 58 | EGTL Spares | Mtce | 54 | 54A | SEAL: MECHANICAL, 20MM,60MM | CARTRIDGE,BAL,DUAL ARRANGEMENT | Seals : CEMENTED CARBIDE,CEMENTED CARBIDE ROT FACE,SS HARDWARE,SS SPRING,O-RING,NITRILE RBR GASKET, UNIT, MINIMUM ORDER QTY 2 PC, WCCR/WCCR, 177-PC-050 177-PC-051FLYGT PART NO: 7204500 FACE SEAL KIT | EA | 3 | 0 | 0 | NO | 653.6037 | 101467.8087 | FLYGT | 7204500 | 7204500 | 01,22 | 1 | 2CAC | 1BBB |  | PARTS LIST - 896858/2.0 |  |  |  |  | 40914 |  | 41679
10477 | 29200000TL | 03483 | EG1026010 | P | 58006041 | 58 | EGTL Spares | Mtce | 72 | 72Z | FILTER: FUEL DIESEL | 100MM DIA X 200MM LG | *OBS*Filtration-Elem : PLEATED PAPER ELEMENT,10 MICRON,ALUM HSG, 150-PC-040, TEMPORARY START-UP DIESEL PUMP | EA | 3 | 2 | 5 | NO | 21.9518 | 3407.9833 | IVECO | 3668673 | DKME-2702-01-06 | 01,22 | 1 | 2BAB |  |  | EGTL1-MLT-MEC-DD-500002 |  |  |  |  | 41322 | 42757
10478 | 29200000TL | 03483 | EG1028009 | P | 58006042 | 58 | EGTL Spares | Mtce | 72 | 72Z | FILTER: AIR PRIMARY,13.5IN DIA | X 18IN LG X 7IN OUTLET | *OBS*Filtration-Elem : PLEATED PAPER ELEMENT,10 MICRON,PLASTIC HSG, 150-PC-040, TEMPORARY START-UP DIESEL PUMP | EA | 4 | 0 | 0 | NO | 89.6016 | 13910.6133 | IVECO | 3668983 | 896-316F1310 | 01,22 | 1 | 2BAB |  |  | EGTL1-MLT-MEC-DD-500002 |  |  |  |  | 41322
10479 | 29200000TL | 03483 | EG1024010 | P | 58006043 | 58 | EGTL Spares | Mtce | 54 | 54D | GASKET SET:CRANK CASE | CYLINDER HEAD,RBR,SS,110 PCS | *OBS*GS&P-O-Rings : 150-PC-040, 150-PC-040, TEMPORARY START-UP DIESEL PUMP | ST | 8 | 2 | 8 | NO | 325.6802 | 63745.7625 | IVECO | 3663345 | 896-361F1313 | 01,22 | 1 | 2BAB | 2BAB |  | EGTL1-MLT-MEC-DD-500002 |  |  |  |  | 41349 |  | 42059
10480 | 29200000TL | 03483 | EG1026010 | P | 58006045 | 58 | EGTL Spares | Mtce | 51 | 51C | FUSE:MAXI-AUTOMOTIVE,50A | PLASTIC,6MMX25MM | Electric Components - Motor / Generator :12VDC,5000A AT 12VDC IR,PIN,, 150-PC-040, TEMPORARY START-UP DIESEL PUMP | ST | 2 | 0 | 0 | NO | 19.647 | 3050 | IVECO | CPNFPA24 | 896-361F1925 | 01,22 | 1 | 2BAB |  |  | EGTL1-MLT-MEC-DD-500002 |  |  |  |  | 41349
10481 | 29200000TL | 03483 | EG1021009 | P | 58006101 | 58 | EGTL Spares | Mtce | 14 | 14Z | KIT:DISPLAY,5600 SST | TRANSMITTERS REMOTE MOUNT,LOI | Instruments - Other & Parts : CONTAINS ASSEMBLED DISPLAY, FOR 5600 SST RADAR, GUID WAVE RAD, TT | EA | 6 | 2 | 4 | NO | 585.2035 | 90835.29 | ROSEMOUNT MEASUREMENT | 05600-5002-0001 | 52318372 | 01,22 | 1 | 2BAA |  |  | EGTL1-RMT-INS-MM-009999 |  |  |  |  | 41250
10482 | 29200000TL | 03483 | EG1028011 | P | 58006177 | 58 | EGTL Spares | Mtce | 56 | 56Z | SCREW:CAPM8 DIA,16MM LG,METRIC | SOCKET HD,STEEL,BS4168,GR 12.9 | *OBS*Fastener-BottWa : COUNTERSUNK, 150-CR-002A/B, EGTL1-PBL-MEC-DD-500035, METRIC THD | EA | 4 | 0 | 0 | NO | 0.2014 | 31.2625 | STERLING | CD55845 85 04 02 | 21321/3560 | 02,21,22 | 1 | 1BAB | 1BAB |  | C10/1/00016 |  |  |  |  | 40914
10483 | 29200000TL | 03483 | EG1028011 | P | 58006180 | 58 | EGTL Spares | Mtce | 56 | 56Z | WASHER: TAB,CRANKPIN,200 MM LG | 60 MM WD NOM,60MM ID,125MM OD | *OBS*Fastener-BottWa : 1.0 MM THK,STEEL 040A10, EGTL1-PBL-MEC-DD-500035, 150-CR-0002A/B, 200MM LG | EA | 8 | 0 | 0 | NO | 6.2428 | 969.1375 | STERLING | CD55845 85 04 05 | ACM/3/72275/A | 01,22 | 1 | 1BAB | 1BAB |  | C10/1/00016 |  |  |  |  | 40914
10484 | 29200000TL | 03483 | EG1020013 | S | 58006181 | 58 | EGTL Spares | Mtce | 50 | 50Z | BEARING: SLEEVE, SMALL END | 135 MM ID,150 MM OD | *OBS*Engines - Other : BRONZE ALLOY, 150-CR-002 A/B, EGTL1-PBL-MEC-DD-500035, 150-CR-002 A/B, 2D2 COMPRESSOR - NO: CD55845 | EA | 1 | 0 | 0 | NO | 110.8331 | 17205.365 | DYN-METAL | CD55845 85 04 06 | 52314610 | 01,21,22 | 1 |  |  |  | C10/1/00016 |  |  |  |  | 41349 | 45409 |  |  |  | -1 | 1
10485 | 29200000TL | 03483 | EG1025013 | P | 58006182 | 58 | EGTL Spares | Mtce | 87 | 87B | SHIM:LAMINATED,0.05MM THK | 338MM X 296MM,ALUMINUM | *OBS*Machinery-Misc- : &quot;FOR ADJUSTABLE X-HEAD, 150-CR-002A/B EGTL1-PBL-MEC-DD-500035 PART NOT SPECIFICALLY SHOWN&quot; | EA | 4 | 0 | 0 | NO | 43.4366 | 6743.0925 | FORD COMPONENTS | CD55845 85 05 01 | AC/2/71329/A | 22 | 1 | 1BAB | 1BAB |  | C10/1/00016 |  |  |  |  | 40914
10486 | 29200000TL | 03483 | EG1025005 | P | 58006185 | 58 | EGTL Spares | Mtce | 56 | 56Z | SCREW:CAPM12 DIA,35MMLG,METRIC | SOCKET HD,STL,BS4168,GR 12.9 | *OBS*Fastener-BottWa : &quot;COUNTERSUNK, 150-CR-002 A/B EGTL1-PBL-MEC-DD-500035, METRIC THD&quot; | EA | 24 | 0 | 0 | NO | 0.2014 | 31.2625 | STERLING | CD55845 85 05 04 | 21311/4600 | 02,21,22 | 1 | 1BAB | 1BAB |  | C10/1/00016 |  |  |  |  | 40914
10487 | 29200000TL | 03483 | EG1028011 | P | 58006189 | 58 | EGTL Spares | Mtce | 56 | 56Z | SCREW:SETM12 DIA,30MM LG,METRC | CUP POINT,HEX HD,STEEL,BS3692 | *OBS*Fastener-BottWa : &quot;GR 8.8, WITH FACE, 150-CR-002A/B EGTL1-PBL-MEC-DD-500035 TYPE: COMPRESSOR; SCREW, WITH FACE, METRIC THD&quot; | EA | 8 | 0 | 0 | NO | 0.2014 | 31.2625 | STERLING | CD55845 85 05 08 | 21011/4590 | 02,21,22 | 1 | 1BAB | 1BAB |  | C10/1/00016 |  |  |  |  | 40914
10488 | 29200000TL | 03483 | EG1018018 | P | 58006196 | 58 | EGTL Spares | Mtce | 54 | 54D | O-RING: 1ST STG CYLINDER HEAD | 419.3X430.7X5.7 MM,VITON-E | *OBS*GS&P-O-Rings : **BS4518-4193-57-VITON-E**EGTL1-PBL-MEC-DD-500035**150-CR-002A/B-2D2 COMPRESSOR - NO: CD55845**1ST STAGE CYLINDER HEAD ORING** | EA | 9 | 0 | 0 | NO | 25.7571 | 5061.2646 | PETER BROTHERHOOD LIMITED | CD55845/11/01/17 | BS4518-4193-57-VITON-E | 01,02,22 | 1 |  | 2BAB |  | 150-CR-002A |  |  | BS4518-4193-57 |  | 41349 | 45339 | 42360 |  |  | -1 | 1
10489 | 29200000TL | 03483 | EG1020011 | P | 58006199 | 58 | EGTL Spares | Mtce | 87 | 87B | RING: PISTON 1ST STAGE | PEEK, 330MM | Engines - Parts : "1ST STG, VARIOUS, 150-CR-002 A/B, EGTL1-PBL-MEC-DD-50003/B, 2D2 COMPRESSOR - NO: CD55845" | EA | 8 | 0 | 0 | NO | 832.5515 | 254941.4595 | PETER BROTHERHOOD LIMITED | OD36078/A | OD36078/A | 01,22 | 1 | 1AXX | 1AXX |  | 150-CR-002A |  |  | 2D2/CD55845 |  | 41349 | 45860 | 43203 | 3 | 2 | -4 | 1
10490 | 29300000TL | 03483 | EG1025013 | S | 58006212 | 58 | EGTL Spares | Mtce | 54 | 54A | O-RING:VALVE COVER 2ND STAGE | 204.3 ID215.7 MM OD,5.7 MM WD | *OBS*GS&P-O-Rings : VITON-E BS4518-2043-57**150-CR-002 A/B**EGTL1-PBL-MEC-DD-500035, 2D2 COMPRESSOR - NO: CD55845**CD55845/12/06/07/01** | EA | 2 | 1 | 2 | YES | 38.563 | 16845.5982 | FAIRWAY SEALS | CD55845 85 07 06 | BS4518-2043-57-VITON-E | 01,02,22 | 1 |  | 2BBB |  | 150-CR-002A |  |  | BS4518-2043-57-VITON-E |  | 43782 | 45799 | 44999 | -4 | 1 |  |  | -6 | 2
10491 | 29200000TL | 03483 | EG1025013 | P | 58006213 | 58 | EGTL Spares | Mtce | 54 | 54A | O-RING: 2ND STG CYLINDER HEAD | 309.3X320.7X5.7MM VITON E | Seals : **BS4518-3093-57-VITON-E**150-CR-002 A/B**EGTL1-PBL-MEC-DD-500035**2D2 COMPRESSOR - NO: CD55845**2ND STAGE CYLINDER HEAD ORING** | EA | 3 | 6 | 8 | NO | 74.8818 | 14687.0567 | PETER BROTHERHOOD LIMITED | CD55845/12/01/19 | 52314611 | 01,22 | 1 |  | 1BBB |  | 150-CR-002A |  |  | BS4518-3093-57-VITON-E |  | 41349 | 45339 | 41974 |  |  | -1 | 1
10492 | 29200000TL | 03483 | EG1020004 | P | 58006217 | 58 | EGTL Spares | Mtce | 87 | 87B | RING: RIDER BAND 2ND STAGE | PEEK, 2ND STG, 220MM | Engines - Parts : 150-CR-002 A/B, EGTL1-PBL-MEC-DD-500035, 2D2 COMPRESSOR - NO: CD55845 | EA | 2 | 0 | 0 | NO | 191.0663 | 296017.055 | PETER BROTHERHOOD LIMITED | OD36079/B | OD36079/B | 01,02,22 | 1 |  |  |  | 150-CR-002A |  |  | 2D2/CD55845 |  | 41349 | 45860 | 43203 | 0 | 3 | -2 | 1
10493 | 29300000TL | 03483 | EG1023003 | S | 58006228 | 58 | EGTL Spares | Mtce | 87 | 87B | KIT: OIL WIPER RINGS | SPRINGS | Engines - Parts : O-RINGS, BEARING, CIRCLIP, MECH SEAL, OIL WIPER PKGS, 2D2 COMPRESSOR - NO: CD55845. PART NUMBER-OD36074/REF/01POSTION-CD5835/10/22. | ST | 2 | 1 | 2 | YES | 7685 | 8902709.95 | PETER BROTHERHOOD LIMITED | OD36074/REF/01 | OD36074/REF/01 | 01,22 | 1 |  |  |  | 150-CR-002A |  |  | 2D2 |  | 43770 | 45860 | 45610 | 0 | 2 | -1 | 1
10494 | 29300000TL | 03483 | EG1023011 | S | 58006229 | 58 | EGTL Spares | Mtce | 14 | 14Z | KIT: INTERMEDIATE GAS | RINGS AND SPRINGS | Instruments - Other & Parts : CONTAINS RING, SPRINGS, VARIOUS, 2D2 COMPRESSOR - NO: CD55845. PART NUMBER-OD36075/REF/01. POSITION-CD55845/10/24. | ST | 3 | 2 | 3 | YES | 3663 | 1687434.21 | PETER BROTHERHOOD LIMITED | OD36075/REF/01 | OD36075/REF/01 | 01,22 | 1 |  |  |  | 150-CR-002A |  |  | 2D2 |  | 43770 | 45860 | 44775 | 0 | 2 | -1 | 1
10495 | 29200000TL | 03483 | EG1020012 | P | 58006230 | 58 | EGTL Spares | Mtce | 14 | 14Z | TRANSMITTER:PRESSURE,12-45VDC | 0-4 BARG INPUT,4-20MA OUTPUT | *OBS*Gage&Parts-Pres : MODEL/PART NUMBER 3051CG4F02A1AS5M511P1A01Q4Q8, TYPE 111 WITH INTEGRAL MANIFOLD MODEL 0305AC32B11B4L4, 5-VALVES ANDERSON GREENWOOD, C30500-1124-0000/TYPE MC3VIS-4, ASSYMBLY 7000006449.MFG PART NO: 3051CG4F02A1AS5M511P1A01Q4Q8 | EA | 2 | 0 | 0 | NO | 570.1212 | 88503.71 | EMERSON/ROSEMOUNT | 3051CG4F02A1AS5M511P1A01Q |  | 05,22 | 1 | 1AXX | 1AXX |  | EGTL1-PBL-PRO-PI-500010 |  |  | 111 |  | 40914 | 44230
10496 | 29200000TL | 03483 | EG1020018 | P | 58006234 | 58 | EGTL Spares | Mtce | 14 | 14I | INDICATOR:TEMPERATURE,100MM | 0-100 C RANGE,0-100 SCALE | Temperature and heat measuring instruments : &quot;STAINLESS STEEL, ASSY,150-CR-002 A/B EGTL1-PBL-PRO-PI-500010 PART NO NOT SHOWN ON DRAWING&quot; | EA | 4 | 0 | 0 | NO | 276.9425 | 54419.103 | ASHCROFT | 100=AM=060=E100=0/100DEGC | OD36097 | 22 | 1 | 1AXX |  |  | EGTL1-PBL-PRO-PI-500010 |  |  |  |  | 40914 | 42348 | 42362
10497 | 29200000TL | 03483 | EG1028003 | P | 58006242 | 58 | EGTL Spares | Mtce | 54 | 54A | GASKET: RING JOINT, 4 IN PIPE | 300 LB,API R37,SOFT IRON | Gaskets : &quot;ASME B16.5,OCTAGONAL,150-VD-0002B 150-VD-0005B 150-VD-0003A/B 150-VD-0010A/B EGTGL1-PBL-MEC-DD-500091 , -92, -93, - PART NOT SHOWN ON DRAWINGS&quot; | EA | 1 | 0 | 0 | NO | 29 | 8853.99 | EQUIPMENT SUPPLY COMP | CD55845 85 15 02 | 33045/2230 | 01,22 | 1 | 1BAB |  |  | 1ST STAGE VESSEL GASKET |  |  |  |  | 40914 | 43169 | 43297
10498 | 29300000TL | 03483 | EG1028010 | P | 58006243 | 58 | EGTL Spares | Mtce | 54 | 54A | GASKET: RING JOINT,2IN PIPE | 300LB,API R23,SOFT IRON | Gaskets : KLINGER METALLIC RING TYPE JOINT GASKETS (RTJ) STYLE R23 OCTAGONAL SIZE/PRESSURE CLASS: ?? TO 2? ?300LB ASME B16.20, ASME B16.5,ORLONESTAR RTJ STYLE TME R 23ASME B16.20 AND API 6A, OCTAGONAL 2? 300LB PART NUMBER 6A-0666 12-0749202, R23-D-4 | EA | 2 | 1 | 2 | YES | 14.49 | 22231.2825 | KLINGER / LONE STAR | 2"X300LBXR23 | 6A-0666 12-0749202, R23-D | 01,22 | 1 | 1BAB |  |  | 1ST STAGE VESSEL GASKET |  |  | STYLE R23 | SPMNL229 | 43770 | 45695 | 45820 | -4 | 1
10499 | 29200000TL | 03483 | EG1024003 | S | 58006245 | 58 | EGTL Spares | Mtce | 54 | 54A | GASKET: RING JOINT,6 IN PIPE | 300 LB,API R45,SOFT IRON | Gaskets : &quot;ASME B16.5,OCTAGONAL,150-VD-0002A/B 150-VD-0003A/B 150-VD-0005A/B 150-VD-0010A/B EGTGL1-PBL-MEC-DD-500091 -92, -93, -94 PART NOT SHOWN ON DRAWING&quot; | EA | 1 | 0 | 0 | NO | 7.457 | 1157.6275 | EQUIPMENT SUPPLY COMP | CD55845 85 16 01 | 33045/2270 | 01,22 | 1 | 1BAB |  |  | 2ND STAGE VESSEL GASKET |  |  |  |  | 40914 | 45505 |  |  |  | -2 | 1
10500 | 29200000TL | 03483 | EG1025014 | P | 58006249 | 58 | EGTL Spares | Mtce | 54 | 54A | GASKET: RING JOINT,1 IN PIPE | 1500 LB, API R16 | Gaskets : TYPE OCTAGONAL, STYLE R PART NUMBER R-16, 1IN, CLASS 1500LB API 16A, ASME / ANSI B16.5, REFERENCE DRAWING NUMBER EGTL1-PBL-MEC-DD-500091, -92, -93. -94 | EA | 2 | 0 | 0 | NO | 8.186 | 2238.5229 | FLEXITALLIC | R-16 | 33045/2125 | 01,22 | 1 |  |  |  | 2ND STAGE VESSEL GASKET |  |  |  |  | 40914 | 44965 | 42931 |  |  |  |  | -2 | 1
10501 | 29200000TL | 03483 | EG1025002 | P | 58006299 | 58 | EGTL Spares | Mtce | 66 | 66F | KIT:SERVICE,AUTOMATED VALVE | SEAT RINGS,SEAT GASKETS | Valve - Parts & Accessories :CONTAINS END CAP GASKET,PACKING,LOCK WASHER, 120-HV-2052 / 14 IN 600# MAK316 SERVICE KIT S/N 060146 & 060147 | KI | 2 | 0 | 0 | NO | 4324.375 | 671335.5 | ADAMS VALVES |  | SEE ADDITIONAL INFO | 01,22 | 1 | 2BBC |  |  | 22060039-1 |  |  |  |  | 40914 |  | 41716
10502 | 29200000TL | 03483 | EG1026003 | P | 58006304 | 58 | EGTL Spares | Mtce | 51 | 51C | NUT:ACTUATOR DRIVE,2.56 IN DIA | NONE,ALUMINUM BRONZE | Electric Components - Motor / Generator :ASTM/ANSI: ASTM: B505-79 GRADE 955,GR BS: BS1400:1985 GRADE::AB2 OR BS2872: 1986 GRADE CA104, ACME THREAD FORM, 120-HV-2052 | EA | 1 | 0 | 0 | NO | 175 | 27168.75 | ROTORK | P/N 2C | 2C | 01,21,22 | 1 | 2BBC |  |  | EGTL1-BCI-INS-DS-200007 |  |  |  |  | 40914
10503 | 29300000TL | 03483 | EG1016017 | P | 58006530 | 58 | EGTL Spares | Mtce | 53 | 53A | UNION | TUBE 1/2 IN | Fittings - Pipe - Carbon Steel :SS, EGTL1-CNL-PTO-BM-000006A | EA | 36 | 109 | 156 | YES | 54.33 | 82040.7295 | SWAGELOK | SS-810-6 |  | 00 | 1 | 3CAC | 2CBC |  |  |  |  | SS-810-6 | SWAGE784 | 43770 | 45995 | 45999 | -346 | 8 |  |  | -11 | 1
10504 | 29300000TL | 03483 | EG1019001 | P | 58006568 | 58 | EGTL Spares | Mtce | 54 | 54A | COMPOUND: SEALING, 90 ML TUBE | SILASTIC 730 RTV, WHITE | Seals : | EA | 8 | 11 | 16 | YES | 192.08 | 287959.2007 | DOW CORNING | 730W30 | 730W30 | 01 |  | 2CAC | 1BBB | [6 empty] | 43770 | 45797 | 45826 | -4 | 1 | -20 | 4 | -14 | 3
10505 | 29300000TL | 03483 | EG1016004 | P | 58006574 | 58 | EGTL Spares | Mtce | 50 | 50Z | BEARING: HIGH SPEED | FLENDER GEARBOXES | Tapered roller bearing 65mm x 140mm x 51mm. SKF - 32313 BJ2/QUA4CL7CVQ267. FLENDER H2NV109, 110-EA-130/230, high speed pinion top bearing, part 0150. FLENDER B3NV09, 173-EA-002A/B/C, high speed pinion bearings, parts 0150, 0151. Equipment tag numbers:-110 | EA | 4 | 2 | 3 | YES | 191.7283 | 139524.1872 | SKF | 32313 BJ2/QU4CL7CVQ267 | 32313 BJ2/QU4CL7CVQ267 | 01,21,22 | 1 | 1 | 1BBB |  |  |  |  | 32313 |  | 43770 | 45492 | 45107 |  |  | -2 | 2
10506 | 29300000TL | 03483 | EG1017007 | P | 58006575 | 58 | EGTL Spares | Mtce | 50 | 50Z | BEARING: HIGH SPEED BOTTOM | SKF 32310 B | Tapered roller bearing 50mm x 110mm x 42.25mm. GEAR BOX FLENDER - H2NV109, 110-EA-130/230. High speed pinion bottom bearing. SKF 32310 B Flender part no:- 0151 | EA | 4 | 2 | 4 | YES | 132.5 | 54760.65 | NSK | 32310 B | 2687 - 6720 - 03 | 01,21,22 | 1 | 2CAC | 1BBB |  | 110-EA-130-F01 |  |  |  | BENL3339 | 43770 | 44944 | 45064 |  |  |  |  | -1 | 1
10507 | 29300000TL | 03483 | EG1016020 | P | 58006579 | 58 | EGTL Spares | Mtce | 50 | 50Z | BEARING: INTERMEDIATE PINION | FLENDER GEARBOX | Tapered roller bearing - 85mm x 180mm x 63.5mm. SKF 32317 BJ2. FLENDER H2NV109, 110-EA-130/230, intermediate pinion bearings , part 0351. FLENDER B3NV09, 173-EA-002A/B/C, 2nd intermediate pinion bearings, parts 0350, 0351. Equipment tag numbers:-110-EA-13 | EA | 2 | 2 | 3 | YES | 375 | 160127.3943 | SKF | SKF - 32317 BJ2 | SKF - 32317 BJ2 | 01,21,22 | 2 | 2CAC | 1BBB |  | 2687 A00 6045 |  |  |  | BENL1517 | 43770 | 45489 | 44854 |  |  | -2 | 1 | -2 | 1
10508 | 29200000TL | 03483 | EG1020011 | P | 58006613 | 58 | EGTL Spares | Mtce | 54 | 54A | SEAL: MECHANICAL,COMPOSITE | 110-PC-133/233 A/B | Seals : KSB 433 ME0585,Drawing number: H75F1/43-00-A ,Material:AQ1EGG,SAP Number :1000092263 | EA | 2 | 1 | 2 | NO | 1063.4433 | 325341.8652 | EAGLE BURGMANN-MECHANICAL | 024694000 | 024694000 | 01,22 | 1 | 2CAC | 1BBB |  | 2687 A01 7520 |  |  |  |  | 40914 | 45053 | 43307 |  |  |  |  | -1 | 1
10509 | 29300000TL | 03483 | EG1018007 | P | 58006864 | 58 | EGTL Spares | Mtce | 64 | 64B | BELT: V, BLOWER DRIVE,XPA2132 | 2132MM OUT CIRCUM,13MM TOP WD | Power Transmission Equipment & Replacement Parts : 10MM THK,RBR/CLOTH, (MINIMUM ORDER Q.TY 2 PCS./THE INSTALLED ONES!), SUPP PART NO: 2047030932 (ES 65/3P-RVP125), | EA | 4 | 2 | 3 | YES | 24.16 | 29016.0191 | ROBUSCHI | 2047030932 |  | 01 | 1 | 2CAC |  |  | 279322-0000 * |  |  |  | JTSL060 | 43770 | 46019 | 45236 | -2 | 1 |  |  | -4 | 2
10510 | 29300000TL | 03483 | EG1019020 | P | 58006866 | 58 | EGTL Spares | Mtce | 14 | 14H | GAUGE: PRESSURE,0-6 BAR RANGE | 148MM DIAL,1/2 IN MNPT,316L SS | Pressure measuring and control Instruments : TUBE,316L SS,BOTTOM,1/2 IN NPT MOUNT,PHENOLIC CASE, GLYCERINE FILLED, M/N 233.34 WITH SAFETY GLASS, DEGREE OF PROTECTION IP 65, WETTED PARTS MAT AISI 316L | EA | 1 | 1 | 2 | YES | 347.42 | 539630.115 | WIKA INSTRUMENTS | 233.34 0-6 BARG | 233.34 0-6 BARG | 05,22 | 1 | 3CAC |  |  | PM 02.10 |  |  |  |  | 43770 |  | 45505
10511 | 29200000TL | 03483 | EG1019020 | P | 58006867 | 58 | EGTL Spares | Mtce | 14 | 14H | GAUGE: PRESSURE,0-4 BAR RANGE | 148MM DIAL,1/2 IN MNPT,316L SS | Pressure measuring and control Instruments : TUBE,316L SS,BOTTOM,1/2IN NPT MOUNT,PHENOLIC CASE, GLYCERINE FILLED, M/N 233.34 WITH SAFETY GLASS, DEGREE OF PROTECTION IP 65, WETTED PARTS MAT AISI 316L | EA | 3 | 0 | 0 | NO | 195.4333 | 59874.675 | WIKA INSTRUMENTS | 233.34 0-4 BARG | 233.34 0-4 BARG | 05,22 | 1 | 3CAC |  |  | PM 02.10 |  |  |  |  | 40914 | 45893 | 43494 | -1 | 1 | -1 | 1
10512 | 29300000TL | 03483 | EG1017007 | P | 58006930 | 58 | EGTL Spares | Mtce | 50 | 50Z | BEARING: BALL,95MM ID,170MM OD | 32MM WD,6200 SERIES,RADIAL | Bearings & Accessories - All :DEEP GROOVE,SGL ROW,2.1MM,STL CAGE, FOR DECANTER M/N B/DF 400 | EA | 2 | 0 | 1 | YES | 382.22 | 145052.49 | BARIGELLI | VV000410 | VV000410 | 01,21,22 | 1 | 2CAC | [7 empty] | 43770 | 44582 | 44267
10513 | 29300000TL | 03483 | EG1017007 | P | 58006931 | 58 | EGTL Spares | Mtce | 50 | 50Z | BEARING: ROLLER,95MM ID | 170MM OD,32MM WD,2.1MMSTL CAGE | Bearings & Accessories - All :CYLINDRICAL,SKF ROW,FOR DECANTER M/N B/DF 400 | EA | 2 | 0 | 1 | YES | 281.42 | 106804.8126 | BARIGELLI | VV000635 | VV000635 | 01,21,22 | 1 | 2CAC | [7 empty] | 43770 | 44582 | 44308
10514 | 29300000TL | 03483 | EG1019013 | P | 58006932 | 58 | EGTL Spares | Mtce | 50 | 50Z | BEARING:BALL,200MM ID,250MM OD | 24MM,61800 SERIES,OPEN,0.015MM | Bearings & Accessories - All :DEEP GROOVE,SGL ROW,STL CAGE, FOR DECANTER M/N B/DF 400 | EA | 2 | 0 | 1 | YES | 445 | 168877.5 | SKF | 61840 | 61840 | 01,21,22 | 1 | 3 |  |  | 05 02 01 02 03 |  |  |  |  | 43770 | 44266 | 44276
10515 | 29200000TL | 03483 | EG1017014 | P | 58006958 | 58 | EGTL Spares | Mtce | 50 | 50Z | SET:REAR & FRONT BEARING | 40MM DIAMETER | Bearings & Accessories - All : | ST | 1 | 0 | 0 | NO | 119.8035 | 18599.5 | MAPRO INTERNATIONAL | 14/21 B.124 - 5/10 | 14/21 B.124 - 5/10 | 01,22 | 1 | 2CAC |  |  | DRG. 124 |  |  |  |  | 40914
10516 | 29200000TL | 03483 | EG1026014 | S | 58007001 | 58 | EGTL Spares | Mtce | 14 | 14Z | TRANSMITTER: VIBRATION | 4-20MA OUTPUT | 11 TO 30 VDC SUPPLY, 303 SS ENCLOSURE, 174-VT-0105, 174-VT-0106, 174-VT-0210A, 174-VT-0210B, EGTL1-SPG-MEC-DS-740290 (OLD PN STS5484E-121-020-00) | EA | 1 | 0 | 0 | NO | 1555.1375 | 411711.2125 | S.P.I.G | ST5484E-121-020-00 | ST5484E-121-020-00 | 05,22 | 1 | 2CAC |  |  | EGTL1-SPG-MEC-DS-740190 |  |  |  |  | 40975 | 46030 | 43367 | -1 | 1
10517 | 29200000TL | 03483 | EG1025009 | S | 58007008 | 58 | EGTL Spares | Mtce | 54 | 54A | SEAL: O-RING,VITON OIL SEAL | 180MM ID,210MM OD,15MM WD,EPDM | *OBS*GS&P-Other : | EA | 3 | 1 | 2 | NO | 426.2774 | 130634.9998 | HANSEN | X65-0118021015 | 6502 | 01 | 1 | 2CAC | 1CCC |  | 96QF-VR2N7521 |  |  |  |  | 40975 | 43814 | 43594
10518 | 29200000TL | 03483 | EG1026014 | P | 58007009 | 58 | EGTL Spares | Mtce | 54 | 54A | SEAL: O-RING,GAMMA SEAL | 80MM ID,120MM OD,55MM WD | *OBS*GS&P-Other : VITON, SEAL MATERIAL: RBR | EA | 3 | 2 | 3 | NO | 188.42 | 57736.9516 | HANSEN | 268-9RBV80102 | 6509/6529 | 01 | 1 | 2CAC | 1CCC |  | 96QF-VR2N7521 |  |  |  |  | 40975 | 43299 | 43594
10519 | 29200000TL | 03483 | EG1026014 | P | 58007014 | 58 | EGTL Spares | Mtce | 50 | 50Z | BEARING:ROLLER,CYLINDRICAL | THRUST,SGL ROW,55MM ID,90MM OD | Bearings & Accessories - All :25MM WD,C0,STL CAGE, MATERIAL: STL | EA | 1 | 0 | 0 | NO | 880.0567 | 136620 | HANSEN | U60-81211QQ-INA | 6023 | 01,21,22 | 1 | 2CAC |  |  | 96QE-VR2N7527 |  |  |  |  | 40975
10520 | 29200000TL | 03483 | EG1025009 | S | 58007017 | 58 | EGTL Spares | Mtce | 54 | 54A | SEAL: O-RING, VITON OIL SEAL | 155MM ID,180MM OD,15MM WD,EPDM | *OBS*GS&P-Other : | EA | 2 | 1 | 2 | NO | 398.8839 | 122239.2982 | HANSEN | X65-0315518015 | 6502 | 01 | 1 | 2CAC | 1CCC |  | 96QE-VR2N7527 |  |  |  |  | 40975 | 43814 | 43594
10521 | 29200000TL | 03483 | EG1026014 | P | 58007018 | 58 | EGTL Spares | Mtce | 54 | 54D | SEAL: O-RING, GAMMA SEAL | 70MM ID,92MM OD,55MM WD,VITON | *OBS*GS&P-Other : | EA | 2 | 0 | 0 | NO | 110.0071 | 17077.5 | HANSEN | 268-9RBV70920 | 6509/6529 | 01 | 1 | 2CAC | 2CAC |  | 96QE-VR2N7527 |  |  |  |  | 40975
10522 | 29200000TL | 03483 | EG1026013 | P | 58007088 | 58 | EGTL Spares | Mtce | 66 | 66F | PACKING: RING SET, 3 | APPROXI.1.25 IN OD, 1 IN S.W | Valve - Parts & Accessories :1 EACH TOP AND BOTTOM, VALVES-STEM DISK ASSEMBLY SET, BRAIDED + CENTER SECTION RINGS, ARGO 524/FLEXIBLE GRAPHITE, SQ, FIGURE D36124JT, 2895 PSIG @80 DF, | EA | 5 | 4 | 8 | NO | 177.1615 | 33842.565 | FLOWSERVE | 990860 |  | 01,22 | 1 | 2CCC |  |  | 07-44612-01 |  |  | PO 1: 1 D36124JT |  | 41352 | 45744 | 42126 | -3 | 1
10523 | 29200000TL | 03483 | EG1026013 | P | 58007089 | 58 | EGTL Spares | Mtce | 66 | 66F | PACKING: RING SET, 3 | APROX1.5 IN X 3 IN,1.5 IN S.W | Valve - Parts & Accessories :1 TOP AND 1 BOTTOM BRAIDED, AND GRAPHITE CENTER SECTION RINGS, ARGO 524/FLEXIBLE GRAPHITE, SQ, FIGURE D36124JT, 2895 PSIG @800 DF, VALVES-STEM DISK ASSEMBLY SET | EA | 3 | 0 | 0 | NO | 132.0085 | 20493 | FLOWSERVE | 990861 |  | 01,22 | 1 | 2CCC |  |  | 07-44612-02 |  |  | PO 2: 1.5 D36124JT |  | 41352
10524 | 29300000TL | 03483 | EG1018019 | P | 58007098 | 58 | EGTL Spares | Mtce | 50 | 50Z | BEARING: BALL,SGL ROW,60MM ID | 130MM OD,31MM WD,MEDIUM SERIES | Bearings & Accessories - All :&quot;ANGULAR CONTACT,STD,STL CAGE,150-PC-007 A/B EGTL1-SLZ-MEC-DD-501763 PART 320.345 OR 320.346 SKF - 7312BECBM OR SKF -6215&quot; | PC | 2 | 1 | 2 | YES | 1612.83 | 2420003.0301 | SULZER | 2258705 | 2258705 | 01,21,22 | 1 | 2BAB |  |  | B-102729-100-08 |  |  |  |  | 43770 |  | 45706
10525 | 29200000TL | 03483 | EG1019005 | P | 58007101 | 58 | EGTL Spares | Mtce | 54 | 54D | RING: RETAINING,SPLIT,76 MM | 416L SS,ASTM A582,TP, CT | *OBS*GS&P-O-Rings : &quot;EQUIPMENT: API CENTRIFUGAL PUMPS 150-PC-007 A/B EGTL1-SLZ-MEC-DD-501763 PART 485.234&quot; | PC | 2 | 0 | 0 | NO | 784.713 | 121826.7 | SULZER | 1813081 | 1813081 | 01 | 1 | 2BAB | 2BAB |  | B-102729-100-08 |  |  |  |  | 40914
10526 | 29200000TL | 03483 | EG1019019 | P | 58007146 | 58 | EGTL Spares | Mtce | 56 | 56Z | NUT: LOCK, SHAFT,CS 40 | BS970 080M40, 150-PC-009 A/B | *OBS*Fastener-Other : &quot;EGTL1-SLZ-MEC-DD-501765 PART 921.01 D102/M56 X 2&quot; | PC | 4 | 1 | 3 | NO | 933.2694 | 144890.08 | SULZER | 204209907005 | 204209907005 | 01,21,22 | 1 | 2BAB | 2BAB |  | 1-104.421.816 |  |  |  |  | 40914
10527 | 29200000TL | 03483 | EG1019004 | P | 58007178 | 58 | EGTL Spares | Mtce | 50 | 50Z | BEARING:JOURNAL,STL/SAE | 12 BABBITT, 150-PC-008 A/B | Bearings & Accessories - All :&quot;EGTL1-SLZ-MEC-DD-501764 PART NOT SHOWN ON DRAWING&quot; | PC | 1 | 0 | 0 | NO | 642.3913 | 952608.5264 | SULZER | 204502639200 | 204502639200 | 01,21,22 | 1 | 2BAB |  |  | 1-104.421.816 |  |  |  |  | 40914 | 45432 | 41721 |  |  | 0 | 2 | -1 | 1
10528 | 29200000TL | 03483 | EG1019005 | P | 58007206 | 58 | EGTL Spares | Mtce | 76 | 76Z | SHELL:COUPLING BUSHING,40 MM D | 1.4122 SS SA815 WP340 | Pumps-Other : &quot;183-PX-019 A/B EGTL1-SLZ-MEC-DD-831775 PART 091.0&quot; | PC | 2 | 0 | 0 | NO | 2374.5058 | 368642.03 | SULZER | KPB.600337000.C2 | OSB102729700009 | 00 | 1 | 2BAB |  |  | D000665 |  |  |  |  | 40914
10529 | 29200000TL | 03483 | EG1019005 | P | 58007207 | 58 | EGTL Spares | Mtce | 50 | 50Z | BEARING: SLEEVE, BUSHING | 1.4404/CARBON GRAPHITE JP1300 | Bearings & Accessories - All :&quot;SA479 316L, 183-PX-019 A/B EGTL1-SLZ-MEC-DD-831775 PART 081.0&quot; | PC | 3 | 1 | 3 | NO | 2863.3042 | 444527.97 | SULZER | LAB.600335800.DQ | OSB102729700011 | 01,21,22 | 1 | 2BAB |  |  | D000665 |  |  |  |  | 40914
10530 | 29200000TL | 03483 | EG1019019 | P | 58007209 | 58 | EGTL Spares | Mtce | 50 | 50Z | BEARING:BALL,60 MM ID,110MM OD | 44 MM WD,LIGHT SERIES | Bearings & Accessories - All :&quot;ANGULAR CONTACT, MACHINED BRASS CAGE,183-PX-019 A/B EGTL1-SLZ-MEC-DD-831775 PART 102.0 FAG -7212&quot; | PC | 4 | 1 | 3 | NO | 1807.8352 | 280666.41 | SULZER | LHC.0007212B0.ME | OSB102729700013 | 01,21,22 | 1 | 2BAB |  |  | D000665 |  |  |  |  | 40914
10531 | 29200000TL | 03483 | EG1019005 | P | 58007212 | 58 | EGTL Spares | Mtce | 56 | 56Z | NUT:BEARING,M60 DIA,2 MM,STEEL | 1.0044 A576,GR 1035 | *OBS*Fastener-Other : &quot;183-PX-019 A/B EGTL1-SLZ-MEC-DD-831775 PART 094.0 PART KMT12/M60X2&quot; | PC | 2 | 0 | 0 | NO | 946.4478 | 146936.02 | SULZER | OKT.000000012.S1 | OSB102729700016 | 01,21,22 | 1 | 2BAB | 2BAB |  | D000665 |  |  |  |  | 40914
10532 | 29200000TL | 03483 | EG1019005 | P | 58007220 | 58 | EGTL Spares | Mtce | 56 | 56Z | NUT:IMPELLER,1.4401,A376,GR | 316L SS,183-PX-019 A/B | *OBS*Fastener-Other : EGTL1-SLZ-MEC-DD-831775 PART 057.0 | PC | 2 | 0 | 0 | NO | 2284.6531 | 354692.4 | SULZER | WAM.600083500.R1 | OSBN102729700024 | 01,21,22 | 1 | 2BAB | 2BAB |  | D000665 |  |  |  |  | 40914
10533 | 29300000TL | 03483 | EG1018010 | P | 58007232 | 58 | EGTL Spares | Mtce | 50 | 50Z | BEARING:BALL,55MM ID,120 MM OD | 29MM WD,MEDIUM SERIES,STL CAGE | Bearings & Accessories - All :&quot;ANGULAR CONTACT,SGL ROW,150-PC-011 A/B EGTL1-SLZ-MEC-DD-501767 PART 32002 SKF 7311 BECBJ&quot; | EA | 3 | 2 | 3 | YES | 111.8 | 42428.8425 | SULZER | 17733617311 | 17733617311 | 01,21,22 | 1 | 2BAB |  |  | CS0569196-10 |  |  |  |  | 43770 |  | 44263
10534 | 29200000TL | 03483 | EG1019006 | P | 58007235 | 58 | EGTL Spares | Mtce | 50 | 50Z | BEARING:ANTIFRICTION,3111 SERI | STL,150-PC-011A/B,SKF-NU311ECJ | Bearings & Accessories - All :&quot;EGTL1-SLZ-MEC-DD-501767 PART 32001 150-PC-011 A/B &quot; | EA | 1 | 2 | 3 | NO | 363.6313 | 63562.413 | SULZER | 17742003111 | 17742003111 | 01,21,22 | 1 | 2BAB |  |  | CS0569196-10 |  |  |  |  | 40914 | 44100 | 43268
10535 | 29200000TL | 03483 | EG1017019 | P | 58007328 | 58 | EGTL Spares | Mtce | 76 | 76Z | BEARING:FORCED OIL LUBRICATED | 79 MM ID,1.0401/TEGOSTAR | Pumps-Other : &quot;EQUIPMENT: API CENTRIFUGAL PUMPS 150-PC-002 A/B EGTL1-SLZ-MEC-DD-501063 PART 31301&quot; | PC | 2 | 0 | 0 | NO | 21222.84 | 3294421.4532 | SULZER | 104096853001 | 104096853001 | 01,21,22 | 1 | 2BAB |  |  | E 9-S.4620.019-X |  |  |  |  | 40914 |  | 41760
10536 | 29200000TL | 03483 | EG1016021 | P | 58007330 | 58 | EGTL Spares | Mtce | 50 | 50Z | BEARING:THRUST | C15/TEGOSTAR738,150-PC-0002A/B | Bearings & Accessories - All :EGTL1-SLZ-MEC-DD-501063 PART 31401 | PC | 1 | 0 | 0 | NO | 13915.1791 | 2160331.56 | SULZER | 104914500000 | 104914500000 | 01,21,22 | 1 | 2BAB |  |  | E 9-S.4620.019-X |  |  |  |  | 40914
10537 | 29300000TL | 03483 | EG1019007 | P | 58007333 | 58 | EGTL Spares | Mtce | 56 | 56Z | RING:LABYRINTH,BRZ/VITON | BEARING, 150-PC-002 A/B | *OBS*GS&P-O-Rings : EGTL1-SLZ-MEC-DD-501063 PART 42311 | PC | 2 | 1 | 2 | YES | 7451.88 | 3052662.642 | SULZER | 104932051821 | 104932051821 | 01 | 1 | 2BAB |  |  | E 9-S.4620.019-X |  |  |  |  | 43770 |  | 44405
10538 | 29200000TL | 03483 | EG1026004 | P | 58007344 | 58 | EGTL Spares | Mtce | 54 | 54A | GASKET:WS3822 | API CENTRIFUGAL PUMPS | Gaskets : &quot;171-PC-001 A/B , 171-PC-020 A/B , EGTL1-SLZ-MEC-DD-711201 PART NO BELOW NOT SHOWN DRAWING&quot; | PC | 12 | 0 | 0 | NO | 109.4638 | 16993.7665 | SULZER | 104943249823 | AG0442M-AM-S04D | 01 | 1 | 2BAB |  |  | E 9-S.4620.019-X |  |  |  |  | 41249 |  | 41883
10539 | 29200000TL | 03483 | EG1026004 | P | 58007346 | 58 | EGTL Spares | Mtce | 54 | 54A | GASKET:WS 3822 | API CENTRIFUGAL PUMPS | Gaskets : &quot;171-PC-010 A/B , EGTL1-SLZ-MEC-DD-711202 PART 40003&quot; | PC | 11 | 0 | 0 | NO | 53.5249 | 8309.4936 | SULZER | 104943264023 | AG0442M-A-S04D | 01 | 1 | 2BAB | 1BBB |  | EGTL1-SLZ-MEC-DD-711202 |  |  | WS 3822 |  | 41249 | 42744 | 41883
10540 | 29200000TL | 03483 | EG1026004 | P | 58007365 | 58 | EGTL Spares | Mtce | 54 | 54A | GASKET:WS3822 | API CENTRIFUGAL PUMPS | Gaskets : &quot;150-PC-002 A/B , EGTL1-SLZ-MEC-DD-501063 PART 40023&quot; | PC | 12 | 0 | 0 | NO | 202.0267 | 31363.7337 | SULZER | 204648597001 | AG0442M-BB-S04D | 01 | 1 | 2BAB |  |  | E 9-S.4620.019-X |  |  |  |  | 41250 |  | 41883
10541 | 29200000TL | 03483 | EG1019013 | P | 58007366 | 58 | EGTL Spares | Mtce | 54 | 54A | GASKET:WS3822 | API CENTRIFUGAL PUMPS | Gaskets : &quot;150-PC-002 A/B , EGTL1-SLZ-MEC-DD-501063 PART 40004&quot; | PC | 12 | 0 | 0 | NO | 169.2465 | 26274.3513 | SULZER | 204648619001 | AG0442M-BP-S04D | 01 | 1 | 2BAB |  |  | E 9-S.4620.019-X |  |  |  |  | 41250 |  | 41883
10542 | 29200000TL | 03483 | EG1019004 | P | 58007402 | 58 | EGTL Spares | Mtce | 14 | 14Z | GAUGE:MANOMETER DURAGAUGE | 150-PC-002 A/B | *OBS*Gage&Parts-Pres : EGTL1-SLZ-MEC-DD-501063 PART NO BELOW NOT SHOWN ON DRAWING | PC | 2 | 0 | 0 | NO | 1483.1676 | 230261.77 | LEFA | LOS102728050004 | LOS102728050004 | 05 | 1 | 2BAB | 2BAB |  | 700852/700855 |  |  |  |  | 40914
10543 | 29200000TL | 03483 | EG1021002 | P | 58007429 | 58 | EGTL Spares | Mtce | 66 | 66F | KIT:MOUNTING,POSITIONER | PSA PACKAGE 160 XP001 | Valve - Parts & Accessories :160-PV-0705B, 160-KV-0713, 160-KV-0723, 160-KV-0733, 160-KV-0743, 160-KV-0753, 160-KV-0763GLOBE VALVE TYPE 3241 / ANSI 300 / DN 3'' / CVS 70 EQ% | KI | 2 | 0 | 0 | NO | 695.301 | 124144.6 | EMERSON | 29B3729X012 | DVC SAMSON 3241 | 01,22 | 1 | 1BAA | [7 empty] | 40914 |  | 42059
10544 | 29200000TL | 03483 | EG1021007 | P | 58007431 | 58 | EGTL Spares | Mtce | 66 | 66F | SEAT:PSA PACKAGE,PORT 63 MM | 1.4404, 160-PV-0705B | Valve - Parts & Accessories :160-KV-0713, 160-KV-0723, 160-KV-0733, 160-KV-0743, 160-KV-0753, 160-KV-0763 | PC | 1 | 0 | 0 | NO | 753.53 | 229449.885 | SAMSON AG |  | DVC SAMSON 3241 | 01,22 | 1 | 1BAA |  |  | 1341659-ITEM02-3 |  |  |  |  | 40914 | 42610 | 42651
10545 | 29200000TL | 03483 | EG1021007 | S | 58007432 | 58 | EGTL Spares | Mtce | 66 | 66G | PLUG:EQ%,CV 70,1.4404 | 160-PV-0705B, 160-KV-0713 | Valve-Plug : 160-KV-0723, 160-KV-0733, 160-KV-0743, 160-KV-0753, 160-KV-0763, EQ%, CV 70, 160-PV-0705B, 160-KV-0713, 160-KV-0723, 160-KV-0733, 160-KV-0743, 160-KV-0753, 160-KV-0763GLOBE VALVE TYPE 3241 / ANSI 300 / DN 3'' / CVS 70 EQ% | PC | 2 | 0 | 0 | NO | 2803.6339 | 524766.6518 | SAMSON AG |  | DVC SAMSON 3241 | 02,22 | 1 | 1BAA |  |  | 1341659-ITEM02-3 |  |  | DVC SAMSON 3241 |  | 40914 | 42610 | 42097
10546 | 29200000TL | 03483 | EG1021007 | S | 58007434 | 58 | EGTL Spares | Mtce | 56 | 56Z | BELLOWS | PACKING,AMBIENT,CR | Fasteners / Hardware : GLOBE VALVE TYPE 3241 / ANSI 300 / DN 3'' / CVS 70 EQ%160-PV-0705B, 160-KV-0713, 160-KV-0723, 160-KV-0733, 160-KV-0743, 160-KV-0753, 160-KV-0763. | EA | 3 | 0 | 0 | NO | 925.7057 | 181640.4604 | SAMSON AG | 0430-1934 | 0430-1934 | 01,22 | 1 | 1BAA | 2CBC |  | 1341659-ITEM02-3 |  |  | DVC SAMSON 3241 |  | 40914 | 42610 | 42241
10547 | 29200000TL | 03483 | EG1021012 | P | 58007435 | 58 | EGTL Spares | Mtce | 54 | 54D | PACKING:VALVE | SS,NBR,PACKAGE,POS.8,11,12,15, | Packing / Glands / Stuffing Boxes : GLOBE VALVE TYPE 3241 / ANSI 300 / DN 3'' / CVS 70 EQ%160-PV-0705B, 160-KV-0713, 160-KV-0723, 160-KV-0733, 160-KV-0743, 160-KV-0753, 160-KV-0763PACKING SET (Pos.8,11,12,15,144,143). | ST | 4 | 0 | 0 | NO | 493.45 | 150458.505 | SAMSON AG | 1120-2270 | 1120-2270 | 01,22 | 1 | 1BAA |  |  | 1341659-ITEM02-3 |  |  | DVC SAMSON 3241 |  | 40914 | 42610 | 42727
10548 | 29200000TL | 03483 | EG1021007 | S | 58007436 | 58 | EGTL Spares | Mtce | 54 | 54A | SEAL:SHAFT,16 MM X 26 MM X | 10.7 MM,90/AU,TYP M/P19746A/39 | Seals : 90/AU, 160-PV-0705B, 160-KV-0713, 160-KV-0723, 160-KV-0733, 160-KV-0743, 160-KV-0753, 160-KV-0763. GLOBE VALVE TYPE 3241 / ANSI 300 / DN 3'' / CVS 70 EQ% | EA | 3 | 2 | 4 | NO | 29.3887 | 4562.595 | SAMSON AG |  | DVC SAMSON 3241 | 01,22 | 1 | 1BAA | 1BBB |  | 1341659-ITEM02-4 |  |  | 'DVC SAMSON 3241' |  | 40914 | 42610 | 41587
10549 | 29200000TL | 03483 | EG1021007 | S | 58007437 | 58 | EGTL Spares | Mtce | 54 | 54A | O-RING:PSA PACKAGE,242 MM ID | 250 MM OD,4 MM WD,NBR | Gaskets : TYPE M/P 19378/8, 78, 160-PV-0705B, 160-KV-0713, 160-KV-0723, 160-KV-0733, 160-PV-0705B, 160-KV-0713, 160-KV-0723, 160-KV-0733, 160-KV-0743, 160-KV-0753, 160-KV-0763GLOBE VALVE TYPE 3241 / ANSI 300 / DN 3'' / CVS 70 EQ%. | PC | 4 | 0 | 0 | NO | 166.1172 | 25789.69 | SAMSON AG |  | DVC SAMSON 3241 | 01,22 | 1 | 1BAA |  |  | 1341659-ITEM02-4 |  |  | DVC SAMSON 3241 |  | 40914 | 42610 | 41587
10550 | 29200000TL | 03483 | EG1021015 | S | 58007482 | 58 | EGTL Spares | Mtce | 56 | 56Z | NUT: HEX 7/8 IN DIA,9 UNC | 55/64 IN HT,MOLYBDENUM | *OBS*Fastener-BottWa : &quot;DISULFIDE-BASED THD LUBRICANT COATED,SA194,GR 2H, @ 1,2; 3,4; 9,3A; & 2A,1A JOINT 172-ES-007C/D , (SHELL & TUBE HEAT EXCHAGE )&quot;. ( “Note: This item requires PMI testing and logging, if passed, markings and doc | EA | 168 | 80 | 81 | NO | 3.0019 | 465.96 | EEC | X-7215B-BMLN-45 | X-7215B-BMLN-45 | 01,21,22 |  | 2CBB | 2CBB |  | X-7215B |  |  |  |  | 40914 | 44610
10551 | 29200000TL | 03483 | EG1025005 | S | 58007518 | 58 | EGTL Spares | Mtce | 66 | 66Z | RING: BACK-UP 2-7/8 IN | PEEK/CARBON 30A8 | Valve - Actuator & Positioner: ANTI-EXTRUSION (CONTROL VALVES) | EA | 1 | 0 | 0 | NO | 213.752 | 33185 | FISHER CONTROLS | 22B2617X012 |  | 01,22 | 1 | 1AXX | 1BBB |  | FORM 5081 |  |  |  |  | 40914 | 44746
10552 | 29300000TL | 03483 | EG1024002 | P | 58007521 | 58 | EGTL Spares | Mtce | 66 | 66Z | RING: BACK-UP 7 IN | PEEK/CARBON 30A8 | Valve - Actuator & Positioner: ANTI-EXTRUSION (CONTROL VALVES) | EA | 2 | 1 | 2 | YES | 2445.66 | 3834501.4323 | FISHER CONTROLS | 22B5998X012 |  | 01,22 | 1 |  | 1BAA |  | FORM 5081 |  |  |  | KGISL152 | 44338 |  | 45722
10553 | 29200000TL | 03483 | EG1025005 | P | 58007540 | 58 | EGTL Spares | Mtce | 66 | 66Z | SEAT: VALVE 6 IN | 5-3/8 IN, S41600 FGS 2B8 | Valve - Actuator & Positioner: RING (CONTROL VALVES) | EA | 1 | 0 | 0 | NO | 826.4992 | 128314 | FISHER CONTROLS | 23B0093X012 |  | 01,22 | 1 | 1AXX | 1BBB |  | FORM 5299 |  |  |  |  | 40914
10554 | 29200000TL | 03483 | EG1022005 | P | 58007595 | 58 | EGTL Spares | Mtce | 66 | 66Z | SEAT: VALVE 6 IN, 7 IN,S41600 | FGS 2B8, CONTROL VALVES | Valve - Actuator & Positioner: RING | EA | 4 | 3 | 5 | NO | 951.7488 | 147759 | FISHER CONTROLS | 29A9703X012 |  | 01,22 | 1 | 1AXX | 1BAA |  | FORM 5081 |  |  |  |  | 40914 | 44632
10555 | 29300000TL | 03483 | EG1022007 | P | 58007606 | 58 | EGTL Spares | Mtce | 76 | 76F | CAGE: VALVE GLOBE, 2-1/2 IN | 2-7/8 IN, 316 SS/ENC HT | Pump - Centrifugal - Parts : EQ% (CONTROL VALVES) | EA | 1 | 0 | 1 | YES | 2772.5 | 4595391.025 | FISHER CONTROLS | 2U741148932 |  | 02,21,22 | 1 | 1AXX |  |  | FORM 5081 |  |  |  |  | 43770 | 45433 | 45482 |  |  | -1 | 1
10556 | 29300000TL | 03483 | EG1022016 | P | 58007616 | 58 | EGTL Spares | Mtce | 76 | 76F | CAGE: VALVE GLOBE, 8 IN, | ,5-3/8 IN, S41600 FGS 2B8 | Pump - Centrifugal - Parts : WHISPER III, A3 (CONTROL VALVES) | EA | 2 | 1 | 2 | YES | 13975 | 5304209.2083 | FISHER CONTROLS | 32A3285X012 |  | 02,21,22 | 1 |  | 1BBB |  | FORM 2376 |  |  |  |  | 43871 |  | 44067
10557 | 29300000TL | 03483 | EG1022010 | P | 58007624 | 58 | EGTL Spares | Mtce | 66 | 66G | STEM: VALVE 2.34 IN DIA | 2.22 IN LG,416 HT SS/316 SS | Valve-Plug : PLUG, ASSY (CONTROL VALVES) | EA | 2 | 0 | 1 | YES | 2488 | 3689480.08 | FISHER CONTROLS | 33B6097X032 |  | 01,02,22 | 1 |  |  |  | FORM 5081 |  |  |  |  | 43770 |  | 45264
10558 | 29200000TL | 03483 | EG1023007 | P | 58007626 | 58 | EGTL Spares | Mtce | 66 | 66G | STEM: VALVE 7.084 IN DIA | 3.72 IN LG, 416 SS/316 SS | Valve-Plug : PLUG, ASSY (CONTROL VALVES) | EA | 2 | 0 | 0 | NO | 2685 | 416846.25 | FISHER CONTROLS | 33B6115X042 |  | 01,02,22 | 1 | 1AXX |  |  | FORM 5081 |  |  |  |  | 40914 | 44632
10559 | 29300000TL | 03483 | EG1022007 | P | 58007644 | 58 | EGTL Spares | Mtce | 66 | 66Z | STEM: VALVE 5.19 IN DIA | 5.62 IN LG,416 SS/S20910/ | Valve-Plug : 316 SS, PLUG, BAL (CONTROL VALVES) | EA | 2 | 0 | 0 |  | 6551.75 | 2424310.8152 | FISHER CONTROLS | 36A5366X0E2 |  | 01,02,22 | 1 |  | 1CCC |  | FORM 5299 |  |  |  |  | 43782 |  | 44046
10560 | 29300000TL | 03483 | EG1025015 | P | 58007656 | 58 | EGTL Spares | Mtce | 66 | 66G | STEM: VALVE 6-1/16 IN DIA | 3-9/16 IN LG,316 SS | Valve-Plug : PLUG, ASSY, #6 (CONTROL VALVES) | EA | 1 | 0 | 1 | YES | 9553 | 14166239.23 | FISHER CONTROLS | 38A2236X0E2 |  | 01,02,22 | 1 |  |  |  | FORM 5081 |  |  |  |  | 43770 |  | 45245
10561 | 29300000TL | 03483 | EG1022015 | P | 58007667 | 58 | EGTL Spares | Mtce | 76 | 76F | CAGE: VALVE GLOBE, 3 IN, | 2-7/8 IN X 2 IN, S17400 H1075 | Pump - Centrifugal - Parts : EQ% (CONTROL VALVES) | EA | 1 | 0 | 1 | YES | 3492.64 | 5789015.8736 | FISHER CONTROLS | 42B8240X012 |  | 02,21,22 | 1 |  | 2BBB |  | FORM 5299 |  |  |  | KGISL197 | 43770 |  | 45454
10562 | 29200000TL | 03483 | EG1023012 | P | 58007670 | 58 | EGTL Spares | Mtce | 76 | 76F | CAGE: VALVE GLOBE, 4 IN, | 3-5/8 IN X 2 IN, S17400 H1075 | Pump - Centrifugal - Parts : EQ% (CONTROL VALVES) | EA | 1 | 0 | 0 | NO | 3932 | 1346651.02 | FISHER CONTROLS | 42B9320X012 |  | 02,07,22 | 1 |  |  |  | FORM 5299 |  |  |  |  | 40914 | 45810 | 43923 | -1 | 1
10563 | 29200000TL | 03483 | EG1025014 | P | 58007791 | 58 | EGTL Spares | Mtce | 66 | 66Z | RING: BACK-UP 3 IN, S41600 | FGS 2B8, CONTROL VALVES | Valve - Actuator & Positioner: | EA | 3 | 0 | 0 | NO | 440.9984 | 68465 | FISHER CONTROLS | 10A4209X012 |  | 01,22 | 1 |  | 1BBB |  | FORM 5081 |  |  |  |  | 40914
10564 | 29200000TL | 03483 | EG1022005 | P | 58007830 | 58 | EGTL Spares | Mtce | 66 | 66P | RING: BACK-UP 7 IN, S41600 FGS | 2B8, CONTROL VALVES | Valve - Actuator & Positioner: | EA | 3 | 0 | 0 | NO | 1154.4916 | 179237.7119 | FISHER CONTROLS | 12B5997X012 |  | 01,22 | 1 | 1AXX | 1BBB |  | FORM 5081 |  |  |  |  | 40914 | 44632
10565 | 29200000TL | 03483 | EG1024014 | S | 58007855 | 58 | EGTL Spares | Mtce | 87 | 87B | GASKET:SHIM, 4-1/16 IN X | 4-21/32 IN X 1/32 IN, 316 SS | *OBS*Machinery-Misc- : RING (CONTROL VALVES) | EA | 14 | 0 | 0 | NO | 15.6 | 2421.9 | FISHER CONTROLS | 16A1940X012 |  | 01,22 | 1 | 1AXX | 2BAB |  | FORM 5081 |  |  |  |  | 40914 | 45952 |  | -1 | 1
10566 | 29200000TL | 03483 | EG1023005 | P | 58007883 | 58 | EGTL Spares | Mtce | 76 | 76F | ASSEMBLY:CAGE & BAFFLE,3 IN | 17-4 SS H1075, CONTROL VALVES | Pump - Centrifugal - Parts : WHIS III | EA | 4 | 0 | 0 | NO | 8017.5 | 1244716.875 | FISHER CONTROLS | 19A9218X082 |  | 01,22 | 1 | 1AXX | 2BBB |  | FORM 5081 |  |  |  |  | 40914 | 45088 | [5 empty] | -1 | 1
10567 | 29200000TL | 03483 | EG1025009 | P | 58007903 | 58 | EGTL Spares | Mtce | 66 | 66P | SEAL: RING NOTCHED 18 INCH | RING NOTCHED 18 INCH CLASS 300 | Valve - Control : FOR FISHER POSI SEAL CONTROL VALVE SERIAL NUMBER 18292380. | EA | 1 | 1 | 2 | NO | 61.6961 | 279.702 | FISHER CONTROLS | V111632X012 |  | 01,22 | Q | [8 empty] | 41395 |  | 41876
10568 | 29200000TL | 03483 | EG1019021 | P | 58007914 | 58 | EGTL Spares | Mtce | 66 | 66F | BEARING:ROTARY THRUST,80 IN | CONTROL VALVES | Valve - Parts & Accessories : | EA | 3 | 0 | 0 | NO | 372.1947 | 57785.55 | FISHER CONTROLS | 1H735499012 |  | 01,21,22 | 1 | 1AXX |  |  | FORM 5299 |  |  |  |  | 40914 | 45829 |  | -4 | 2 | -1 | 1
10569 | 29200000TL | 03483 | EG1024002 | S | 58007931 | 58 | EGTL Spares | Mtce | 54 | 54A | GASKET:CONTROL VALVE,4.06 IN X | 4.47 IN X.03 IN,GRAPHITE/SS | Gaskets : 17F46, RING | EA | 15 | 1 | 2 | NO | 8.03 | 1246.6575 | FISHER CONTROLS | 1R3481X0052 |  | 01,22 | 1 | 1AXX |  |  | FORM 5081 |  |  |  |  | 40914 | 44123
10570 | 29200000TL | 03483 | EG1028004 | S | 58007932 | 58 | EGTL Spares | Mtce | 54 | 54A | GASKET: SPIRAL WOUND 600 LB | N06600 INNER RING, GRAPHITE | Gaskets : FILLER, N06600/17N3 WINDING,4.12 IN X 4.62 IN X 0.175 IN (CONTROL VALVES) | EA | 16 | 0 | 0 | NO | 38.25 | 5938.3125 | FISHER CONTROLS | 1R348299442 |  | 01,22 | 1 | 1AXX |  |  | FORM 5081 |  |  |  |  | 40914 | 44123
10571 | 29200000TL | 03483 | EG1024003 | S | 58007933 | 58 | EGTL Spares | Mtce | 54 | 54A | GASKET:CONTROL VALVE,4.06 IN X | 5.16 IN X 0.03 IN,GRAPHITE/SS | Gaskets : 17F28, RING | EA | 19 | 1 | 2 | NO | 18.23 | 2830.2075 | FISHER CONTROLS | 1R3484X0042 |  | 01,22 | 1 | 1AXX |  |  | FORM 5081 |  |  |  |  | 40914 | 44123
10572 | 29300000TL | 03483 | EG1024012 | P | 58007943 | 58 | EGTL Spares | Mtce | 66 | 66F | STEM: VALVE CONTROL,1/2 IN | 27/64 IN DIA, 11-3/4 IN LG | Valve - Parts & Accessories :S31600 B G&P, PLUG . Preservation Required. | EA | 2 | 0 | 1 | YES | 161.325 | 208111.7813 | FISHER CONTROLS | 1U389035162 |  | 01,02,22 | 1 | 1BAB |  |  | FORM 5081 |  |  | ET |  | 43782 | 44754 | 45119
10573 | 29200000TL | 03483 | EG1026002 | S | 58007953 | 58 | EGTL Spares | Mtce | 66 | 66P | VALVE:VOLUME BOOSTER CONTROL | 0.75 IN,150 LB,NPT,NITRILE & | Valve - Control : METAL BODY, ALUM/NITRILE ON NYLON DIAPHRAGM,AT ACTUATOR PRESSURE OPERATED,71 DEG C,TO REDUCE STROKE TIME, 2625, ASSY, NITRILE & METAL, (CONTROL VALVES) | EA | 17 | 3 | 4 | NO | 198.7533 | 30855.9856 | FISHER CONTROLS | 1V1997000A2 | 1V1997000A2 | 02,22 | 1 | 1AXX |  |  | 5122 |  |  |  |  | 40914 | 45679 |  | -2 | 1 | -2 | 1 | -1 | 1
10574 | 29200000TL | 03483 | EG1025012 | P | 58007994 | 58 | EGTL Spares | Mtce | 66 | 66G | PLUG: VALVE CONTROL, 1 IN | S41600 FGS 2B8 | Valve-Plug : ANTI-EXTRUSION | EA | 1 | 0 | 0 | NO | 1619.2528 | 251389 | FISHER CONTROLS | 33B6091X012 |  | 01,02,22 | 1 |  |  |  | FORM 5081 |  |  |  |  | 40914
10575 | 29200000TL | 03483 | EG1023014 | P | 58008005 | 58 | EGTL Spares | Mtce | 66 | 66G | PLUG: 2 IN CONTROL VALVE | S31600/R30006, RING, M-FLAT,2F | Valve-Plug : | EA | 2 | 0 | 0 | NO | 7133.1858 | 1107355.772 | FISHER | 37B5238X032 |  | 02,22 | 1 | 1BAA |  |  | FORM 5299 |  |  |  |  | 40975
10576 | 29200000TL | 03483 | EG1023001 | P | 58008068 | 58 | EGTL Spares | Mtce | 66 | 66G | ASSEMBLY:PLUG,STEM,RING & CAGE | 2 IN, 440C/17-4 SS | Valve-Plug : CONTROL VALVES | EA | 1 | 0 | 0 | NO | 12765 | 1981766.25 | FISHER CONTROLS | 33B6367X012 |  | 01,22 | 1 |  | 2BBB |  | FORM 5299 |  |  |  |  | 40914
10577 | 29300000TL | 03483 | EG1028013 | P | 58008099 | 58 | EGTL Spares | Mtce | 66 | 66P | PACKING:CONTROL VALVE, GR | 17D29 WITHOUT ZINC, RING | Valve - Control : 3/4 IN X 1-1/8 IN X 3/16 IN | EA | 20 | 14 | 20 | YES | 94.43 | 144879.2275 | FISHER CONTROLS | 12A9138X012 |  | 01,22 | 1 |  |  |  | FORM 5290 |  |  |  |  | 43770 |  | 45861
10578 | 29300000TL | 03483 | EG1022006 | P | 58008107 | 58 | EGTL Spares | Mtce | 66 | 66G | STEM: VALVE CONTROL,1-1/8 IN | DIA,2-17/32 IN LG,416 HT SS/ | Valve-Plug : 316 SS G&P, PLUG, EQ% | EA | 1 | 0 | 1 | YES | 357.82 | 148520.3474 | FISHER CONTROLS | 15A6480X172 |  | 01,02,22 | 1 |  | 2BBB |  | D100401X012 |  |  |  |  | 43770 | 44693 | 44696
10579 | 29200000TL | 03483 | EG1024013 | P | 58008114 | 58 | EGTL Spares | Mtce | 87 | 87B | ASSEMBLY:PLUG/STEM | M-FORM, 316&HF S&G/316 | *OBS*Engines - Other : | EA | 1 | 0 | 1 | NO | 1133.23 | 347244.3366 | FISHER | 15A6660X042 |  | 01 |  |  | 2BAB | [6 empty] | 41395 | 42899 | 43505
10580 | 29300000TL | 03483 | EG1024011 | P | 58008118 | 58 | EGTL Spares | Mtce | 66 | 66G | STEM: VALVE CONTROL,3/4 IN | DIA,2-9/16 INCH LG, 316 SS/HF | Valve-Plug : S/316 SS G&P PLUG, M-FORM | EA | 1 | 0 | 1 | YES | 1520.56 | 2332919.18 | FISHER CONTROLS | 16A3337X042 |  | 01,02,22 | 1 |  |  |  | D100401X012 |  |  |  |  | 43770 |  | 45846
10581 | 29200000TL | 03483 | EG1022012 | P | 58008141 | 58 | EGTL Spares | Mtce | 66 | 66P | SEAT: VALVE CONTROL,3 IN | 2-5/16 IN, 316-A FMS 20B64 | Valve - Actuator & Positioner: RING | EA | 2 | 0 | 0 | NO | 688.5 | 106889.625 | FISHER CONTROLS | 19A5958X032 |  | 01,22 | 1 |  | 1BBB |  | FORM 5081 |  |  |  |  | 40914
10582 | 29200000TL | 03483 | EG1028013 | P | 58008153 | 58 | EGTL Spares | Mtce | 66 | 66F | STEM: VALVE :CONTROL,1/2 IN | 1/2 IN DIA,12.5 IN LG, S20910 | Valve - Parts & Accessories :FMS 20B21, PLUG | EA | 1 | 0 | 0 | NO | 713.25 | 110732.0625 | FISHER CONTROLS | 1R4841X0072 |  | 22 | 1 | 1BAA |  |  | D100390X012 |  |  |  |  | 40914 | 44864
10583 | 29300000TL | 03483 | EG1024012 | P | 58008154 | 58 | EGTL Spares | Mtce | 66 | 66G | STEM: VALVE CONTROL,29/32 IN | DIA,15/16 IN LG,416 HT SS/316 | Valve-Plug : SS, PLUG, ASSY | EA | 1 | 0 | 1 | YES | 288.19 | 431504.0051 | FISHER CONTROLS | 1U2162X0022 |  | 01,02,22 | 1 |  |  |  | D100397X012 |  |  |  |  | 43770 |  | 45924
10584 | 29300000TL | 03483 | EG1023016 | P | 58008183 | 58 | EGTL Spares | Mtce | 66 | 66G | STEM: VALVE CONTROL, 6 IN DIA | 3-13/16 IN LG, 316 SS | Valve-Plug : PLUG, BAL | EA | 1 | 0 | 1 | YES | 4161.5 | 6401177.685 | FISHER CONTROLS | 1V6584X0062 |  | 01,02,22 | 1 |  | 1BAA |  | FORM 2376 |  |  |  | KGISL150 | 44338 |  | 45418
10585 | 29200000TL | 03483 | EG1025014 | P | 58008192 | 58 | EGTL Spares | Mtce | 66 | 66P | SEAT: VALVE CONTROL, 1 IN | 1-5/16 IN, S44004/HT 2A6 | Valve - Actuator & Positioner: RING, WHISPER | EA | 1 | 0 | 0 | NO | 699 | 108519.75 | FISHER CONTROLS | 21B3686X062 |  | 01,22 | 1 |  | 1BBB |  | FORM 5081 |  |  |  |  | 40914
10586 | 29200000TL | 03483 | EG1025005 | S | 58008208 | 58 | EGTL Spares | Mtce | 66 | 66F | ASSEMBLY:SEAT RING RETAINER & | BUSHING,1-1/2 IN,316 SS/COCRA | Valve - Parts & Accessories :CONTROL VALVES | EA | 2 | 0 | 0 | NO | 595.4067 | 153510.3798 | FISHER CONTROLS | 25A6685X082 |  | 01,22 | 1 | 1AXX |  |  | D100401X012 |  |  |  |  | 40914 | 44796 | 43505
10587 | 29300000TL | 03483 | EG1022011 | P | 58008268 | 58 | EGTL Spares | Mtce | 76 | 76Z | RING: BACK-UP | 6 IN,316-A FMS 20B64 | Pumps-Other : FOR CONTROL VALVES | EA | 2 | 1 | 2 | YES | 2222.845 | 2759762.3926 | FISHER CONTROLS | 10A5409X022 |  | 01,22 | 1 | 1AXX | 1BAA |  | FORM 5299 |  |  |  | KGISL093 | 43770 | 45824 | 45890 | -1 | 1 | -1 | 1
10588 | 29200000TL | 03483 | EG1022003 | P | 58008306 | 58 | EGTL Spares | Mtce | 54 | 54A | GASKET:SPIRAL WOUND, | N06600/17N3 (FISHER, 13B0119X0 |  | EA | 7 | 0 | 0 | NO | 109.1401 | 16944 |  |  |  | 01 |  |  | 1CCC | [6 empty] | 41623
10589 | 29200000TL | 03483 | EG1022011 | S | 58008307 | 58 | EGTL Spares | Mtce | 54 | 54A | GASKET: SPIRAL WOUND 1500 LB | 4.25 IN X 4.88 IN X 0.175 IN | Gaskets : N06600 INNER RING,GRAPHITE OUTER RING,GRAPHITE FILLER,N06600/17N3 WINDING,SPIRAL WOUND | EA | 7 | 1 | 3 | NO | 109.1272 | 16942 | FISHER CONTROLS | 13B0120X012 |  | 01,22 | 1 | 1AXX |  |  | FORM 5299 |  |  |  |  | 40914
10590 | 29300000TL | 03483 | EG1022016 | P | 58008404 | 58 | EGTL Spares | Mtce | 66 | 66G | PLUG: CONTROL VALVE | 4 IN VALVE, S44004/HT 2A6 | Valve-Plug : FOR CONTROL VALVES | EA | 3 | 2 | 3 | YES | 1504 | 570842.9803 | FISHER CONTROLS | 1V6581X0032 |  | 01,02,22 | 1 |  | 2BBB |  | FORM 5081 |  |  |  |  | 43871 |  | 44067
10591 | 29300000TL | 03483 | EG1028009 | P | 58008450 | 58 | EGTL Spares | Mtce | 51 | 51Z | RECEPTACLE: ELECTRICAL,4 POLE | 3WIRE,60A,600V,NEMA,DEAD FRONT | Electric-Other : INTERLOCKED, 3/7B/7C/7D/9F/9G/12, ARKTITE HAZARDOUS | EA | 3 | 2 | 3 | YES | 1240 | 1965462 | CROUSE-HINDS | FSQC5640 |  | 01,10,22 | 1 | 2CAC | [6 empty] | BENL408 | 43770 | 45742 | 45751 | -3 | 3 | -2 | 2 | -2 | 1
10592 | 29200000TL | 03483 | EG1016014 | P | 58008452 | 58 | EGTL Spares | Mtce | 58 | 58Z | MARKER: SAFETY,3.5 IN X 5 IN | HIGH VOLTAGE ,RED AND BLACK | Signs - Non illuminated :HEADER ON WHITE,LABEL | EA | 200 | 100 | 200 | NO | 1.95 | 302.7375 | BRADY | LB86871 |  | 01 | 1 | 2CAC | [7 empty] | 40915
10593 | 29300000TL | 03483 | EG1021008 | P | 58008469 | 58 | EGTL Spares | Mtce | 51 | 51C | CONNECTOR:CABLE/CONDUT,3.656IN | X 1.625 IN,3/4IN NPT HUB,GLAND | Electric Components - Motor / Generator :TERMINATOR,METAL CLAD,STRAIGHT,ALUMINUM | EA | 25 | 18 | 27 | YES | 49.5 | 63805.0774 | CROUSE-HINDS | TMCX285 |  | 01 | 1 | 2CAC | [6 empty] | BENL523 | 43770 | 45629 | 45064 |  |  | -16 | 2 | -25 | 1
10594 | 29200000TL | 03483 | EG1025011 | P | 58008474 | 58 | EGTL Spares | Mtce | 51 | 51C | CONNECTOR:CABLE/CONDUT,7.993IN | X 4.0IN,2-1/2IN NPT HUB,GLAND | Electric Components - Motor / Generator :TERMINATOR,METAL CLAD,STRAIGHT,ALUMINUM | EA | 10 | 0 | 0 | NO | 162.27 | 25192.42 | CROUSE-HINDS | TMCX7247 |  | 01 | 1 | 2CAC | [7 empty] | 40915
10595 | 29200000TL | 03483 | EG1026003 | P | 58008484 | 58 | EGTL Spares | Mtce | 51 | 51E | TUBING:SHRINK,18-22AWG,50FT LG | THIN WALL,PVC,CLEAR | Electric Components - Conduit / Fitting : | EA | 4 | 2 | 4 | NO | 33.5 | 5200.88 | SHRINK-KON | CHS18 |  | 00 | 1 | 2CAC | [7 empty] | 40915
10596 | 29200000TL | 03483 | EG1020005 | P | 58008485 | 58 | EGTL Spares | Mtce | 51 | 51E | TUBING:SHRINK,10-16AWG,50FT LG | THIN WALL CLEAR,PVC,CLEAR | Electric Components - Conduit / Fitting : | EA | 4 | 2 | 4 | NO | 96.535 | 18131.5648 | SHRINK-KON | CHS14 |  | 00 | 1 | 2CAC | [7 empty] | 40915 | 42014 | 42109
10597 | 29200000TL | 03483 | EG1025011 | P | 58008491 | 58 | EGTL Spares | Mtce | 51 | 51Z | CLAMP:GROUNDING,ROD,5/8 IN ROD | COPPER, HEAVY DUTY | Electric-Other : | PK | 1 | 0 | 0 | NO | 167.4994 | 26004.38 | THOMAS & BETTS | GG58H |  | 01 | 1 | 2CAC | [7 empty] | 40915
10598 | 29200000TL | 03483 | EG1028003 | P | 58008492 | 58 | EGTL Spares | Mtce | 51 | 51Z | CLAMP:GROUNDING,ROD,3/4 IN ROD | COPPER,HEAVY DUTY | Electric-Other : | PK | 1 | 0 | 0 | NO | 753.4972 | 116980.88 | THOMAS & BETTS | GG34H |  | 01 | 1 | 2CAC | [7 empty] | 40915
10599 | 29200000TL | 03483 | EG1021001 | P | 58008527 | 58 | EGTL Spares | Mtce | 51 | 51E | CONNECTOR: ELECTRICAL TERMINAL | MECHANCIAL RECTANGULAR,2 STR- | Electric Components - Conduit / Fitting :14 AWG COND,ALUMINUM TIN PLATED,SLOTTED SCREW,ALUMINUM TIN PLATED CONNECTOR,BOSS HOLE TERMINATION,NONE INSUL,BLACK,100/PACK | EA | 52 | 0 | 0 | NO | 0.7 | 108.68 | THOMAS & BETTS | BX0214 |  | 01 | 1 | 2CAC | [7 empty] | 40915
10600 | 29200000TL | 03483 | EG1021004 | P | 58008535 | 58 | EGTL Spares | Mtce | 51 | 51E | PACKING:SEAL FITTINGS,FIBER | 1 LB BAG | Electric Components - Conduit / Fitting : | EA | 20 | 0 | 0 | NO | 51.61 | 8012.45 | THOMAS & BETTS | EXPF-16 |  | 01,12,22 | 1 | 2CAC | [7 empty] | 40915
10601 | 29200000TL | 03483 | EG1028001 | S | 58008537 | 58 | EGTL Spares | Mtce | 51 | 51Z | CEMENT:SEALING,3.2 OZ | MISC ELECTRICAL CONSUMABLES | Electric-Other : | EA | 150 | 0 | 0 | NO | 2.49 | 386.5725 | THOMAS & BETTS | EXSC-2 |  | 01,10,12,22 | 1 | 2CAC | [7 empty] | 40915
10602 | 29200000TL | 03483 | EG1021001 | P | 58008540 | 58 | EGTL Spares | Mtce | 51 | 51Z | CONNECTOR: CABLE/CONDUIT | SPIN-ON SERIES II,1/2 IN HUB | Electric-Other : 1-1/4 INX 1-7/8 IN,SPIN-ON,STRAIGHT,ALUMINUM,GLAND, HAZ LOCATIONS | EA | 35 | 0 | 0 | NO | 23.5605 | 3657.6921 | THOMAS & BETTS | 2-050-008 |  | 01 | 1 | 2CAC | [7 empty] | 40915 | 44732 | 41428
10603 | 29300000TL | 03483 | EG1021003 | P | 58008542 | 58 | EGTL Spares | Mtce | 51 | 51E | HUB:CONDUIT,GROUNDING,1/2IN,SS | MISC ELECTRICAL CONSUMABLES | Electric Components - Conduit / Fitting : | EA | 5 | 7 | 10 | YES | 168.852 | 75407.3926 | THOMAS & BETTS | H050GRSST-TB |  | 01,10,22 | 1 | 2CAC | [7 empty] | 43770 | 45271 | 44991 |  |  |  |  | -20 | 1
10604 | 29200000TL | 03483 | EG1021001 | P | 58008545 | 58 | EGTL Spares | Mtce | 51 | 51E | HUB:CONDUIT,GROUNDING,1-1/4 IN | SS | Electric Components - Conduit / Fitting : | EA | 37 | 0 | 0 | NO | 70.3398 | 10920.29 | THOMAS & BETTS | H125GRSST-TB |  | 01 | 1 | 2CAC | 1CCC | [6 empty] | 40915 | 43348
10605 | 29300000TL | 03483 | EG1021001 | P | 58008546 | 58 | EGTL Spares | Mtce | 51 | 51E | HUB:CONDUIT,GROUNDING,1-1/2 IN | SS | Electric Components - Conduit / Fitting : | EA | 76 | 29 | 42 | YES | 340 | 263541.2256 | THOMAS & BETTS | H150GRSST-TB |  | 01 | 1 | 2CAC | [6 empty] | BENL3027 | 43770 | 45161 | 45173 |  |  |  |  | -55 | 2
10606 | 29300000TL | 03483 | EG1026005 | S | 58008600 | 58 | EGTL Spares | Mtce | 51 | 51D | TIE: CABLE WEATHER RESISTANT | 2IN MAX DIA RANGE, 0.270 IN WD | Electric Components - Wire / Cable : 9 IN LG,120 LB TENSILE,NYLON, 500 PER PACK, BULK PACK, TY-RAP | PK | 4 | 2 | 4 | YES | 290 | 439933.625 | THOMAS & BETTS | TY272MX |  | 00 | 1 | 2CAC | [6 empty] | BENL3030 | 43782 | 45578 | 45971 |  |  | -4 | 2 | -5 | 3
10607 | 29300000TL | 03483 | EG1022003 | P | 58008603 | 58 | EGTL Spares | Mtce | 51 | 51D | TIE: CABLE WEATHER RESISTANT | 6MM, 90MM DIA RANGE,7MM WD | Electric Components - Wire / Cable : 13 IN LG,120 LB TENSILE,NYLON, 500 PER PACK, BULK PACK, TY-RAP | PK | 3 | 2 | 3 | YES | 446.1111 | 691452.3611 | THOMAS & BETTS | TY27MX |  | 00 | 1 | 2CAC | [6 empty] | BENL3032 | 43770 | 45782 | 45797 | -1 | 1 | -1 | 1 | -4 | 3
10608 | 29200000TL | 03483 | EG1016006 | P | 58008622 | 58 | EGTL Spares | Mtce | 14 | 14Z | TRANSMITTER:VORTEX FLOW | FLANGED, 0.5 IN, RTJ 600 ANSI | Instruments - Other & Parts : "VARIABLE INPUT, FOUNDATION FIELDBUS OUTPUT, 9-32VDC SUPPLY, FF, FM EXPLOSION PROOF AND INSTRINSICALLY SAFE , SS, " | EA | 1 | 0 | 0 | NO | 2968.3937 | 771898.5273 | ROSEMOUNT MEASUREMENT | 8800DF005SB6N1F1K5Q4Q8 | 8800DF005SB6N1F1K5Q4Q8 | 02,22 | 1 | 1AXX |  |  | EGTL1-RMT-INS-MM-009999 |  |  |  |  | 40914 | 45233 | 43629 |  |  |  |  | -1 | 1
10609 | 29200000TL | 03483 | EG1019010 | P | 58008684 | 58 | EGTL Spares | Mtce | 54 | 54A | KIT:CYLINDER SEAL, NBR | FOR CP/S-035-100A/B | Seals : (ROTORK WCCP100) | EA | 2 | 1 | 2 | NO | 399.9948 | 62097.35 | PERAR |  |  | 01 |  | 1AXX | 1BBB | [6 empty] | 41395 |  | 41681
10610 | 29200000TL | 03483 | EG1019010 | P | 58008685 | 58 | EGTL Spares | Mtce | 54 | 54A | KIT:BODY SEAL KIT, FIBER | FOR CP/S-045-140A/B | Seals : (ROTORK WCB45) | EA | 4 | 2 | 3 | NO | 170.7582 | 32429.455 | PERAR |  |  | 01 |  | 1AXX | 1BBB | [6 empty] | 41395 | 43769 | 42071
10611 | 29200000TL | 03483 | EG1019010 | P | 58008689 | 58 | EGTL Spares | Mtce | 54 | 54A | KIT: BODY SEAL, FIBER | FOR CP/S-045-180A/CA | Seals : (ROTORK WCB45) | EA | 2 | 1 | 2 | NO | 218.0655 | 33853.64 | PERAR |  |  | 01 |  |  | 1BBB | [6 empty] | 41395 |  | 41681
10612 | 29200000TL | 03483 | EG1019010 | P | 58008690 | 58 | EGTL Spares | Mtce | 54 | 54A | KIT:CYLINDER SEAL 180A | FOR CP/S-045 | Seals : (ROTORK WCCP180) | EA | 2 | 0 | 0 | NO | 548.1644 | 85099.97 | PERAR |  |  | 01 |  |  | 1BBB | [6 empty] | 41395 |  | 41681
10613 | 29200000TL | 03483 | EG1019010 | P | 58008691 | 58 | EGTL Spares | Mtce | 54 | 54A | KIT: BODY SEAL, FIBER | FOR CP/S-045-180A/D | Seals : (ROTORK WCB45) | EA | 2 | 0 | 0 | NO | 218.0655 | 33853.64 | PERAR |  |  | 01 |  | 1AXX | 1BBB | [6 empty] | 41395 |  | 41681
10614 | 29200000TL | 03483 | EG1019010 | P | 58008692 | 58 | EGTL Spares | Mtce | 54 | 54A | KIT:CYLINDER SEAL, NBR | FOR CP/S-045-180A/D | Seals : (ROTORK WCCP180) | EA | 2 | 1 | 2 | NO | 548.1644 | 85099.97 | PERAR |  |  | 01 |  | 1AXX | 1BBB | [6 empty] | 41395 |  | 41681
10615 | 29200000TL | 03483 | EG1019010 | P | 58008693 | 58 | EGTL Spares | Mtce | 54 | 54A | KIT: BODY SEAL, FIBER | FOR CP/S-055-200A/A | Seals : (ROTORK WCB55) | EA | 2 | 1 | 2 | NO | 309.7181 | 48082.27 | PERAR |  |  | 01 |  |  | 1BBB | [6 empty] | 41395 |  | 41681
10616 | 29200000TL | 03483 | EG1019010 | P | 58008694 | 58 | EGTL Spares | Mtce | 54 | 54A | KIT:CYLINDER SEAL, NBR | FOR CP/S-055-200A/A | Seals : (ROTORK WCCP200) | EA | 2 | 1 | 2 | NO | 560.5432 | 87021.71 | PERAR |  |  | 01 |  |  | 1BBB | [6 empty] | 41395 |  | 41681
10617 | 29200000TL | 03483 | EG1019010 | P | 58008695 | 58 | EGTL Spares | Mtce | 54 | 54A | KIT: BODY SEAL, FIBER | FOR CP/S-055-200A/B | Seals : (ROTORK WCB55) | EA | 2 | 1 | 2 | NO | 323.909 | 50285.27 | PERAR |  |  | 01 |  | 1AXX | 1BBB | [6 empty] | 41395 |  | 41681
10618 | 29200000TL | 03483 | EG1019010 | P | 58008696 | 58 | EGTL Spares | Mtce | 54 | 54A | KIT:CYLINDER SEAL | FOR CP/S-055-200A/B | Seals : (ROTORK WCCP200) | EA | 2 | 1 | 2 | NO | 586.6447 | 91073.71 | PERAR |  |  | 01 |  | 1AXX | 1BBB | [6 empty] | 41395 |  | 41681
10619 | 29200000TL | 03483 | EG1019010 | P | 58008697 | 58 | EGTL Spares | Mtce | 54 | 54A | KIT: BODY SEAL, FIBER | FOR CP/S-055-200A/C | Seals : (ROTORK WCB55) | EA | 2 | 1 | 2 | NO | 381.9047 | 59289.09 | PERAR |  |  | 01 |  |  | 1BBB | [6 empty] | 41395 |  | 41681
10620 | 29200000TL | 03483 | EG1019010 | P | 58008698 | 58 | EGTL Spares | Mtce | 54 | 54A | KIT:CYLINDER SEAL | FOR CP/S-055-200A/C | Seals : (ROTORK WCCP200) | EA | 2 | 1 | 2 | NO | 671.1664 | 104195.715 | PERAR |  |  | 01 |  |  | 1BBB | [6 empty] | 41395 |  | 41681
10621 | 29200000TL | 03483 | EG1019010 | P | 58008699 | 58 | EGTL Spares | Mtce | 54 | 54A | KIT: BODY SEAL, FIBER | FOR CP/S-055-250A/C | Seals : (ROTORK WCB55) | EA | 2 | 1 | 2 | NO | 323.867 | 50278.75 | PERAR |  |  | 01 |  | 1AXX | 1BBB | [6 empty] | 41395 |  | 41681
10622 | 29200000TL | 03483 | EG1019010 | P | 58008700 | 58 | EGTL Spares | Mtce | 54 | 54A | KIT:CYLINDER SEAL,NBR | FOR CP/S-055-250A/C | Seals : (ROTORK WCCP250) | EA | 2 | 1 | 2 | NO | 646.4633 | 100360.25 | PERAR |  |  | 01 |  | 1AXX | 1BBB | [6 empty] | 41395 |  | 41681
10623 | 29200000TL | 03483 | EG1019010 | P | 58008701 | 58 | EGTL Spares | Mtce | 54 | 54A | KIT: BODY SEAL, FIBER | FOR CP/S-055-250A/C | Seals : (ROTORK WCB55) | EA | 2 | 1 | 2 | NO | 381.867 | 59283.25 | PERAR |  |  | 01 |  | 1AXX | 1BBB | [6 empty] | 41395 |  | 41681
10624 | 29200000TL | 03483 | EG1019010 | P | 58008702 | 58 | EGTL Spares | Mtce | 54 | 54A | KIT:CYLINDER SEAL,NBR | FOR CP/S-055-250A/C | Seals : (ROTORK WCCP250) | EA | 1 | 1 | 2 | NO | 700.9633 | 108821.375 | PERAR |  |  | 01 |  | 1AXX | 1BBB | [6 empty] | 41395 | 44247 | 41681
10625 | 29200000TL | 03483 | EG1019010 | P | 58008705 | 58 | EGTL Spares | Mtce | 54 | 54A | KIT: BODY SEAL, FIBER | FOR CP/S-065-335A/C | Seals : (ROTORK WCB65) | EA | 2 | 1 | 2 | NO | 401.68 | 144805.64 | PERAR |  |  | 01 |  | 1AXX | 3CCA | [6 empty] | 41395 | 43725 | 43771
10626 | 29200000TL | 03483 | EG1016011 | P | 58008741 | 58 | EGTL Spares | Mtce | 51 | 51F | FUSE:ELECTRONIC CARTRIDGE,11A | 1000V,10.3 MM X 38.1 MM | Electric Components - Circuit Protection:FLUKE MODEL 803293 | EA | 1 | 0 | 0 | NO | 26 | 5150.6 | FLUKE | 803293 |  | 01 | 1 |  | 2BBB | [6 empty] | 40915 |  | 42006
10627 | 29200000TL | 03483 | EG1020013 | P | 58008770 | 58 | EGTL Spares | Mtce | 50 | 50Z | RETAINER:BEARING AND GEAR | 2 IN, 316 SS, STL G11170 | Bearings & Accessories - All : | EA | 1 | 0 | 0 | NO | 1951.6327 | 303010.5 | FISHER CONTROLS | 11A7183X012 | 11A7183X012 | 22 | 1 | 1BBA |  |  | FORM 5057 |  |  |  |  | 40914
10628 | 29200000TL | 03483 | EG1016019 | P | 58008866 | 58 | EGTL Spares | Mtce | 14 | 14I | GAUGE:PRESSURE, 0 TO 1.6 MPA | 4 IN DIAL, 1/2 IN MPT, 316 SS | Temperature and heat measuring instruments : CASE, 316 SS TUBE, 316 SS,BOTTOM, STEM MOUNT, SILICONE FILLED | EA | 2 | 0 | 0 | NO | 316.6704 | 49159.9125 | WIKA INSTRUMENTS | 233.30 0-:-1,6 MPA | RMO419744703 | 05,22 | 1 | 3CAC |  |  | SOL06676, PI0169 |  |  |  |  | 40914
10629 | 29200000TL | 03483 | EG1016018 | P | 58008867 | 58 | EGTL Spares | Mtce | 14 | 14I | GAUGE:PRESSURE, -100 TO 60 KPA | 6 IN DIAL, 1/2 IN MPT, 316 SS | Temperature and heat measuring instruments : CASE,316 SS TUBE,316 SS,BOTTOM,STEM MOUNT,SILICONE FILLED, VARIOUS, CROSS REF DWG: SOL06676, PI0135 PI0132 PI0130 | EA | 2 | 0 | 0 | NO | 316.6704 | 49159.9125 | WIKA INSTRUMENTS | 233.30 -100-:-+60 KPA | RMO419664703 | 05,22 | 1 | 3CAC |  |  | SEE ITEM NOTE |  |  |  |  | 40914
10630 | 29200000TL | 03483 | EG1020011 | P | 58008868 | 58 | EGTL Spares | Mtce | 14 | 14I | GAUGE:PRESSURE,-100 TO 150 KPA | 6 IN DIAL,1/2 IN MPT,316 SS | Temperature and heat measuring instruments : CASE, 316 SS TUBE, 316 SS, BOTTOM, STEM MOUNT, SILCONE FILLED VARIOUS | EA | 1 | 0 | 1 | NO | 320 | 121440 | WIKA INSTRUMENTS | 233.30 -100-:-150 KPA | RMO419674703 | 05,22 | 1 | 3CAC | 2BBB |  | SOL06676, PI0123 PI0127 |  |  |  |  | 40914 | 43969 | 44001
10631 | 29200000TL | 03483 | EG1028002 | P | 58009021 | 58 | EGTL Spares | Mtce | 87 | 87B | BUSH: 2C45 | (NUOVO PIGNONE, SLP35847) |  | EA | 1 | 0 | 0 | NO | 67.7044 | 10511.102 |  |  |  | 01 |  |  | 1CCC | [6 empty] | 41623
10632 | 29200000TL | 03483 | EG1018011 | P | 58009065 | 58 | EGTL Spares | Mtce | 14 | 14I | TEMPERATURE: | RESISTANCE, PT (NU | Temperature and heat measuring instruments : | EA | 3 | 4 | 8 | NO | 559.25 | 86823.8837 | NUOVO PIGNONE | RTO776210000 |  | 00 |  |  | 2CBC | [6 empty] | 41395 | 45988 | 41705 | -1 | 1 | -1 | 1 | -3 | 3
10633 | 29200000TL | 03483 | EG1026003 | P | 58009119 | 58 | EGTL Spares | Mtce | 54 | 54A | GASKET:EARTHING BRUSH UNIT | 64 MM DIA, SS, CIRCULAR | Gaskets : CLASS B | EA | 2 | 1 | 2 | NO | 2.64 | 409.86 | NUOVO PIGNONE | KFZ316210604 |  | 01,22 | 1 | 3CAC |  |  | SOL43055, 3 |  |  |  |  | 40914
10634 | 29200000TL | 03483 | EG1021015 | P | 58009130 | 58 | EGTL Spares | Mtce | 54 | 54A | GASKET: MATERIAL | GLASS FIBRES BOND: 59x78X0.05 | Gaskets : Synthetic and Glass Fibres Bonded with NBR.Sizes: 1500 x 2000 X 1 mmNote: Personel Will Cut to Sizes | EA | 2 | 1 | 2 | NO | 70.9482 | 11014.565 | KLINGERSIL | C-4430 | 6536004700 | 01 | [7 empty] | C4430 |  | 41395 |  | 41872
10635 | 29200000TL | 03483 | EG1016019 | P | 58009189 | 58 | EGTL Spares | Mtce | 14 | 14I | GAUGE: PRESSURE, 0 - 4.5 BAR | 4IN DIAL,1/2IN MPT,316 SS CASE | Temperature and heat measuring instruments : 316L SS TUBE,316 SS,BOTTOM,FLUSH PANEL MOUNT, SILICONE FILLED | EA | 1 | 0 | 0 | NO | 248.976 | 38651.04 | WIKA INSTRUMENTS | 233.30 0-:-600 KPA | RMO419724803 | 05,22 | 1 | 3CAC |  |  | SOL06676, PI0163 |  |  |  |  | 40914
10636 | 29200000TL | 03483 | EG1017021 | P | 58009199 | 58 | EGTL Spares | Mtce | 75 | 75A | KIT:MAJOR SERVICE | FOR LUBE OIL CLARIFIER TROLLEY | Material Handling -Whse / Dock Equipment & Accessories :CONTAINS BOWL SPINDLE,TOP BEARING AND SPRING CASING,FRICTION COUPLING, WORM WHEEL,WORN,WORM WHEEL SHAFT | KI | 1 | 0 | 0 | NO | 1558.8804 | 242000.6 | ALFA LAVAL | 549286-02 | ISV910760121 | 01 | 1 | 3CAC | 1CCC |  | SOL06676 |  |  |  | JOC884 | 40914
10637 | 29200000TL | 03483 | EG1025002 | P | 58009218 | 58 | EGTL Spares | Mtce | 66 | 66Z | KIT: REPAIR | FOR STEAM TURBINE GENERATOR | Valve-Other : CONTAINS VALVE PLUG,O-RINGS, WASHERS,SPRING PINS, BONNET, PCV-0147 | EA | 2 | 0 | 0 | NO | 2040.4614 | 316761.2325 | DRESSER | TBAS/N232222-3 | IRV383282607 | 01 | 1 | 3CAC |  |  | SOS75239 |  |  |  |  | 40914 | 44163
10638 | 29200000TL | 03483 | EG1025002 | P | 58009219 | 58 | EGTL Spares | Mtce | 14 | 14I | GAUGE:PRESSURE,0-25 BARG RANGE | IN DIAL,1/2 IN MPT,316 SS | Temperature and heat measuring instruments : CASE,316 SS TUBE,316 SS,BOTTOM,STEM MOUNT,SILICONE FILLED | EA | 1 | 0 | 0 | NO | 330.9113 | 51370.6725 | WIKA INSTRUMENTS | 233.30 0-:-2,5 MPA | RMO419754703 | 05,22 | 1 | 3CAC |  |  | SOL06676, PI0101 |  |  |  |  | 40914
10639 | 29200000TL | 03483 | EG1026002 | P | 58009233 | 58 | EGTL Spares | Mtce | 51 | 51B | LIGHT: INCANDESCENT | COMPACT FLUORESCENT LIGHT BULB | Electric Components - Lighting : 120VAC,40W,TWIST LOCK SOCKET,MAGNETIC MOUNT,CLEAR EXTRUDED ACRYLIC REFRACTOR, VARIOUS | EA | 5 | 0 | 0 | NO | 13.194 | 2048.368 | SIRIO SISTEMI ELETTRONICI | LB44121 | IRQ119520721 | 01,10,22 | 1 | 3CAC |  |  | SOL07387, 14EL1,14EL2 |  |  |  |  | 40975
10640 | 29200000TL | 03483 | EG1026003 | P | 58009246 | 58 | EGTL Spares | Mtce | 32 | 32B | OPERATOR: SWITCH | LOCKABLE,RED,PLASTIC | Furniture : | EA | 1 | 0 | 0 | NO | 193.53 | 30045.53 | SIRIO SISTEMI ELETTRONICI | OHB12 | IRQ119520957 | 22 | 1 | 3CAC |  |  | SOL07387, 8QF1,11QF1,1 |  |  |  |  | 40975
10641 | 29200000TL | 03483 | EG1026008 | P | 58009272 | 58 | EGTL Spares | Mtce | 50 | 50Z | RING | OIL, 4001A1725LSP004 |  | EA | 1 | 0 | 0 | NO | 2549.2642 | 395773.27 |  |  |  | 01 |  |  | 1CCC | [6 empty] | 41623
10642 | 29200000TL | 03483 | EG1021010 | P | 58009297 | 58 | EGTL Spares | Mtce | 14 | 14I | GAUGE: DIFFERENTIAL PRESSURE | 0-2.5 BAR, 4IN DIAL,1/2 IN MPT | Temperature and heat measuring instruments : STL CASE, 316 SS TUBE, 316 SS, BOTTOM, PANEL MOUNT, GLYCERINE FILLED | EA | 1 | 0 | 0 | NO | 315.4 | 48965.85 | FLENCO S.P.A. | 06.130.14 | ISK259356418 | 05,22 | 1 | 3CAC |  |  | SOL06676, PDI0154 |  |  |  |  | 40975
10643 | 29200000TL | 03483 | EG1016017 | P | 58009301 | 58 | EGTL Spares | Mtce | 14 | 14C | TRANSMITTER:TEMP -200-600DEG C | INPUT,4-20 MA (HART BASED) | Flow Measuring Instruments : OUTPUT, 12 - 42.4 VDC SUPPLY | EA | 1 | 0 | 0 | NO | 5752.8506 | 893072.52 | FLENCO S.P.A. | 06.130.18 | ISK259356422 | 05,22 | 1 | 3CAC |  |  | SOL06676, TT0180/184 |  |  |  |  | 40975
10644 | 29200000TL | 03483 | EG1021010 | P | 58009304 | 58 | EGTL Spares | Mtce | 51 | 51Z | TRANSMITTER: LIQUID LEVEL | 0-1430 % INPUT,4 - 20 MA/HART | Electric-Other : OUTPUT,12-24 VDC SUPPLY,4 IN ANSI 150 RF, LUBE OIL RESERVOIR | EA | 1 | 0 | 0 | NO | 3156.98 | 490121.145 | FLENCO S.P.A. | 06.130.21 | ISK259356425 | 05,22 | 1 | 3CAC |  |  | SOL06676, LT0101 |  |  |  |  | 40975
10645 | 29300000TL | 03483 | EG1021008 | P | 58009321 | 58 | EGTL Spares | Mtce | 72 | 72C | ELEMENT | LUBE OIL FILTER | For CONTROL OIL OPERATION, Media: MICROGLASS, Overall Height (in): 13.06, OD Top (in): 3.79, ID Top (in): 2.21, OD Bottom (in): 3.79, ID Bottom (in): 2.21, Collapse Pressure (psi): 365, Operating Temperature (F): - 13 TO 250, Filter Area (sqft): 7.81, Flo | EA | 6 | 4 | 6 | YES | 126.2067 | 116436.0531 | NATIONAL FILTERS | PPL9400-13-10G-V | PPL9400-13-10G-V | 01,22 | 1 | 3CAC | 2CBC |  | SOL06676, 173-XF-004A/B |  |  |  |  | 43770 | 45842 | 45363 | -3 | 3 | -6 | 5 | -9 | 8
10646 | 29200000TL | 03483 | EG1020009 | P | 58009372 | 58 | EGTL Spares | Mtce | 14 | 14Z | ASSEMBLY:RTD HEAD AND HOLDER | 20MM X 100MM LG,ALUM | Instruments - Other & Parts : | EA | 1 | 0 | 1 | NO | 3637.1 | 1107496.95 | GE INDUSTRIAL | IRM000010015 | IRM000010015 | 01 | 1 |  |  |  | SOM6670064 |  |  |  |  | 40975 |  | 42420
10647 | 29300000TL | 03483 | EG1028001 | P | 58009394 | 58 | EGTL Spares | Mtce | 25 | 25L | O-RING:SET FILTER LEAF | 34.52MM ID,38.05MM OD,3.53MMWD | Water Treatment Equipment :FOR WAX FILTRATION PACKAGEKALREZ SPECTRUM - AS-568A O-RING - K#220 O-RING SIZE 1.359 X 0.139 IN. OR 34.52 X3.53 mmThe set comes with 38 O-Ring.Old Part number - WO053904-A,16. A set must include 36 ("Note The PLF on order should | ST | 17 | 11 | 17 | YES | 2623.18 | 3927661.1822 | SOLID LIQUID FILTRATION, | 70483725 | 5390009012 | 01 | 1 | 1BBB | [7 empty] | 43770 | 45791 | 45851 | -33 | 2 | -2 | 1 | -6 | 2
10648 | 29200000TL | 03483 | EG1026010 | P | 58009398 | 58 | EGTL Spares | Mtce | 54 | 54A | O-RING:BASKET,240.67 MM ID | SUPPORT PLATE,246MM OD,5.33 MM | Gaskets : KALREZ,AS375, INLET CONNECTION,130-XF-041A 130-XF-041B, FOR WAX FILTRATION PACKAGE | EA | 4 | 0 | 0 | NO | 2967.1122 | 475081.75 | KALREZ SPECTRUM | AS568A | 5390009048 | 01 | 1 | 1BBB | [7 empty] | 41348 | 41551 | 41946
10649 | 29300000TL | 03483 | EG1023008 | S | 58009399 | 58 | EGTL Spares | Mtce | 54 | 54A | GASKET:CASING | CAF NON ABS,CIRCULAR | Gaskets : 130-PC-020A, 130-PC-020B,FOR WAX FILTRATION PACKAGE | EA | 4 | 0 | 1 | YES | 122.25 | 45297 | SAM ENGINEERING | 431-816-114 | 5390009049 | 01 | 1 | 1BAB | 1BAB | [6 empty] | 43770 | 45584 | 44037 |  |  | -1 | 1
10650 | 29200000TL | 03483 | EG1026015 | P | 58009499 | 58 | EGTL Spares | Mtce | 66 | 66Z | MANIFOLD:2-VALVE,1/2 IN-14 TPI | PROCESS X 1/4IN-18TPI VENT,NPT | Valve-Other : 2 VALVE MANIFOLD, COPLANAR, SST, BRACKET, MFG PART NUMBER : ( AMF02AC1201232 ) MANI-R-1116 | EA | 3 | 0 | 0 | NO | 2466 | 382846.5 | ROSEMOUNT MEASUREMENT | (AMF02AC1201232)MANI-R-11 | AG0442M-Z-S04D | 22 | 1 | [8 empty] | 41343 | 43130
10651 | 29200000TL | 03483 | EG1026015 | P | 58009547 | 58 | EGTL Spares | Mtce | 66 | 66Z | MANIFOLD: VALVE,PGI,M-818SCG | 5 VALVE F,1/2 IN,NPT,6000 LB@ | *OBS*Valve-Wellhead : 200 DEG F GRAPHITE PACKED,1500 LB @ 1000 DEG F,1000 DEG F,SS BODY,MANI-R-1118 PGI, M-818SCG, 5 VALVE F X ½&quot; NPT, SST BODY, GRAPHITE PACKING, WAFER STYLE, G980DP PRESSURE TRANSMITTERS | EA | 4 | 2 | 4 | NO | 625.1071 | 97039.5833 | ROSEMOUNT MEASUREMENT |  | 3670107 | 22 | 1 | 1AXX | [7 empty] | 41259
10652 | 29200000TL | 03483 | EG1026011 | P | 58009559 | 58 | EGTL Spares | Mtce | 66 | 66F | KIT:DRIVE BUSHING | FOR AUTOMATED VALVES | Valve - Parts & Accessories :CONTAINS DRIVE BUSHING, BARO# ROTWIQ81061, DRIVE BUSHING ONLY FOR IQ2 ACTUATOR.**SOURCE DESCRIPTION DUPLICATE ON NEXT ITEM***KIT CONTAINS;BEARING BUSHING (DW-80) POS # 3120BEARING BUSHING (DW-95) POS # 3220BEARING RING (DW-80) | KI | 1 | 0 | 0 | NO | 2946 | 457366.5 | ADAMS VALVES | 14-600 E-MAK |  | 01,22 | 1 | 2BBC |  |  | 22060039-1 |  |  | 14-600 E-MAK |  | 40914 |  | 41822
10653 | 29200000TL | 03483 | EG1016017 | P | 58009577 | 58 | EGTL Spares | Mtce | 14 | 14Z | DETECTOR: RTD,230 DEG C | 100 OHM,3 WIRE,PLATINUM ELEMEN | Instruments - Other & Parts : &quot;1/2 IN NPT DIA,470MM LG,316 SS TUBE, CROSS REF DWG EGTL1-SLF-INS-DS-450001-045 , 145-TE-0381/0391 , WAX FILTRATION PACKAGE&quot; | EA | 2 | 2 | 4 | NO | 0 | 0 | WIKA INSTRUMENTS | T1 RCA 1D ASSA5 | 23881-315-221-0 | 00 | 1 | [8 empty] | 41321
10654 | 29200000TL | 03483 | EG1017013 | P | 58009637 | 58 | EGTL Spares | Mtce | 50 | 50Z | BEARING:SPHERICAL ROLLER 2.56 | IN ID X 5.51 IN OD X 1.889 IN | Bearings & Accessories - All :&quot; WD LOWER FAN BEARING, HEAVY DUTY SERIES, STEEL 172-EA-003-2/4, CROSS REF DWG EGTL1-KHE-HEX-GA-720056/57 SUNG JIN JUGONG-22313E1K, 172-EA-003-2/4, CROSS REF DWG EGTL1-KHE-HE FOR HOTNDEASATE COOLER&quot; | EA | 4 | 2 | 4 | NO | 720.1391 | 111808.8 | SUNG JIN JUGONG | 22313E1K | 3AVCS0075V01 | 01,21,22 | 1 | 2CAC | [7 empty] | 41248
10655 | 29200000TL | 03483 | EG1017013 | P | 58009638 | 58 | EGTL Spares | Mtce | 50 | 50Z | BEARING: FLANGE BLOCK BALL | 2.3622 IN ID,SQ,CI HSG,4 BOLT | Bearings & Accessories - All :&quot;20MM BOLT DIA,7.67717 IN WD X 7.67717 IN LG BLOCK,3.0708 IN THK,HEAVY SERIES,SET SCREW, 172-EA-003-2/4 SUNG JIN JUGONG-UCF312, 172-EA-003-2/4 SUNG JIN JUGONG-UCF312 FOR HOT CONDEASATE OOLER&quot; | EA | 4 | 0 | 0 | NO | 520.1005 | 80750.8 | SUNG JIN JUGONG | UCF312 |  | 01,21,22 | 1 | 2CAC | [7 empty] | 41248
10656 | 29200000TL | 03483 | EG1026010 | S | 58009834 | 58 | EGTL Spares | Mtce | 66 | 66F | ROTOR:PDM,CARBON GRAPHITE | POSITIVE DISPLACEMENT METER | Valve - Parts & Accessories :SPARE | EA | 1 | 4 | 6 | NO | 586.95 | 91123.9875 | LITRE METER | VFFROTLF15FPC | 62 | 22 | 1 | [8 empty] | 41335 | 43803
10657 | 29200000TL | 03483 | EG1026010 | P | 58009836 | 58 | EGTL Spares | Mtce | 54 | 54A | O-RING:15/16 IN ID,1-1/8 IN OD | 3/32 IN WD,VITON,AS 568 - 119 | Gaskets : NPT ENTRY GLAND SPARE FOR POSITIVE DISPLACEMENT METER | EA | 4 | 2 | 6 | NO | 23.78 | 3893.1867 | LITRE METER | ORV119 |  | 01,22 | 1 | [8 empty] | 41335 | 43796 | 41956
10658 | 29300000TL | 03483 | EG1017005 | S | 58010045 | 58 | EGTL Spares | Mtce | 14 | 14Z | RELAY:PNEUMATIC TYPE:DOUBLE | ACTING PORT:STANDARD BLEED | SIZE/CONN:PART NO: 38B5786X052 I/P PRESS:0 TO 60PSIG O/P PRESS:0 TO 60 PSIG BODY MATL:MFR STANDARD MANUFACTURER: FISHER ITEM: RELAY ASSEMBLY DVC 6200, DPC2K WHICH INCLUDES SHROUD, RELAY SEAL, MOUNTING SCREWS FOR NON-GX ACTUATORS RELAY TYPE: A ACTION: DOUB | EA | 2 | 4 | 6 | YES | 913.848 | 1359863.7039 | FISHER CONTROLS | 38B5786X852 | 38B5786X852 | 01A, 07 | 1 | 1AXX | 1BBB |  | 5647 |  |  |  | KGISL033 | 43770 | 46010 | 46028 | -7 | 7 | -8 | 8 | -6 | 6
10659 | 29200000TL | 03483 | EG1025010 | S | 58010196 | 58 | EGTL Spares | Mtce | 64 | 64B | GASKET: HEAT EXCHANGER CAM | PROFILE, GRAPHITE LAYER/304 SS | Power Transmission Equipment & Replacement Parts : &quot;70MM ID,111MM OD,4.5MM THK,0 RIB WD,0 RADII,2 IN 600 LB RF, GMGC, , 160-ES-002A/B, 160-ES-003 KUK-IL INNOT CO., LTD.-2606SPL-G-01-06, GMGC, , 160-ES-002A/B, 160-ES-003 KUK-IL - SHELL & TUBE HEAT E | EA | 14 | 0 | 0 | NO | 17.6 | 2732.4 | KUK-IL INNOT CO | 2606SPL-G-01-06 | 121-002 | 01,22 | 1 | 1BBB | 1BBB | [6 empty] | 41335 | 42685
10660 | 29200000TL | 03483 | EG1025010 | P | 58010221 | 58 | EGTL Spares | Mtce | 54 | 54A | KIT:GASKET, FOR PNEUMATIC | CYLINDER ACTUATOR | Gaskets : CONTAINS DUST RING (FIG. 2*), SLIDING RING (FIG. 3*), SEALING RING (FIG. 11*), SEALING RING (FIG. 14*), SLIDING RING (FIG. 15*), LIP SEAL (FIG. 17*), DWG. MII-4237, FG1500, MATERIAL GLASS/S. 16 | KI | 1 | 0 | 0 | NO | 467.2338 | 72538.04 | STI | 7221 | 1254F01/1 | 01 | 1 | 1BBC |  |  | B0253 |  |  |  |  | 40914
10661 | 29300000TL | 03483 | EG1016004 | P | 58010223 | 58 | EGTL Spares | Mtce | 56 | 56Z | REGULATOR: AIR REDUCED FILTER | 0-9 BAR INLET,7 BAR OUTLET | *OBS*Filtration-Elem : "1/4 IN FNPT,DIECAST ALUM BODY, MATERIAL: ALLUMINIUM " | PC | 2 | 1 | 2 | YES | 935 | 383032.1 | STI | 831 |  | 01,10,22 | 1 | 1BBC |  |  | DWG. DD21332_300 |  |  |  |  | 43785 |  | 44343
10662 | 29200000TL | 03483 | EG1023013 | P | 58010224 | 58 | EGTL Spares | Mtce | 66 | 66Z | LOCK:DISPOSITIVE OF AIR, | 1/4 IN,ALUM,PNEUMATIC CYLINDER | Valve-Regulators : OPERATED, DWG. DD21332_300, MODEL AL/CC 2-3 | EA | 1 | 0 | 0 | NO | 826.6443 | 128336.53 | STI | 17906 | 1254F01/1 | 01,22 | 1 | 1BBC | 1BBB |  | DD21332-300 |  |  |  |  | 40914
10663 | 29200000TL | 03483 | EG1023007 | P | 58010228 | 58 | EGTL Spares | Mtce | 67 | 67B | TIP: TORCH, RFG GAS | 1/2IN NPT,310S SS,CBS,LOW MASS | Welding - Supplies : CK 20, DWG. B68186-600.01/02 | PC | 28 | 16 | 32 | NO | 718.8211 | 111596.98 | JOHN ZINK | SP101405-0019 | 1248A01/1 & 2 | 22 | 1 | 1BBC |  |  | JZ-B68186-600.01/02 |  |  |  |  | 40975 | 45346 |  |  |  | -4 | 1
10664 | 29200000TL | 03483 | EG1023013 | P | 58010229 | 58 | EGTL Spares | Mtce | 67 | 67B | TIP: TORCH, RFG GAS | 1/2IN NPT,310S SS,CBS,LOW MASS | Welding - Supplies : CK 20, DWG. B68186-600.01/02 | PC | 18 | 0 | 0 | NO | 718.8211 | 111596.98 | JOHN ZINK | SP101405-0017 | 1248A01/1 & 2 | 22 | 1 | 1BBC |  |  | JZ-B68186-600.01/02 |  |  |  |  | 40975 | 45346 |  |  |  | -4 | 1
10665 | 29200000TL | 03483 | EG1022003 | P | 58010232 | 58 | EGTL Spares | Mtce | 73 | 73A | HANDLE:AIR CONTROL TECOFI | 232MM X 78MM X 52MM,CS | Heat Transfer - Units & Parts : DWG. B68186-600.01/02 | PC | 6 | 0 | 0 | NO | 395.3516 | 61378.34 | JOHN ZINK | SP101405-0046 | 1248A01/1 & 2 | 01,22 | 1 | 1BBC |  |  | JZ-B68186-600.01/02 |  |  |  |  | 40975
10666 | 29200000TL | 03483 | EG1023007 | P | 58010233 | 58 | EGTL Spares | Mtce | 73 | 73A | PLATE: METAL 65MM,CS,1 KG | REFORMER PACKAGE 160-XP-001 | Heat Transfer - Units & Parts : &quot;AIR BURNER, DWG. B68186-600.01/02 TYPE: POSITBURNER LN-PFFG, 600.01 UPPER/600.02 LOWER&quot; | PC | 6 | 0 | 0 | NO | 395.3516 | 61378.34 | JOHN ZINK | SP101405-0047 | 1248A01/1 & 2 | 22 | 1 | 1BBC |  |  | JZ-B68186-600.01/02 |  |  |  |  | 40975
10667 | 29200000TL | 03483 | EG1023013 | P | 58010234 | 58 | EGTL Spares | Mtce | 73 | 73A | PLATE:POSITION,CS | REFORMER PACKAGE 160-XP-001 | Heat Transfer - Units & Parts : &quot;TECOFI BURNER LN-PFFG 600.01 UPPER/600.02 LOWR&quot; | PC | 6 | 0 | 0 | NO | 215.6463 | 33479.09 | JOHN ZINK | SP101405-0048 | 1248A01/1 & 2 | 22 | 1 | 1BBC |  |  | JZ-B68186-600.01/02 |  |  |  |  | 40975
10668 | 29200000TL | 03483 | EG1023007 | P | 58010235 | 58 | EGTL Spares | Mtce | 73 | 73A | WINDOW: SIGHT | SIZE 80, STL/CS RIM | Heat Transfer - Units & Parts : &quot;Z-5 NEW DESIGN, DWG. B68186-600.01/02, TYPE: SIGHT PORT, SIZE: 80, MATERIAL: STEEL/CS, BURNER LN-PFFG 600.01 UPPER, BURNER LN-PFFG 600.02 LOWER&quot;&quot;, Z-5 NEW DESIGN&quot; | PC | 20 | 0 | 0 | NO | 143.7643 | 22319.4 | JOHN ZINK | SP101405-0049 | 1248A01/1 & 2 | 22 | 1 | 1BBC |  |  | JZ-B68186-600.01/02 |  |  |  |  | 40975
10669 | 29200000TL | 03483 | EG1022003 | P | 58010236 | 58 | EGTL Spares | Mtce | 73 | 73A | PORT:SIGHT 2 IN | CARBONSTEEL, FULL VIEW | Heat Transfer - Units & Parts : &quot; DWG. B68186-600.01/02 &quot; | PC | 10 | 5 | 10 | NO | 359.4106 | 55798.49 | JOHN ZINK | SP101405-0050 | 1248A01/1 & 2 | 22 | 1 | 1BBC |  |  | JZ-B68186-600.01/02 |  |  |  |  | 40975
10670 | 29300000TL | 03483 | EG1017021 | P | 58010239 | 58 | EGTL Spares | Mtce | 50 | 50Z | BEARING: THRUST ROLLER | 350 ID,370 OD,C0,STL CAGE | Bearings & Accessories - All :INTERNAL,ST, DWG. 1-S.1740.051-X | EA | 1 | 0 | 1 | YES | 4069.97 | 1544553.9945 | SULZER | 104916400491 | 1311A01/1 | 01,21,22 | 1 |  | 2BBB |  | 1-S.1740.051.X |  |  |  |  | 43770 |  | 44046
10671 | 29200000TL | 03483 | EG1021003 | P | 58010257 | 58 | EGTL Spares | Mtce | 50 | 50Z | BEARING: (SET) | FOR BUTTERFLY VALVE,6 IN | Bearings & Accessories - All :SET OF BEARINGS M3/7019 | ST | 1 | 0 | 0 | NO | 2200.43 | 793255.015 | SEVERN LEEDS | 17420 |  | 01,21,22 | 1 | 1AXX | 1CCC |  | A3/9145/C99352-1 |  |  |  |  | 41391 | 43739 | 43815
10672 | 29300000TL | 03483 | EG1021003 | P | 58010258 | 58 | EGTL Spares | Mtce | 54 | 54D | PACKING:GRAPHITE,6 IN | REFORMER PACKAGE 160-XP-001 | Packing / Glands / Stuffing Boxes : P/N RIB PAK/EVSP9000 DWG A3/9145/C99352-2 160-TV-0021B | ST | 1 | 0 | 0 |  | 5382.77 | 2042761.215 | LEEDSVALVE | 17420 |  | 01,22 | 1 | 1AXX | 1CCC |  | A3/9145/C99352-1 |  |  |  |  | 43785 |  | 44082
10673 | 29200000TL | 03483 | EG1021003 | P | 58010259 | 58 | EGTL Spares | Mtce | 66 | 66S | KIT:REPAIR,FOR ACTUATOR,6 IN | REFORMER PACKAGE 160-XP-001 | Valve - Actuator & Positioner: DWG A3/9145/C99352-1, 160-TV-0021A | EA | 1 | 0 | 0 | NO | 500 | 77625 | LEEDSVALVE | 17420 |  | 01 | 1 | 1AXX | 1BBB |  | A3/9145/C99352-1 |  |  |  |  | 41391
10674 | 29200000TL | 03483 | EG1021003 | P | 58010260 | 58 | EGTL Spares | Mtce | 65 | 65A | PIN: TAPER, 6 IN LG | ASTM A564 | *OBS*Tools - Other : P/N M4/1179, DWG /9145/C99352-1, 160-TV-0021A | EA | 1 | 0 | 0 | NO | 610 | 94702.5 | LEEDSVALVE | 17420 |  | 01,22 | 1 | 1AXX | 2BAB |  | A3/9145/C99352-1 |  |  |  |  | 41391
10675 | 29200000TL | 03483 | EG1021003 | P | 58010261 | 58 | EGTL Spares | Mtce | 50 | 50Z | BEARING: (SET) | FOR BUTTERFLY VALVE,10 IN | Bearings & Accessories - All :SET OF BEARINGS, P/N M3/1170 DWG A3/9145/C99352-2 MATERIAL: ALLOY 6 | EA | 1 | 0 | 0 | NO | 580 | 90045 | LEEDSVALVE | 17421 |  | 01,21,22 | 1 | 1AXX | 2BBB |  | A3/9145/C99352-2 |  |  |  |  | 41391
10676 | 29200000TL | 03483 | EG1021003 | P | 58010262 | 58 | EGTL Spares | Mtce | 54 | 54D | PACKING:GRAPHITE,10 IN | REFORMER PACKAGE 160-XP-001 | Packing / Glands / Stuffing Boxes : P/N RIB PAK/EVSP9000, DWG A3/9145/C99352-2, 160-TV-0021B | EA | 1 | 0 | 0 | NO | 430 | 66757.5 | LEEDSVALVE | 17421 |  | 01,22 | 1 | 1AXX | 2BBB |  | A3/9145/C99352-2 |  |  |  |  | 41391
10677 | 29200000TL | 03483 | EG1021003 | P | 58010263 | 58 | EGTL Spares | Mtce | 66 | 66S | KIT:ACTUATOR REPAIR | FOR 10 IN VALVE | Valve - Actuator & Positioner: | EA | 1 | 0 | 0 | NO | 770 | 119542.5 | LEEDSVALVE | 17421 |  | 01 | 1 | 1AXX | 1BBB |  | A3/9145/C99352-2 |  |  |  |  | 41391
10678 | 29200000TL | 03483 | EG1021003 | P | 58010264 | 58 | EGTL Spares | Mtce | 65 | 65A | PIN: TAPER 10 IN LG | ASTM A564 | *OBS*Tools - Other : P/N M4/1179, DWG A3/9145/C99352-2, 160-TV-0021B | PC | 1 | 0 | 0 | NO | 340 | 52785 | LEEDSVALVE | 17421 |  | 01,22 | 1 | 1AXX | 2BAB |  | A3/9145/C99352-2 |  |  |  |  | 41391
10679 | 29200000TL | 03483 | EG1025006 | P | 58010325 | 58 | EGTL Spares | Mtce | 72 | 72Z | ELEMENT: AIR FILTER | STD,10 MICRON | *OBS*Filtration-Elem : FLT-3E MODEL REPLACEMENT FILTER ELEMENT FOR USE IN FILTER MODEL NO. FLT-3-2.0A | EA | 1 | 0 | 0 | NO | 12.4326 | 1930.04 | CCC | M-11326-523 | M-11326-523 | 01,22 | 1 | 2BBC | 2BBC |  | M-217-101 |  |  |  |  | 40914
10680 | 29200000TL | 03483 | EG1026009 | P | 58010326 | 58 | EGTL Spares | Mtce | 54 | 54D | SEAL:BAG HEAD | 9.51 IN X 15.81 IN X 3.94 IN | *OBS*GS&P-Other : ABS PLASTIC WITH FOAM RUBBER INTERFACE,STD | EA | 1 | 0 | 0 | NO | 45.8266 | 7114.125 | CCC | M-11326-524 | M-11326-524 | 01,22 | 1 | 2BBC | 2BBC |  | M-217-101 |  |  |  |  | 40914
10681 | 29200000TL | 03483 | EG1023007 | S | 58010335 | 58 | EGTL Spares | Mtce | 54 | 54A | GASKET: SPIRAL WOUND | 2 IN PIPE,300 LB,CS INNER RING | Gaskets : CS OUTER RING, FLEXIBLE GRAPHITE FILLER, 304 SS WINDING, CGI, 3MM THK, 130-VR-205, CROSS REF DWG 110A207, 110A208, 110A210, 110A212. MANUFACTURER..IHI/LAMONS. | EA | 60 | 0 | 0 | NO | 15.9884 | 2782.5495 | IHI / LAMONS |  | 110N727-A441 | 01,22 | 1 | 1BAB |  |  | SEE ITEM NOTE |  |  |  |  | 40914 | 45454 | 43606 |  |  | -20 | 2
10682 | 29200000TL | 03483 | EG1023007 | P | 58010337 | 58 | EGTL Spares | Mtce | 54 | 54A | GASKET: SPIRAL WOUND | 4 IN PIPE,150 LB,CS INNER RING | Gaskets : CS OUTER RING,FLEXIBLE GRAPHITE FILLER,304 SS WINDING, CGI,3MM THK, 130-VR-105/205, CROSS REF DWG 110A206, 110A205, 110A213, 210A206, 210A205, 210A213 MANUFACTURE...IHI/ LAMONS. | EA | 5 | 91 | 92 | NO | 28.0018 | 4347 | IHI / LAMONS |  | 140N778-A497/A636/A673 | 01,22 | 1 | IBAB |  |  | SEE ITEM NOTE |  |  |  |  | 40914 | 45959 |  | -58 | 6 |  |  | -100 | 1
10683 | 29200000TL | 03483 | EG1023007 | P | 58010338 | 58 | EGTL Spares | Mtce | 54 | 54A | GASKET: SPIRAL WOUND | 4 IN PIPE,300 LB,CS INNER | Gaskets : CS OUTER RING,FLEXIBLE GRAPHITE FILLER, 304 SS WINDING, CGI, 3MM THK, 130-VR-105/205. MANUFACTURER..LAMONS / IHI. | EA | 53 | 56 | 57 | NO | 11.3848 | 1990.055 | IHI / LAMONS |  | 110N727-A445 | 01,22 | 1 | 1BAB |  |  | SEE ITEM NOTE |  |  |  |  | 40914 | 45200 | 42982 |  |  |  |  | -4 | 1
10684 | 29200000TL | 03483 | EG1023015 | S | 58010339 | 58 | EGTL Spares | Mtce | 54 | 54A | GASKET: SPIRAL WOUND | 6 IN PIPE,150 LB,CS INNER RING | Gaskets : CS OUTER RING,FLEXIBLE GRAPHITE FILLER, 304 SS WINDING, CGI,3MM THK, 130-VR-105/205, CROSS REF DWG 110A238, 140A233, 210A238, 240A233. MANUFACTURER...IHI / LAMONS. | EA | 1 | 6 | 7 | NO | 77.98 | 23895.4114 | IHI / LAMONS |  | 140N778-A635/A1575 | 01,22 | 1 | 1BAB |  |  | SEE ITEM NOTE |  |  |  |  | 40914 | 44181 | 43597
10685 | 29200000TL | 03483 | EG1023008 | P | 58010343 | 58 | EGTL Spares | Mtce | 54 | 54A | GASKET: SPIRAL WOUND | 1-1/2 IN PIPE,150 LB,CS INNER | Gaskets : RING, CS OUTER RING,FLEXIBLE GRAPHITE FILLER,304 SS WINDING,CGI,3MM THK, 130-VR-105/205, CROSS REF DWG 140A222, 140A223, 240A222, 240A223 | EA | 1120 | 616 | 617 | NO | 13.0008 | 2018.25 | IHI |  | 140N778-A678 | 01,22 | 1 | 1AXX |  |  | SEE ITEM NOTE |  |  |  |  | 40914 | 45880 |  | -14 | 3 |  |  | -15 | 3
10686 | 29200000TL | 03483 | EG1022013 | P | 58010345 | 58 | EGTL Spares | Mtce | 54 | 54A | GASKET: SPIRAL WOUND | 8 IN PIPE,150 LB,CS INNER RING | Gaskets : CS OUTER RING,FLEXIBLE GRAPHITE FILLER, 304 SS WINDING, CGI, 3MM THK, 130-VR-105/205 | EA | 2 | 22 | 23 | NO | 56.0036 | 8694 | LAMONS / FLEXITALLIC |  | 140N778-A634 | 01,22 | 1 | 1AXX |  |  | 140A233, 240A233 |  |  |  |  | 40914 | 45915 |  | -37 | 4 | -2 | 2 | -2 | 1
10687 | 29300000TL | 03483 | EG1027014 | P | 58010355 | 58 | EGTL Spares | Mtce | 56 | 56Z | BOLT:LIFT REACTOR,M16 DIA | 75 MM LG,2 MM THREAD PITCH | Fasteners / Hardware : HEX HD,316 SS,COMMERCIAL,GR 316 SS, 130-VR-105/205 FOR LIFT REACTORS | EA | 20 | 16 | 24 | YES | 37.5242 | 56184.66 | KOCH-GLITSCH | 896-361F1315 | 450601390 | 02,22 | 1 | [8 empty] | 43770 |  | 45438
10688 | 29300000TL | 03483 | EG1020004 | P | 58010630 | 58 | EGTL Spares | Mtce | 51 | 51Z | SWITCH: LIMIT | 10A , 240 VAC,ROTARY ARM | Electric-Other : 2 X 2POLE N/C N/C, PLASTIC ENCLOSURE, BRIDGE, 173-XX-001,190.XX-001,CROSS REF DWG: / EGTL1-KCL-MEC-OM-901501 TELEMECANIQUE - XCK-MR54D1 | EA | 1 | 1 | 2 | YES | 750 | 1094280 | KONECRANES | 50003961 | 50003961 | 01,10,22 | 1 | 2BBA |  |  | EGTL1-KCL-MEC-OM-731401 |  |  |  |  | 43770 | 45895 | 46022 | -1 | 1
10689 | 29200000TL | 03483 | EG1021005 | P | 58010639 | 58 | EGTL Spares | Mtce | 87 | 87B | FAN:PLASTIC | PART OF HOIST MOTOR | *OBS*Engines - Other : 120-XX-106/206, 173-XX-001,CROSS REF DWG: / EGTL1-KCL-MEC-OM-200201 / EGTL1-KCL-MEC-OM-731401 | EA | 3 | 0 | 0 | NO | 59.2029 | 9195.98 | KONECRANES | 52292744 | 52292744 | 01,22 | 1 | 2BBA | 2BBA |  | EGTL1-KCL-MEC-OM-200101 |  |  |  |  | 40914
10690 | 29200000TL | 03483 | EG1017013 | P | 58010686 | 58 | EGTL Spares | Mtce | 50 | 50Z | BEARING: CYLINDRICAL ROLLER | SGL ROW, 80 MM ID,110 MM OD | Bearings & Accessories - All :&quot;SMD,STL CAGE, 177-XA-003 PART NO 102 ON EGTL1-LAF-MEC-DD-770001, TIMKEN SERIES: SMD&quot; | EA | 2 | 0 | 0 | NO | 33.9 | 5267.72 | NTN | 117082PSP | 117082PSP | 01,21,22 | 1 | 2BAB |  |  | L-16296C |  |  | 71Q150 (LX4808) |  | 40914
10691 | 29200000TL | 03483 | EG1017007 | P | 58010687 | 58 | EGTL Spares | Mtce | 50 | 50Z | BEARING: BALL | DEEP GROOVE,SGL ROW | Bearings & Accessories - All :90 MM ID,140 MM OD,MEDIUM SERIES,SEAL,SMD,STL CAGE, 177-XA-003, PART NO 105 ON EGTL1-LAF-MEC-DD-770001, TIMKEN SERIES: SMD | EA | 2 | 0 | 0 | NO | 10.9 | 1693.75 | NTN | 117080PSP | 117080PSP | 01,21,22 | 1 | 2BAB |  |  | L-16296C |  |  | 71Q150 (LX4808) |  | 40914
10692 | 29200000TL | 03483 | EG1017007 | P | 58010693 | 58 | EGTL Spares | Mtce | 64 | 64B | KIT:REPAIR | FOR MECHANICAL AGITATOR | Power Transmission Equipment & Replacement Parts : &quot;CONTAINS STL CHANGE GEAR & PINION,CHANGE GEAR,SEPERATE STEEL PINION, 177-XA-003 PART NO 210/212 ON EGTL1-LAF-MEC-DD-770001&quot; | KI | 2 | 0 | 0 | NO | 396.705 | 61612.24 | LIGHTNIN | 600998PSP | 600998PSP | 01,22 | 1 | 2BAB |  |  | L-16296C |  |  | 71Q150 (LX4808) |  | 40914
10693 | 29200000TL | 03483 | EG1017007 | P | 58010695 | 58 | EGTL Spares | Mtce | 50 | 50Z | BEARING: BALL RADIAL | SGL ROW,60 MM ID,180 MM OD | Bearings & Accessories - All :MEDIUM SERIES,GROOVE,SMD,STL CAGE, 177-XA-003, PART NO 404 ON EGTL1-LAF-MEC-DD-770001, TIMKEN SERIES: SMD | EA | 2 | 0 | 0 | NO | 54.2 | 8422.14 | NTN | 117081PSP | 117081PSP | 01,21,22 | 1 | 2BAB |  |  | L-16296C |  |  | 71Q150 (LX4808) |  | 40914
10694 | 29200000TL | 03483 | EG1017007 | P | 58010696 | 58 | EGTL Spares | Mtce | 50 | 50Z | BEARING: BALL RADIAL | SGL ROW,172 MM ID,188 MM OD | Bearings & Accessories - All :&quot;MEDIUM SERIES,GROOVE,SMD,STL CAGE, 177-XA-003 SERIES:SMD TIMKEN&quot; | EA | 2 | 0 | 0 | NO | 76 | 11809.64 | NTN | 117083PSP | 117083PSP | 01,21,22 | 1 | 2BAB |  |  | L-16296C |  |  | 71Q150 (LX4808) |  | 40914
10695 | 29300000TL | 03483 | EG1017004 | S | 58010706 | 58 | EGTL Spares | Mtce | 51 | 51C | CONTACTOR: COIL, 25A MOTOR | 600V AC LINE, 110V AC, 4P | Electric Components - Motor / Generator :&quot;NON REVERSING, IEC, COMPOSITE ENCLOSURE, TELEMECANIQUE LC1DT25F7 110-XX-105/205&quot; | EA | 1 | 0 | 1 | YES | 150 | 224593.5 | KONECRANES |  | BS2127A2-S006 | 01,10 | 1 |  | 2BAB |  | B2127A2-S006 |  |  |  |  | 43770 | 45097 | 45911 |  |  |  |  | -1 | 1
10696 | 29300000TL | 03483 | EG1018011 | P | 58010708 | 58 | EGTL Spares | Mtce | 51 | 51C | RELAY: CONTROL, 110V | 3NO + 2NC COIL,SCREW TERMINAL | Electric Components - Motor / Generator :&quot;IEC 60947-5 ENCLOSURE, TELEMECANIQUE -CAD32F7, COMPOSITE&quot; | EA | 1 | 0 | 1 | YES | 81.5 | 29380.75 | KONECRANES |  | BS2127A2-S008 | 01,10 | 1 |  | 1BBB |  | B2127A2-S008 |  |  |  |  | 43820 |  | 43861
10697 | 29200000TL | 03483 | EG1021011 | P | 58010733 | 58 | EGTL Spares | Mtce | 50 | 50Z | HOUSING:WEDGE,STL | PART OF HOIST ROPE DRUM | Bearings & Accessories - All :&quot;COMPLETE, 110-XX-105/205 &quot; | EA | 1 | 0 | 0 | NO | 154.4269 | 23974.78 | KONECRANES | 52300559 | 52300559 | 22 | 1 |  | 2BBB |  | 52300559 |  |  |  |  | 40914
10698 | 29200000TL | 03483 | EG1021016 | P | 58010734 | 58 | EGTL Spares | Mtce | 21 | 21Z | GUIDE:ROPE LEFT,STL | FOR OVERHEAD CRANE | Drilling Consumables - Other : PART OF HOIST ROPE DRUM, 110-XX-105/205 | EA | 1 | 0 | 0 | NO | 1815.374 | 281836.82 | KONECRANES | 52331491 | 52331491 | 01,22 | 1 |  | 1BBB |  | 52331491 |  |  |  |  | 40914
10699 | 29200000TL | 03483 | EG1021016 | P | 58010735 | 58 | EGTL Spares | Mtce | 21 | 21Z | GUIDE:ROPE RIGHT,STL | FOR OVERHEAD CRANE | Drilling Consumables - Other : PART OF HOIST ROPE DRUM, 110-XX-105/205 | EA | 1 | 0 | 0 | NO | 1815.374 | 281836.82 | KONECRANES | 52320880 | 52320880 | 01,22 | 1 |  | 1BBB |  | 52320880 |  |  |  |  | 40914
10700 | 29200000TL | 03483 | EG1021011 | P | 58010736 | 58 | EGTL Spares | Mtce | 56 | 56Z | CLAMP:ROPE,STL | FOR OVERHEAD CRANE | *OBS*Fastener-BottWa : PART OF HOIST HOOK, 110-XX-105/205 | EA | 12 | 1 | 7 | NO | 58.3391 | 9057.14 | KONECRANES | 52300561 | 52300561 | 01,22 | 1 |  | 2BAB |  | 52300561 |  |  |  |  | 40914
10701 | 29200000TL | 03483 | EG1021011 | P | 58010737 | 58 | EGTL Spares | Mtce | 22 | 22H | COUPLING:CRANE,STL | FOR OVERHEAD CRANE | *OBS*Wellhead-Other : &quot;PART OF HOIST GEAR, 110-XX-105/205 &quot; | EA | 1 | 0 | 0 | NO | 264.2416 | 41023.51 | KONECRANES | 52321002 | 52321002 | 01,22 | 1 |  | 2BBA |  | 52321002 |  |  |  |  | 40914
10702 | 29200000TL | 03483 | EG1021016 | P | 58010738 | 58 | EGTL Spares | Mtce | 64 | 64B | PULLEY:COMPENSATING SHEAVE,STL | OVERHEAD CRANE | Power Transmission Equipment & Replacement Parts : PART OF HOIST ROPE SHEAVE, 110-XX-105/205 | EA | 4 | 1 | 3 | NO | 1038.092 | 161163.78 | KONECRANES | 52296163 | 52296163 | 22 | 1 |  |  |  | 52296163 |  |  |  |  | 40914
10703 | 29200000TL | 03483 | EG1021010 | P | 58010739 | 58 | EGTL Spares | Mtce | 64 | 64B | SHAFT:OVERHEAD CRANE,STL | PART OF HOIST ROPE SHEAVE | *OBS*PwrTransEquip-O : &quot;110-XX-105/205 &quot; | EA | 1 | 0 | 0 | NO | 346.6026 | 53810.05 | KONECRANES | 52314192 | 52314192 | 22 | 1 |  | 2BAB |  | 52314192 |  |  |  |  | 40914
10704 | 29200000TL | 03483 | EG1021011 | P | 58010740 | 58 | EGTL Spares | Mtce | 50 | 50Z | BEARING:CRANE,STL | PART OF HOIST HOOK | Bearings & Accessories - All :&quot;110-XX-105/205 &quot; | EA | 1 | 0 | 0 | NO | 334.5916 | 51945.35 | KONECRANES | 52300611 | 52300611 | 01,21,22 | 1 |  |  |  | 52300611 |  |  |  |  | 40914
10705 | 29200000TL | 03483 | EG1021011 | P | 58010741 | 58 | EGTL Spares | Mtce | 51 | 51Z | SWITCH:MICRO, COMPOSITE | PART OF HOIST OVERLOAD DEVICE | Electric-Other : 110-XX-105/205 | EA | 1 | 0 | 0 | NO | 163.0062 | 25306.71 | KONECRANES | 52309291 | 52309291 | 01,10,22 | 1 |  | 2BBB |  | 52309291 |  |  |  |  | 40914
10706 | 29200000TL | 03483 | EG1021011 | P | 58010742 | 58 | EGTL Spares | Mtce | 56 | 56Z | CATCH:SAFETY,STL | PART OF HOIST HOOK | Fasteners / Hardware : 110-XX-105/205 | EA | 1 | 0 | 0 | NO | 149.2794 | 23175.62 | KONECRANES | 52309181 | 52309181 | 22 | 1 |  |  |  | 52309181 |  |  |  |  | 40914
10707 | 29200000TL | 03483 | EG1022008 | P | 58010743 | 58 | EGTL Spares | Mtce | 64 | 64B | PULLEY:OVERHEAD CRANE,STL | PART OF HOIST HOOK | Power Transmission Equipment & Replacement Parts : 110-XX-105/205 | EA | 1 | 0 | 0 | NO | 1201.0982 | 186470.49 | KONECRANES | 52324712 | 52324712 | 22 | 1 |  |  |  | 52324712 |  |  |  |  | 40914
10708 | 29200000TL | 03483 | EG1021010 | P | 58010744 | 58 | EGTL Spares | Mtce | 64 | 64B | SHAFT:OVERHEAD CRANE,STL | USED ON HOIST HOOK | *OBS*PwrTransEquip-O : 110-XX-105/205 | EA | 1 | 0 | 0 | NO | 511.3246 | 79383.15 | KONECRANES | 52334133 | 52334133 | 22 | 1 |  | 2BAB |  | 52334133 |  |  |  |  | 40914
10709 | 29200000TL | 03483 | EG1022014 | S | 58010746 | 58 | EGTL Spares | Mtce | 51 | 51E | COVER:CRANE,STL | PART OF HOIST HOOK | Electric Components - Conduit / Fitting :110-XX-105/205 | EA | 1 | 0 | 0 | NO | 219.6294 | 34097.46 | KONECRANES | 52324708 | 52324708 | 01,22 | 1 |  |  |  | 52324708 |  |  |  |  | 40914
10710 | 29200000TL | 03483 | EG1021002 | P | 58010750 | 58 | EGTL Spares | Mtce | 51 | 51E | BUFFER:HOIST,COMPOSITE | PART OF HOIST END CARRIAGE | Electric Components - Conduit / Fitting :110-XX-105/205 | EA | 4 | 1 | 3 | NO | 53.1915 | 8257.98 | KONECRANES | 52300747 | 52300747 | 22 | 1 |  |  |  | 52300747 |  |  |  |  | 40914
10711 | 29200000TL | 03483 | EG1021011 | P | 58010753 | 58 | EGTL Spares | Mtce | 75 | 75F | BRAKE:HOIST MOTOR | FOR OVERHEAD CRANE | Material Handling - Lifting Equipment and Accessories : 110-XX-105/205 | EA | 2 | 1 | 2 | NO | 1271.4482 | 197392.33 | KONECRANES | 52318372 | 52318372 | 22 | 1 |  |  |  | 52318372 |  |  |  |  | 40914
10712 | 29200000TL | 03483 | EG1021002 | P | 58010754 | 58 | EGTL Spares | Mtce | 75 | 75F | DISC:BRAKE, HOIST MOTOR (SET) | COMPOSITE, 110-XX-105/205 | Material Handling - Lifting Equipment and Accessories : 110-XX-105/205 | EA | 1 | 0 | 0 | NO | 621.1393 | 96431.88 | KONECRANES | 52291345 | 52291345 | 01,22 | 1 |  | 2BBB |  | 52291345 |  |  |  |  | 40914
10713 | 29200000TL | 03483 | EG1021005 | P | 58010756 | 58 | EGTL Spares | Mtce | 75 | 75F | BRAKE:WHEEL | CT, CARBON, 110-XX-205 | Material Handling - Lifting Equipment and Accessories : FOR OVERHEAD CRANE | EA | 1 | 0 | 0 | NO | 135.9911 | 21114 | KONECRANES | 52297355 | 52297355 | 22 | 1 |  | 2BBB |  | 52297355 |  |  |  |  | 40914
10714 | 29200000TL | 03483 | EG1021002 | P | 58010758 | 58 | EGTL Spares | Mtce | 02 | 02A | FAN:CT, PLASTIC | FOR OVERHEAD CRANE | *OBS*HVAC-Other : 110-XX-105/205 | EA | 1 | 0 | 0 | NO | 13.7268 | 2131.09 | KONECRANES | 52297361 | 52297361 | 01,22 | 1 |  | 3AAC |  | 52297361 |  |  |  |  | 40914
10715 | 29200000TL | 03483 | EG1021014 | P | 58010760 | 58 | EGTL Spares | Mtce | 51 | 51C | MOTOR:LONG TRAVEL | WITH FITTED PINION, STL | Electric Components - Motor / Generator :110-XX-105/205 | EA | 1 | 0 | 0 | NO | 2014.4132 | 312737.65 | KONECRANES | 52301263 | 52301263 | 01,011,19,22, | 1 |  | 2BBB |  | 52301263 |  |  |  |  | 40914
10716 | 29200000TL | 03483 | EG1021011 | P | 58010761 | 58 | EGTL Spares | Mtce | 75 | 75F | BRAKE:WHEEL | CT, CARBON, 110-XX-105/205 | Material Handling - Lifting Equipment and Accessories : FOR OVERHEAD CRANE | EA | 2 | 1 | 2 | NO | 233.3562 | 36228.55 | KONECRANES | 52297354 | 52297354 | 22 | 1 |  |  |  | 52297354 |  |  |  |  | 40914
10717 | 29200000TL | 03483 | EG1021014 | P | 58010762 | 58 | EGTL Spares | Mtce | 51 | 51Z | PLUG:LT MOTOR,PLASTIC | CONNECTION, 110-XX-105/205 | Electric-Other : FOR OVERHEAD CRANE | EA | 2 | 1 | 2 | NO | 90.9403 | 14118.48 | KONECRANES | 52296524 | 52296524 | 01,22 | 1 |  |  |  | 52296524 |  |  |  |  | 40914
10718 | 29200000TL | 03483 | EG1018012 | P | 58010854 | 58 | EGTL Spares | Mtce | 14 | 14Z | MODULE:LOGIX HIGH SPEED ANALOG | 4 HIGH-SPEED,SUB-MILLISECOND | Instruments - Other & Parts : "DIFFERENTIAL INPUTS INPUT,2 HIGH-SPEED VOLTAGE OR CURRENT OUTPUTS OUTPUT,FROM PLC POWER� 10.5V, 0�10.5V, 0�5.25V, 0�21 MA OUTPUT: � 10.4V, 0�21 MA , 173-C" | EA | 2 | 0 | 0 | NO | 2232.435 | 481702.6976 | A-B | 1756-IF4FX0F2F |  | 01,22 | 1 | 1AXX |  |  | 9721E01-5 |  |  |  |  | 40975 | 41484 | 43509
10719 | 29200000TL | 03483 | EG1018012 | P | 58010874 | 58 | EGTL Spares | Mtce | 14 | 14D | SWITCH: LEVEL,1 AMP AT 110 VAC | 3 AMPS AT 28 VDC,ON-OFF LEVEL | Level Measuring Instruments : &quot;SWITCH,RANGE,SPDT,FLOAT,CLASS I DIVISION 2 ENCLOSURECLASS 1, DIV. 2, METAL , 173-CP-173-GE-013A/B/C/D-001 , EGTL1-MPS-ELE-SC-730054 PART 105, ON-OFF, CLASS 1, DIV. 2, M&quot; | EA | 2 | 2 | 4 | NO | 611.52 | 186684.2453 | SOR | 1510C-G5A-C-W1-ES |  | 01,10,22 | 1 | 1AXX |  |  | 9721E01-5 |  |  |  |  | 40975 | 45774 | 43289 | -1 | 1
10720 | 29300000TL | 03483 | EG1018015 | P | 58010905 | 58 | EGTL Spares | Mtce | 28 | 28B | LIGHT:STROBE,24 VDC,10W,RED | CRITICAL POWER GENERATOR | Safety-Personal : METAL, 173-GE-013A-D/B-D/C-D/D-D, EGTL1-MPS-ELE-SC-730107 PART 808 | EA | 2 | 0 | 1 | YES | 450 | 187267.5 | MEDC | XB13024RYTR |  | 01,10,22 | 1 | 1AXX |  |  | 9271F01-3 |  |  |  |  | 43770 | 44867 | 44514
10721 | 29200000TL | 03483 | EG1018002 | P | 58010953 | 58 | EGTL Spares | Mtce | 66 | 66S | VALVE: SOLENOID, 24VDC | 1/4 IN PIPE,3/32 IN ORIFICE |  | EA | 2 | 0 | 0 | NO | 441.7465 | 68572.31 | GATES |  |  | 02,22 | 1 | 1AXX | [7 empty] | 40914 | 45846 | 41677 | -2 | 2
10722 | 29300000TL | 03483 | EG1026011 | P | 58010964 | 58 | EGTL Spares | Mtce | 25 | 25L | KIT:SPARE, VIBRATOR U30 | WAX FILTRATION PACKAGE | USE IN U30 ONLY!! MAINT REPAIR KIT FOR VIBRATOR ASSEMBLY CONSISTING OF: -1 X U30 BEARING BUSH, GG25, BRG.B.GG25 -1 X GASKET 3" 300#, SWG CGI 316/316L -1 X RING SHORE, NBR, RNG.S32.NBR.R - 2 X QUADRINGS, KALREZ, QR.KLR/53 -1 X O-RING 72, KALREZ, OR.KLR/72 | ST | 6 | 7 | 10 | YES | 1650 | 2531512.5 | AMAFILTER | U30 VIBRATOR | WO05304-13,1-7 | 01 | 1 | 1AXX | 1AXX |  | SLFC-VLF-C1533-V-001 |  |  |  | BENL1539 | 43770 | 45971 | 45983 | -14 | 5 | -14 | 4 | -2 | 1
10723 | 29200000TL | 03483 | EG1026010 | P | 58010970 | 58 | EGTL Spares | Mtce | 66 | 66F | NOZZLE:SPRAY,3/8 IN,316L SS | WAX FILTRATION PACKAGE |  | EA | 80 | 0 | 0 | NO | 69.0044 | 10712.25 | AMAFILTERGROUP | N330900165 | N330900165 | 22 | 1 | 1AXX |  |  | WO053916 |  |  |  |  | 40914
10724 | 29200000TL | 03483 | EG1026010 | P | 58010980 | 58 | EGTL Spares | Mtce | 76 | 76Z | FLANGE:DRIVE,GR. 38,TF | FOR WAX FILTRATION PACKAGE |  | EA | 7 | 0 | 0 | NO | 48.73 | 9584.2164 | LEWA | 73383 | 73383 | 01,22 | 1 | 2BAB |  |  | 0444010052/3G/01 - POS 7 |  |  |  |  | 40914 | 42523 | 41929
10725 | 29200000TL | 03483 | EG1026010 | P | 58010981 | 58 | EGTL Spares | Mtce | 76 | 76Z | GUIDE:WEAR PRT PLG ROD,NBR 70 | FOR WAX FILTRATION PACKAGE |  | EA | 4 | 0 | 0 | NO | 359.1 | 98109.6552 | LEWA | 113212.1002 | 113212.1002 | 01 | 1 | 2BAB |  |  | SEE ITEM NOTE |  |  |  |  | 40914 | 42523 | 42561
10726 | 29200000TL | 03483 | EG1024013 | P | 58010982 | 58 | EGTL Spares | Mtce | 76 | 76Z | KIT:WEAR PART | FOR PLUNGER HEAD |  | EA | 3 | 0 | 0 | NO | 3807.64 | 748886.6352 | LEWA | 31402.0255 | 31402.0255 | 01 | 1 | 2BAB |  |  | 1083740002/1G00 - POS 20 |  |  |  |  | 40914 | 42418 | 41929
10727 | 29200000TL | 03483 | EG1026010 | P | 58010983 | 58 | EGTL Spares | Mtce | 54 | 54A | GASKET:PUMP ELEMENT | ST - NBR -70,IRREGULAR |  | EA | 1 | 0 | 0 | NO | 600 | 182700 | RHINE RUHR | 109402.1002 | 109402.1002 | 01 | 1 | 2BAB |  |  | SEE ITEM NOTE |  |  |  |  | 40914 | 42418 | 42643
10728 | 29200000TL | 03483 | EG1026010 | P | 58010985 | 58 | EGTL Spares | Mtce | 66 | 66F | SEAT: BALL VALVE | DN32 H-HL VALVE |  | EA | 2 | 0 | 0 | NO | 994.96 | 195509.64 | RHINE RUHR | 5317.0802 | 5317.0802 | 01,02 | 1 | 2BAB |  |  | 0254070000/3G/01 - POS 1 |  |  |  |  | 40914 | 42418 | 42484
10729 | 29200000TL | 03483 | EG1024011 | P | 58010987 | 58 | EGTL Spares | Mtce | 66 | 66A | VALVE: BALL | 45 MM DIA,DIN 1.4301 BODY |  | EA | 2 | 0 | 0 | NO | 517.0333 | 80264.25 | RHINE RUHR | 74414.0002 | 74414.0002 | 02 | 1 | 2BAB |  |  | 0254070000/3G/01 - POS 4 |  |  |  |  | 40914
10730 | 29200000TL | 03483 | EG1026010 | P | 58010988 | 58 | EGTL Spares | Mtce | 14 | 14C | RING:SEAL, PTFE | 65 MM X 74 MM X 1.5 MM |  | EA | 3 | 0 | 0 | NO | 33.0021 | 5123.25 | RHINE RUHR | 70423.0064 | 70423.0064 | 01 | 1 | 2BAB |  |  | 025407000/3G/01 - POS 6 |  |  |  |  | 40914 | 42523
10731 | 29200000TL | 03483 | EG1023006 | P | 58010990 | 58 | EGTL Spares | Mtce | 54 | 54A | GASKET:CASING,13 IN,CAF,RND | WAX FILTRATION PACKAGE |  | EA | 1 | 0 | 0 | NO | 41.619 | 10894.3929 | SAM ENGINEERING | 111-155-004-20 | 111-155-004-20 | 01 | 1 | 2BAB |  |  | SAM 9244 |  |  |  |  | 40914 | 45954 | 42809 | -3 | 3 |  |  | -1 | 1
10732 | 29200000TL | 03483 | EG1024013 | P | 58011006 | 58 | EGTL Spares | Mtce | 66 | 66Z | KIT:REPAIR,WAX FILTRATION PACK | CONTAIN(1)SET CELASTIC SEALING |  | KI | 5 | 0 | 0 | NO | 956.8616 | 148543.2 | ARGUS | 791465 | 791465 | 01 | 1 | 2CBC | [7 empty] | 40975
10733 | 29200000TL | 03483 | EG1024013 | S | 58011008 | 58 | EGTL Spares | Mtce | 66 | 66Z | KIT:REPAIR,FOR 3 IN BALL VALVE | CONTAINS (1) SET PTFE/NIRO |  | KT | 3 | 0 | 0 | NO | 1685.7317 | 331241.6372 | ARGUS FLOW CORPORATION | 3131-0080-763437 | 3131-0080-763437 | 01 | 1 | 2BBA | [7 empty] | 40975 | 42662 | 42353
10734 | 29300000TL | 03483 | EG1023006 | P | 58011012 | 58 | EGTL Spares | Mtce | 66 | 66Z | KIT:REPAIR,FOR ACTUATOR | CONTAINS (46) NBR O-RING(15) |  | EA | 4 | 0 | 1 | YES | 1241.58 | 1654516.7042 | ROTORK | WGB085 & WGCP235 | WGB085 & WGCP235 | 01 | 1 | 2BCB | 1BBB | [6 empty] | 43770 |  | 45351
10735 | 29200000TL | 03483 | EG1020012 | P | 58011014 | 58 | EGTL Spares | Mtce | 66 | 66S | VALVE: SOLENOID,1/4 IN PIPE | 5.7 MM ORIFICE,3.6 - 3.7 W |  | EA | 4 | 0 | 0 | NO | 1075.175 | 269051.8875 | JOUCOMATIC | NF8327B102 24VDC | NF8327B102 24VDC | 02,22 | 1 | 2BBB | [7 empty] | 40975 | 42284 | 42432
10736 | 29200000TL | 03483 | EG1025004 | P | 58011015 | 58 | EGTL Spares | Mtce | 66 | 66Z | KIT:REPAIR,WAX FILTRTION PACK | CONTAIN(5)PTFE BALL SEAT RINGS |  | KT | 6 | 0 | 0 | NO | 50.0032 | 7762.5 | WORCESTER | 25MMARK/F44 | 25MMARK/F44 | 01,22 | 1 | 2BBB | [7 empty] | 40975
10737 | 29200000TL | 03483 | EG1025004 | P | 58011018 | 58 | EGTL Spares | Mtce | 65 | 65A | PIN:GROOVE,316 SS | WAX FILTRATION PACKAGE |  | EA | 2 | 0 | 0 | NO | 12.0008 | 1863 | ALPRET CONTROLS | 1B599135072 | 1B599135072 | 01,22 | 1 |  |  |  | DWG NO 4 |  |  |  |  | 40914
10738 | 29200000TL | 03483 | EG1025004 | P | 58011020 | 58 | EGTL Spares | Mtce | 66 | 66R | SEAT: GLOBE VALVE | 1 IN VALVE, 19.1 MM (0.75 IN) |  | EA | 2 | 0 | 0 | NO | 202.0096 | 31359.96 | ALPRET CONTROLS | 1U285535072 | 1U285535072 | 01,22 | 1 |  |  |  | DWG NO 2 |  |  |  |  | 40914 |  | 41887
10739 | 29200000TL | 03483 | EG1026012 | P | 58011025 | 58 | EGTL Spares | Mtce | 66 | 66Z | ASSEMBLY:SPINDLE,410 SS | WAX FILTRATION PACKAGE |  | EA | 3 | 0 | 0 | NO | 146 | 22666.5 | DRESSER | 0294503 | 0294503 | 01 | 1 | 2CBB | 1BBB |  | 15 |  |  |  |  | 40914
10740 | 29200000TL | 03483 | EG1026012 | P | 58011027 | 58 | EGTL Spares | Mtce | 66 | 66H | HOLDER: SAFETY VALVE DISC | 1 IN X 2 IN VALVE, 316 SS |  | EA | 4 | 0 | 0 | NO | 310.4938 | 85780.357 | DRESSER | 4879801 | 4879801 | 22 | 1 | 1BAA |  |  | 8 |  |  |  |  | 40914 | 42511 | 42566
10741 | 29200000TL | 03483 | EG1026012 | P | 58011028 | 58 | EGTL Spares | Mtce | 66 | 66F | HOLDER: SAFETY VALVE DISC | 1 IN X 2 IN VALVE,316 SS |  | EA | 2 | 0 | 0 | NO | 293 | 45488.25 | DRESSER | 0512703 | 0512703 | 22 | 1 | 2CBB |  |  | 8 |  |  |  |  | 40914 | 45048 | [5 empty] | -1 | 1
10742 | 29200000TL | 03483 | EG1026012 | P | 58011032 | 58 | EGTL Spares | Mtce | 66 | 66F | BELLOWS:VALVE,HIGH PRESSURE | INC 625 LCF |  | EA | 2 | 0 | 0 | NO | 3020.17 | 552853.7732 | DRESSER | 4659892 | 4659829 | 00 | 1 | 1BAA |  |  | 40 |  |  |  |  | 40914 |  | 41829
10743 | 29200000TL | 03483 | EG1026012 | P | 58011036 | 58 | EGTL Spares | Mtce | 66 | 66F | HOLDER: SAFETY VALVE DISC | 1.5 IN X 3.0 IN VALVE,316 SS |  | EA | 1 | 0 | 0 | NO | 371 | 57597.75 | DRESSER | 0509803 | 0509803 | 22 | 1 | 2CBB |  |  | 8 |  |  |  |  | 40914
10744 | 29200000TL | 03483 | EG1024008 | P | 58011051 | 58 | EGTL Spares | Mtce | 51 | 51E | STUD:BOLT,1-1/4IN DIA, 12IN LG | 9 UNC, CHROME MOLY |  | EA | 7 | 3 | 5 | NO | 52.0017 | 8073.26 | AMAFILTERGROUP | WO064897.06 | WO064897.06 | 02,21,22 | 1 | 2BBA |  |  | WO064897 |  |  | BAG FILTERS |  | 40914 | 43193
10745 | 29200000TL | 03483 | EG1026012 | P | 58011073 | 58 | EGTL Spares | Mtce | 54 | 54A | KIT:GASKET | FOR PRESSURE RELIEF VALVE |  | KI | 2 | 0 | 0 | NO | 408 | 63342 | DRESSER | GK 38 | GK 38 | 01,22 | 1 | 1BBB |  |  | 1910-30/ 5,10,12,27,41 |  |  |  |  | 40914
10746 | 29200000TL | 03483 | EG1026012 | P | 58011077 | 58 | EGTL Spares | Mtce | 66 | 66F | STEM: VALVE, PRESSURE CONTROL | 2 IN VALVE,20 MM DIA,200 MM LG |  | EA | 1 | 0 | 0 | NO | 392 | 60858 | DRESSER | 010167081163 | 010167081163 | 00 | 1 | 1BBB |  |  | 5 |  |  |  |  | 40914
10747 | 29200000TL | 03483 | EG1026012 | P | 58011078 | 58 | EGTL Spares | Mtce | 66 | 66Z | SEAT: CONTROL VALVE | 2 IN VALVE, 416 SS |  | EA | 1 | 0 | 0 | NO | 1142.4 | 177357.6 | DRESSER | 021001371208 | 021001371208 | 01,22 | 1 | 1BBB | 1BBB |  | 2 |  |  |  |  | 40914
10748 | 29200000TL | 03483 | EG1026012 | P | 58011079 | 58 | EGTL Spares | Mtce | 66 | 66G | PLUG: CONTROL VALVE | 3 IN VALVE, 416 SS |  | EA | 1 | 0 | 0 | NO | 1566.4 | 243183.6 | DRESSER | 400071397208 | 400071397208 | 01,02,22 | 1 | 1BBB |  |  | 4 |  |  |  |  | 40914
10749 | 29200000TL | 03483 | EG1026012 | P | 58011081 | 58 | EGTL Spares | Mtce | 54 | 54D | PACKING:VALVE STEM | TFE/ARAMID, SQ RING,20 MM |  | EA | 1 | 0 | 0 | NO | 28.8 | 4471.2 | DRESSER | 005675809913 | 005675809913 | 01,22 | 1 | 1BBB |  |  | 14 |  |  |  |  | 40914
10750 | 29200000TL | 03483 | EG1026012 | P | 58011082 | 58 | EGTL Spares | Mtce | 65 | 65A | PIN:PLUG,316 SS | WAX FILTRATION PACKAGE |  | EA | 1 | 0 | 0 | NO | 38.4 | 5961.6 | DRESSER | 400120017163 | 400120017163 | 01,22 | 1 | 1BBB | 1BBB |  | 6 |  |  |  |  | 40914
10751 | 29200000TL | 03483 | EG1026012 | P | 58011083 | 58 | EGTL Spares | Mtce | 66 | 66F | WASHER:DIAPHRAGM,CAST STL | WAX FILTRATION PACKAGE |  | EA | 1 | 0 | 0 | NO | 176 | 27324 | DRESSER | 010182012000 | 010182012000 | 01,22 | 1 | 1BBB |  |  | 41 |  |  |  |  | 40914
10752 | 29200000TL | 03483 | EG1026012 | P | 58011084 | 58 | EGTL Spares | Mtce | 66 | 66F | DIAPHRAGM: ACTUATOR SIZE 10 MM | 200 MM, 1.37 BAR, NEOPRENE |  | EA | 1 | 0 | 0 | NO | 294.4 | 45705.6 | DRESSER | 000007040000 | 000007040000 | 00 | 1 | 1BBB |  |  | 39 |  |  |  |  | 40914
10753 | 29200000TL | 03483 | EG1026012 | P | 58011085 | 58 | EGTL Spares | Mtce | 66 | 66F | WASHER:NEOPRENE BOND TO METAL | DYNASEAL, 130-PCV-0192 |  | EA | 1 | 0 | 0 | NO | 22.4 | 3477.6 | DRESSER | 9715080004000 | 9715080004000 | 01,22 | 1 | 1BBB |  |  | 78 |  |  |  |  | 40914
10754 | 29200000TL | 03483 | EG1026010 | P | 58011091 | 58 | EGTL Spares | Mtce | 56 | 56Z | PIN | GROOVE STEEL |  | EA | 3 | 1 | 2 | NO | 16 | 2484 | ALPRET CONTROLS | 1F118028992 |  | 01 |  |  | 2CBC | [6 empty] | 41395
10755 | 29200000TL | 03483 | EG1026010 | P | 58011099 | 58 | EGTL Spares | Mtce | 54 | 54D | O-RING:ACTUATOR,NITRILE | WAX FILTRATION PACKAGE |  | EA | 5 | 0 | 0 | NO | 50.8833 | 7899.12 | ALPRET CONTROLS | 1E5914X0052 | 1E5914X0052 | 01 | 1 |  | 2BAB |  | DWG NO 9 |  |  |  |  | 40914
10756 | 29200000TL | 03483 | EG1024011 | P | 58011100 | 58 | EGTL Spares | Mtce | 54 | 54A | GASKET:ACTUATOR YOKE,1 IN | COMPOSITE/FMS, ROUND |  | EA | 2 | 0 | 0 | NO | 28.9019 | 4486.725 | ALPRET CONTROLS | 1E801204022 | 1E801204022 | 01 | 1 |  |  |  | DWG NO 9 |  |  |  |  | 40914
10757 | 29200000TL | 03483 | EG1017017 | P | 58011120 | 58 | EGTL Spares | Mtce | 66 | 66W | VALVE: NEEDLE, 1/4 IN | 3000 LB,MNPT X FNPT,0.172 IN |  | EA | 4 | 1 | 2 | NO | 96.7702 | 15462.945 | WIKA INSTRUMENTS |  | 4266235 | 02,22 | 1 | 2CAC |  |  | SEE ITEM NOTE |  |  |  |  | 40914 | 41765 | 41970
10758 | 29200000TL | 03483 | EG1018017 | P | 58011196 | 58 | EGTL Spares | Mtce | 14 | 14Z | SWITCH:PRESSURE HIGH,125VAC 1A | 1/2 IN NPT X 1/4 IN FNPT, |  | EA | 4 | 0 | 0 | NO | 708.3713 | 216617.8824 | DELTA CONTROLS | RVM2-2S-DC-04F-30 |  | 01,10,22 | 1 | 2CAB | [7 empty] | 41348 | 43601 | 43630
10759 | 29200000TL | 03483 | EG1028011 | P | 58011204 | 58 | EGTL Spares | Mtce | 54 | 54A | GASKET:12 IN,GRAPHITE,CIRCULAR | GATE, GLOBE AND CHECK VALVES |  | PC | 7 | 0 | 0 | NO | 628.3371 | 97549.33 | AUDCO INDIA LTD | 5390009574 | A6X19900146 | 01,22 | 1 | 2CBA | [7 empty] | 41307 | 42797 | 41472
10760 | 29200000TL | 03483 | EG1028011 | S | 58011236 | 58 | EGTL Spares | Mtce | 54 | 54A | GASKET: SPIRAL WOUND 8 IN, | 316 SS INNER RING,316 SS OUTER | Gaskets : RING,GRAPHITE FILLER,316 SS WINDING, GDFCAJ;GDFCAM; | PC | 5 | 0 | 0 | NO | 115.48 | 17928.27 | FLEXITALIC |  |  | 01,22 | 1 | 2CBA | [7 empty] | 41320 | 43898
10761 | 29200000TL | 03483 | EG1028011 | P | 58011237 | 58 | EGTL Spares | Mtce | 54 | 54A | GASKET: SPIRAL WOUND 10 IN, | 316 SS INNER RING,316 SS OUTER | Gaskets : GDCC10;TYPE: GATE, GLOBE & CHECK VALVE;MATERIAL: 316 SS/GRAPHITE;SHAPE: CIRCULAR, GDFCAJ;GDFCAM;GDCC10;TYPE: GATE, GL | PC | 4 | 0 | 0 | NO | 243.35 | 37780.09 | AUDCO INDIA LTD | AG0442M-W-S04D |  | 01,22 | 1 | 2CBA | [7 empty] | 41320
10762 | 29200000TL | 03483 | EG1026010 | P | 58011389 | 58 | EGTL Spares | Mtce | 51 | 51E | CONNECTOR: ELECTRICAL TERMINAL | STANDARD BARREL LUG,6 AWG COND |  | EA | 200 | 0 | 0 | NO | 1.1094 | 172.3275 | THOMAS & BETTS | 256-30695-1361 |  | 01 | 1 | 2CAC | [7 empty] | 40915
10763 | 29200000TL | 03483 | EG1028012 | S | 58011415 | 58 | EGTL Spares | Mtce | 51 | 51E | CONNECTOR: ELECTRICAL TERMINAL | STANDARD BARREL LUG, 2/0 AWG |  | EA | 95 | 0 | 0 | NO | 2.2598 | 351.0203 | THOMAS & BETTS | 54110 |  | 01 | 1 | 2CAC | [7 empty] | 40915 | 45299 |  |  |  | -5 | 1
10764 | 29200000TL | 03483 | EG1028012 | S | 58011416 | 58 | EGTL Spares | Mtce | 51 | 51E | CONNECTOR: ELECTRICAL TERMINAL | STANDARD BARREL LUG, 2/0 AWG |  | EA | 45 | 0 | 0 | NO | 2.5257 | 392.3168 | THOMAS & BETTS | 54160 |  | 01 | 1 | 2CAC | 1CCC | [6 empty] | 40915 | 45299 |  |  |  | -5 | 1
10765 | 29200000TL | 03483 | EG1028003 | S | 58011417 | 58 | EGTL Spares | Mtce | 51 | 51E | CONNECTOR: ELECTRICAL TERMINAL | STANDARD BARREL LUG, 2/0 AWG |  | EA | 95 | 0 | 0 | NO | 6.0703 | 942.8954 | THOMAS & BETTS | 256-30695-131 |  | 01 | 1 | 2CAC | [7 empty] | 40915 | 45299 |  |  |  | -5 | 1
10766 | 29200000TL | 03483 | EG1025012 | S | 58011562 | 58 | EGTL Spares | Mtce | 51 | 51E | CONNECTOR: ELECTRICAL TERMINAL | STANDARD BARREL LUG, 1/0 AWG |  | EA | 99 | 0 | 0 | NO | 3.6271 | 563.4023 | THOMAS & BETTS | 54153UB |  | 01 | 1 | 2CAC | [7 empty] | 40915 | 45539 |  |  |  | -1 | 1
10767 | 29200000TL | 03483 | EG1025004 | P | 58011578 | 58 | EGTL Spares | Mtce | 51 | 51E | CONNECTOR: ELECTRICAL TERMINAL | STANDARD BARREL LUG, 250 MCM |  | EA | 20 | 1 | 2 | NO | 5.1179 | 794.9576 | THOMAS & BETTS | 58162UB |  | 01 | 1 | 2CAC | [7 empty] | 40915
10768 | 29300000TL | 03483 | EG1026004 | S | 58011591 | 58 | EGTL Spares | Mtce | 51 | 51E | CONNECTOR: ELECTRICAL TERMINAL | STANDARD BARREL LUG, 300 MCM |  | EA | 7 | 4 | 7 | YES | 151.6486 | 241146.8068 | THOMAS & BETTS | 58171UB |  | 01 | 1 | 2CAC | [7 empty] | 43770 |  | 45433
10769 | 29200000TL | 03483 | EG1025004 | P | 58011626 | 58 | EGTL Spares | Mtce | 51 | 51E | CONNECTOR: ELECTRICAL TERMINAL | STANDARD BARREL LUG,6 AWG COND |  | EA | 100 | 1 | 2 | NO | 2.3833 | 370.1936 | THOMAS & BETTS | 256-30695-252 |  | 01 | 1 | 2CAC | [7 empty] | 40915
10770 | 29200000TL | 03483 | EG1022011 | P | 58011628 | 58 | EGTL Spares | Mtce | 51 | 51E | CONNECTOR: ELECTRICAL TERMINAL | STANDARD BARREL LUG,6 AWG COND |  | EA | 80 | 0 | 0 | NO | 2.3833 | 370.1936 | THOMAS & BETTS | 256-30695-913 |  | 01 | 1 | 2CAC | [7 empty] | 40915 | 44062
10771 | 29200000TL | 03483 | EG1024011 | P | 58011718 | 58 | EGTL Spares | Mtce | 51 | 51E | CONNECTOR: ELECTRICAL TERMINAL | STANDARD BARREL LUG, 4/0 AWG |  | EA | 20 | 0 | 0 | NO | 21.5824 | 3352.39 | THOMAS & BETTS | 58265UF |  | 01 | 1 | 2CAC | [7 empty] | 40915
10772 | 29200000TL | 03483 | EG1022005 | P | 58012171 | 58 | EGTL Spares | Mtce | 51 | 51E | CONNECTOR: ELECTRICAL TERMINAL | STANDARD BARREL LUG,400 MCM |  | EA | 20 | 0 | 0 | NO | 10.0268 | 1557.47 | THOMAS & BETTS | 54216UB |  | 01 | 1 | 2CAC | [7 empty] | 40915
10773 | 29300000TL | 03483 | EG1028005 | S | 58012264 | 58 | EGTL Spares | Mtce | 51 | 51E | CONNECTOR: ELECTRICAL TERMINAL | LONG BARREL LUG,500 MCM COND |  | EA | 4 | 14 | 20 | YES | 150 | 224593.5 | THOMAS & BETTS | 54918BEUB |  | 01, 01A | 1 | 2CAC | [7 empty] | 43770 |  | 45964
10774 | 29200000TL | 03483 | EG1028005 | S | 58012339 | 58 | EGTL Spares | Mtce | 51 | 51E | CONNECTOR: ELECTRICAL TERMINAL | LONG BARREL LUG,500 MCM COND |  | EA | 5 | 0 | 0 | NO | 38.5 | 11789.085 | THOMAS & BETTS | 54876BE |  | 01 | 1 | 2CAC | [7 empty] | 40915 | 43929 | 43416
10775 | 29200000TL | 03483 | EG1020013 | P | 58012541 | 58 | EGTL Spares | Mtce | 76 | 76Z | RING:COUNTER THRUST BEARING | 194.5 MM,0.6025 AND CAST IRON |  | PC | 1 | 0 | 0 | NO | 1910.8662 | 296661.97 | SULZER | 104129448200 | 104129448200 | 01 | 1 | 2BAB |  |  | E0-104.619.805 |  |  |  |  | 40914 | 45986 |  | -2 | 2
10776 | 29200000TL | 03483 | EG1019004 | P | 58012560 | 58 | EGTL Spares | Mtce | 50 | 50Z | BEARING: BALL, STEEL, | API CENTRIFUGAL PUMPS |  | PC | 3 | 0 | 0 | NO | 293.4429 | 45568.7664 | SKF | 6310-Z/C3 | 6310-Z/C3 | 01,21,22 | 1 | 2BAB | [7 empty] | 40914 | 44049
10777 | 29200000TL | 03483 | EG1019012 | P | 58012561 | 58 | EGTL Spares | Mtce | 50 | 50Z | BEARING: DRIVE END AND | NON DRIVE END |  | PC | 2 | 0 | 0 | NO | 855.3972 | 132800.41 | SKF | 6309-2Z/C3 | 6309-2Z/C3 | 01,21,22 | 1 | 2BAB | [7 empty] | 40914 | 44954 | [5 empty] | -1 | 1
10778 | 29200000TL | 03483 | EG1026006 | P | 58012681 | 58 | EGTL Spares | Mtce | 56 | 56Z | STUD BOLT:NOZZLE,5/8 IN DIA, | 100MM LG,11 UN,100MM THD LG, |  | PC | 10 | 4 | 8 | NO | 10.4 | 1614.7 | KNM |  | 104943031816 | 02,21,22 | 1 | 1BAB | 1BAB | [6 empty] | 41339
10779 | 29200000TL | 03483 | EG1026006 | P | 58012687 | 58 | EGTL Spares | Mtce | 54 | 54A | GASKET: FLANGE NON-SPIRAL 4 IN | PIPE,300LB,PTFE,B16.5,114MM ID |  | PC | 8 | 0 | 0 | NO | 234 | 36328.5 | KNM |  | 104943264649 | 01 | 1 | 1BAB | [7 empty] | 41339
10780 | 29200000TL | 03483 | EG1026006 | S | 58012691 | 58 | EGTL Spares | Mtce | 56 | 56Z | BOLT: MACHINE M16 DIA,50MM LG | MM,HEX HD,304 SS |  | PC | 12 | 0 | 0 | NO | 6.1038 | 1832.7097 | HYDROBOLT USA |  | 21702015005 | 02,22 | 1 | 1BAB | [7 empty] | 41339 | 45033 | 43112 |  |  |  |  | -30 | 1
10781 | 29200000TL | 03483 | EG1026007 | P | 58012698 | 58 | EGTL Spares | Mtce | 14 | 14I | THERMOMETER:BIMETAL 5IN DIAL | 304 SS CASE, 1/2IN 316 SS |  | PC | 2 | 4 | 8 | NO | 718.0489 | 111469.9124 | ASHCROFT | 50=E3B=040=E=200=NH /MCT- |  | 00 |  | 1AXX | [7 empty] | 41395
10782 | 29200000TL | 03483 | EG1026007 | P | 58012699 | 58 | EGTL Spares | Mtce | 14 | 14C | THERMOMETER: 0-100 RANGE | 170 MM STEM LG, 5 IN DIAL DIA |  | EA | 2 | 0 | 0 | NO | 718.0489 | 111469.9124 | ASHCROFT |  |  | 00 |  | 1CBA |  |  | 724-4F459 |  |  |  |  | 40914
10783 | 29200000TL | 03483 | EG1027002 | S | 58012702 | 58 | EGTL Spares | Mtce | 14 | 14I | THERMOMETER:GAS-FILLED | 160MM DIAL, 304 SS CASE, |  | PC | 1 | 4 | 8 | NO | 4672.4 | 737905.9801 | ASHCROFT |  |  | 00 |  | 1AXX | [7 empty] | 41395
10784 | 29200000TL | 03483 | EG1027002 | P | 58012703 | 58 | EGTL Spares | Mtce | 14 | 14I | THERMOMETER: 0-200 RANGE | 350MM STEM LG, 160MM | The manufacturing part number should be completed thus: 160=S5500=9=350=29000=CS3=50N=R=0/200=C=ATEX. | EA | 5 | 0 | 0 | NO | 1799.274 | 419749.21 | ASHCROFT | 160=S5500=9=350=29000=CS3 |  | 00 |  | 1AXX | 1BBB |  | 724-4F459 |  |  |  |  | 40914 | 43422 | 41932
10785 | 29200000TL | 03483 | EG1027002 | P | 58012705 | 58 | EGTL Spares | Mtce | 14 | 14C | THERMOMETER: 0-100 RANGE | 350 MM STEM LG, 160 MM |  | EA | 1 | 2 | 4 | NO | 4648.3166 | 721604.6698 | ASHCROFT |  |  | 00 |  | 1AXX |  |  | 724-4F459 |  |  |  |  | 40914
10786 | 29200000TL | 03483 | EG1027002 | P | 58012706 | 58 | EGTL Spares | Mtce | 14 | 14Z | DETECTOR: RTD 0 - 150 DEG | EMBEDED DUAL WIRE |  | PC | 14 | 0 | 0 | NO | 317 | 49214.25 | OKAZAKI | SSR-PT100-6-05-60-02 |  | 00 | 1 | 1CBA |  |  | 724-4F459 |  |  |  |  | 40914 | 43718
10787 | 29200000TL | 03483 | EG1025012 | P | 58012718 | 58 | EGTL Spares | Mtce | 87 | 87B | TACHOMETER: 57-107 VOLT | 0-15000 RPM RANGE |  | PC | 4 | 1 | 2 | NO | 1901.1295 | 295131.3419 | SANTOH | 70085-1010-005 (AL-TEK) |  | 01,10,22 | 1 | 1CBA | 1CBA |  | 724-4F459 |  |  |  |  | 40914
10788 | 29200000TL | 03483 | EG1022013 | P | 58012750 | 58 | EGTL Spares | Mtce | 54 | 54A | GASKET: SEAL | 13.5 IN X 0.125 IN |  | EA | 2 | 1 | 2 | NO | 21.97 | 3410.8425 | CPS, LLC | 620024 ITEM 29 | 620024 ITEM 29 | 01,22 | 1 | 2BBB | 1BBB |  | 620024 |  |  |  |  | 40914
10789 | 29200000TL | 03483 | EG1021012 | P | 58012762 | 58 | EGTL Spares | Mtce | 66 | 66S | KIT | REPAIR, FOR ACTUATOR |  | EA | 2 | 0 | 0 | NO | 319.795 | 51401.9275 | SURE SEAL | ST-586-GS | 552937-KIT | 01,22 | 1 | 2BBB | 1BBB |  | 610034 |  |  |  |  | 40914 | 41898 | 41938
10790 | 29200000TL | 03483 | EG1022014 | P | 58012767 | 58 | EGTL Spares | Mtce | 54 | 54A | GASKET: FLANGE SEAL | 30 IN X 67 IN X 1/4 IN |  | EA | 2 | 1 | 2 | NO | 1312.5 | 203765.625 | CPS, LLC | 610034-14 | 610034-14 | 01,22 | 1 | 2BBB | 1BBB |  | 610034 |  |  |  |  | 40914
10791 | 29200000TL | 03483 | EG1022013 | P | 58012768 | 58 | EGTL Spares | Mtce | 54 | 54A | GASKET: FLANGE SEAL | 30 IN X 67 IN X 1/4 IN |  | EA | 2 | 0 | 0 | NO | 1312.5 | 203765.625 | CPS, LLC | 610034-15 | 610034-15 | 01,22 | 1 | 2BBB | 1BBB |  | 610034 |  |  |  |  | 40914
10792 | 29200000TL | 03483 | EG1022014 | P | 58012769 | 58 | EGTL Spares | Mtce | 54 | 54A | GASKET: FLANGE SEAL | 34 IN X 67 IN X 1/4 IN |  | EA | 2 | 0 | 0 | NO | 1312.5 | 203765.625 | CPS, LLC | 610034-16 | 610034-16 | 01,22 | 1 | 2BBB | 1BBB |  | 610034 |  |  |  |  | 40914
10793 | 29200000TL | 03483 | EG1022013 | P | 58012770 | 58 | EGTL Spares | Mtce | 54 | 54A | GASKET: FLANGE SEAL | 32 IN X 65 IN X 1/8 IN |  | EA | 2 | 0 | 0 | NO | 139.08 | 21592.17 | CPS, LLC | 610034-17 | 610034-17 | 01,22 | 1 | 2BBB | 1BBB |  | 610034 |  |  |  |  | 40914
10794 | 29200000TL | 03483 | EG1022013 | P | 58012771 | 58 | EGTL Spares | Mtce | 54 | 54A | GASKET: FLANGE SEAL | 21 IN X 29 IN X 1-1/4 IN THK |  | EA | 2 | 0 | 0 | NO | 783.075 | 132294.7938 | CPS, LLC | 610034-18 | 610034-18 | 01,22 | 1 | 2BBB | 1BBB |  | 610034 |  |  |  |  | 40914 | 42016 | 42320
10795 | 29200000TL | 03483 | EG1022012 | P | 58012772 | 58 | EGTL Spares | Mtce | 54 | 54A | GASKET: FLANGE SEAL | 20 IN X 28 IN X 1/8 IN |  | EA | 2 | 0 | 0 | NO | 112.5 | 17465.625 | CPS, LLC | 610034-19 | 610034-19 | 01,22 | 1 | 2BBB | 1BBB |  | 610034 |  |  |  |  | 40914
10796 | 29200000TL | 03483 | EG1021011 | P | 58012773 | 58 | EGTL Spares | Mtce | 66 | 66A | VALVE: BALL | 1/2 IN, 200 LB, NPT |  | EA | 2 | 0 | 0 | NO | 196.625 | 42885.5545 | SALINA VORTEX | 2LV500 | 610034-19 | 02,22 | 1 | 2BBB |  |  | 610034 |  |  |  |  | 40914 | 43158 | 43529
10797 | 29200000TL | 03483 | EG1023005 | P | 58012933 | 58 | EGTL Spares | Mtce | 54 | 54A | GASKET: FLANGE NON-SPIRAL | 4 IN PIPE, 150 LB |  | EA | 13 | 0 | 0 | NO | 10.8285 | 1681.0857 | CPS, LLC | 552957 | 552957 | 01,22 | 1 | 2BBB | 1BBB |  | 620285 |  |  |  |  | 40914
10798 | 29200000TL | 03483 | EG1023005 | S | 58012934 | 58 | EGTL Spares | Mtce | 54 | 54A | GASKET: FLANGE NON-SPIRAL | 8 IN PIPE, 150 LB |  | EA | 2 | 0 | 0 | NO | 18.83 | 2923.3575 | CPS, LLC | 641531 | 641531 | 01,22 | 1 | 2BBB | 1CCC |  | 620285 |  |  |  |  | 40914 | 45085 | [5 empty] | -2 | 2
10799 | 29200000TL | 03483 | EG1023005 | S | 58012939 | 58 | EGTL Spares | Mtce | 54 | 54A | GASKET: FLANGE NON-SPIRAL | 6 IN PIPE 150 LB |  | EA | 3 | 0 | 0 | NO | 16.5 | 2561.625 | CPS, LLC | 641532 | 641532 | 01,22 | 1 | 2BBB | 1BBB |  | 620286 |  |  |  |  | 40914 | 44440
10800 | 29200000TL | 03483 | EG1026007 | P | 58013012 | 58 | EGTL Spares | Mtce | 66 | 66S | KIT: REPAIR | FOR ACTUATOR |  | EA | 2 | 0 | 0 | NO | 866.34 | 155405.3715 | SURE SEAL | ST-2366-GS | 553345-KIT | 01,22 | 1 | 2BBB | 1BBB | [6 empty] | 40914 | 41892 | 41956
10801 | 29200000TL | 03483 | EG1022013 | P | 58013049 | 58 | EGTL Spares | Mtce | 66 | 66C | ADAPTER: VALVE, 3 IN | STAINLESS STEEL |  | EA | 1 | 0 | 0 | NO | 292.5 | 45410.625 | SURE SEAL | 551222 | 551222 | 01,21,22 | 1 | 2BBB | [7 empty] | 40914
10802 | 29200000TL | 03483 | EG1026015 | P | 58013053 | 58 | EGTL Spares | Mtce | 75 | 75F | ROLLER: CONVEYOR | 1.9 IN OD X 11 GA X 25 IN |  | EA | 6 | 0 | 0 | NO | 118.88 | 18456.12 | OMNI | 640652 | 640652 | 22 | 1 | 2BBB |  |  | 620114 / 610046 |  |  |  |  | 40914
10803 | 29300000TL | 03483 | EG1019010 | P | 58013150 | 58 | EGTL Spares | Mtce | 54 | 54A | O-RING: 0.426IN ID | 0.496 IN OD, 0.070 IN WD | MFG:DRESSER, PN:31022013 | EA | 1 | 0 | 1 | YES | 329.72 | 488569.2044 | GE-DRESSER CONSOLIDATED | 31022013 | 31022013 | 01,22 | 1 | 1BBC | 1BBC |  | EGTL1-DRE-PRO-GA-500206 |  |  |  |  | 43770 |  | 45467
10804 | 29200000TL | 03483 | EG1023005 | P | 58013230 | 58 | EGTL Spares | Mtce | 54 | 54A | GASKET:,4.516 IN X 4.016 IN X | 0.062 IN,SOFT IRON,RING, PSV'S |  | EA | 4 | 0 | 0 | NO | 52.0197 | 8075.04 | DRESSER | 3590108 | 745 | 01,22 | 1 | 1BBC | [7 empty] | 41257
10805 | 29200000TL | 03483 | EG1026006 | P | 58013247 | 58 | EGTL Spares | Mtce | 56 | 56Z | BOLT: MACHINE,M12 DIA,50MM LG | 1.75MM,HEX HD,MILD STL,GR 4.6 |  | PC | 5 | 0 | 0 | NO | 7.8 | 1210.95 | KNM |  |  | 02,22 | 1 | 1BAB | 1BAB |  | K050571-E-D-003 |  |  |  |  | 40975
10806 | 29200000TL | 03483 | EG1016021 | P | 58013364 | 58 | EGTL Spares | Mtce | 51 | 51Z | FUSE: 1-1/2A 125VAC 10 KA IR | 0.8 IN X 2.25 IN |  | EA | 1 | 0 | 0 | NO | 1109.7141 | 172327.51 | ALLEN BRADLEY | 25173-555-03 | 25173-555-03 | 01,22 | 1 | 3CAC |  |  | SEE ITEM NOTE |  |  |  |  | 40914
10807 | 29200000TL | 03483 | EG1016013 | P | 58013395 | 58 | EGTL Spares | Mtce | 51 | 51Z | RESISTOR: WIREWOUND, 20 OHM | 225W, SCREW LUGS | Electric-Other : 10 PERCENT, SUB 1 MV TO INCLUDE LINE UPS: 1-SW2-1, 1-SW2-2, 1-SW2-E1CROSS REF DWG: EGTL1-POW-ARC-LO-008105 | EA | 5 | 0 | 0 | NO | 123.0792 | 19112.97 | ALLEN BRADLEY | 80025-588-02 | 80025-588-02 | 22 | 1 | 1AXX |  |  | SEE ITEM NOTE |  |  |  |  | 40914
10808 | 29200000TL | 03483 | EG1016009 | P | 58013451 | 58 | EGTL Spares | Mtce | 51 | 51Z | TRANSISTOR | IGBT, NPN | Electric-Other : ECG180, CYBERWAVE, IGBT, CROSS REF DWG: EGTL1-POW-ARC-LO-003013 | EA | 4 | 1 | 2 | NO | 5654.5825 | 877964.428 | CYBEREX | 41-01-613671 |  | 22 | 1 | 3CAC | 2CBC |  | SEE ITEM NOTE |  |  |  |  | 40914 | 43752
10809 | 29300000TL | 03483 | EG1018021 | P | 58013454 | 58 | EGTL Spares | Mtce | 51 | 51Z | BOARD | PRINTED CIRCUIT | Electric-Other : INVERTER IGBT GATE DRIVE, CROSS REF DWG: EGTL1-POW-ARC-LO-003012 | EA | 2 | 0 | 1 | YES | 5538.13 | 7993404.5542 | CYBEREX | 41-01-615160 |  | 01,22 | 1 | 3CAC | 2CBC |  | SEE ITEM NOTE |  |  |  |  | 43770 |  | 45407
10810 | 29200000TL | 03483 | EG1016012 | P | 58013472 | 58 | EGTL Spares | Mtce | 11 | 11K | CONTROL TYPE:RECTIFIER | RATING:260V COLOR:BLACK | UPDATE CYBEREX 41-13-613222 REV A02 MICRO CONTROL BOARD PLC CARD MODULE RECTIFIER 260V BLACK WITH ANALOG DEVICE ADSP-2101; KP-66/IG90638-7.0 | EA | 2 | 0 | 0 | NO | 7770.5009 | 1206525.7 | CYBEREX | 41-13-613222 |  | 22 | 1 | 3CAC |  |  | SEE ITEM NOTE |  |  |  |  | 40914 | 45278 | [5 empty] | 0 | 2
10811 | 29200000TL | 03483 | EG1018018 | P | 58013584 | 58 | EGTL Spares | Mtce | 11 | 11Z | CONVERTER: SIGNAL | MULTINET SERIAL TO ENET,3-15 | Computer Hardware - Peripherals : INPUT,10KHZ-11MHZ OUTPUT,460VAC 50/60HZ POWER | EA | 3 | 0 | 0 | NO | 2098.3504 | 325852.83 | ALLEN BRADLEY |  | MULTINETFE | 22 | 1 | 3CAC |  |  | EGTL1-POW-ELE-FS-008229 |  |  |  |  | 40975
10812 | 29200000TL | 03483 | EG1018017 | P | 58013598 | 58 | EGTL Spares | Mtce | 14 | 14Z | SWITCH: 10A, 3PH, 50/60HZ, 3P | TRIP CLOSE PULL-TO-LOCK | Instruments - Other & Parts : SNAP IN MOUNT, 115/230VAC, 2NO-1NC, 24 CB, CROSS REF DWG: EGTL1-POW-ELE-BM-006001 | EA | 9 | 0 | 0 | NO | 196.0491 | 30441.1956 | ELECTROSWITCH | 2458D | 2458D | 01,10,22 | 1 | 1AXX |  |  | SEE ITEM NOTE |  |  |  |  | 40914
10813 | 29200000TL | 03483 | EG1021005 | P | 58013663 | 58 | EGTL Spares | Mtce | 66 | 66O | PIN:VALVE,316 SS | V11238B , V21238A/B | Valve - Check : | EA | 5 | 0 | 0 | NO | 27.5548 | 4277.88 | CRANE STOCKHAM | 10304-12-04 | 10304-12-04 | 01,22 | 1 | 3CBB |  |  | 8G15SMF-# |  |  |  |  | 40975
10814 | 29200000TL | 03483 | EG1021005 | P | 58013664 | 58 | EGTL Spares | Mtce | 66 | 66F | SPRING: VALVE,8 IN VALVE | 1.750 LT X 0.562 ID INCHES,316 | Valve - Parts & Accessories :SS, V11238B , V21238A/B | EA | 2 | 0 | 0 | NO | 53.9116 | 8369.77 | CRANE STOCKHAM | 21469-3 | 21469-3 | 01,22 | 1 | 3CBB |  |  | 8G15SMF-# |  |  |  |  | 40975
10815 | 29200000TL | 03483 | EG1021005 | P | 58013665 | 58 | EGTL Spares | Mtce | 66 | 66O | PIN:RETAINER,316 SS | V11238B , V21238A/B | Valve - Check : | EA | 10 | 0 | 0 | NO | 27.5548 | 4277.88 | CRANE STOCKHAM | 8505-3-04 | 8505-3-04 | 01,22 | 1 | 3CBB |  |  | 8G15SMF-# |  |  |  |  | 40975
10816 | 29200000TL | 03483 | EG1021005 | P | 58013666 | 58 | EGTL Spares | Mtce | 66 | 66O | PIN:VALVE,316 SS | V11218B, V21218A/B | Valve - Check : | EA | 2 | 0 | 0 | NO | 53.9116 | 8369.77 | CRANE STOCKHAM | 10304-289-04 | 10304-289-04 | 01,22 | 1 | 3CBB |  |  | 18G30SMF-# |  |  |  |  | 40975
10817 | 29200000TL | 03483 | EG1021005 | P | 58013668 | 58 | EGTL Spares | Mtce | 66 | 66O | PIN:RETAINER, 316 SS | V11218B, V21218A/B | Valve - Check : V10371,V20371 | EA | 16 | 0 | 0 | NO | 27.5548 | 4277.88 | CRANE STOCKHAM | 8505-5-04 | 8505-5-04 | 01,22 | 1 | 3CBB |  |  | 18G30SMF-# |  |  |  |  | 40975
10818 | 29200000TL | 03483 | EG1021005 | P | 58013669 | 58 | EGTL Spares | Mtce | 66 | 66F | SPRING: VALVE,8 IN VALVE | 1.625 LT X 0.687 ID IN,INCONEL | Valve - Parts & Accessories :YELLOW,X-750, V14061, V24061 | EA | 4 | 0 | 0 | NO | 53.9116 | 8369.77 | CRANE STOCKHAM | 21469-9 | 21469-9 | 01,22 | 1 | 3CBB |  |  | 8G15SVF-9# |  |  |  |  | 40975
10819 | 29200000TL | 03483 | EG1021005 | P | 58013670 | 58 | EGTL Spares | Mtce | 66 | 66O | PIN:VALVE,316 SS | V12135, V22135 | Valve - Check : | EA | 3 | 0 | 0 | NO | 27.5548 | 4277.88 | CRANE STOCKHAM | 10304-15-04 | 10304-15-04 | 01,22 | 1 | 3CBB |  |  | 10G30SVF-AABM# |  |  |  |  | 40975
10820 | 29200000TL | 03483 | EG1021005 | P | 58013671 | 58 | EGTL Spares | Mtce | 66 | 66F | SPRING: VALVE,10 IN VALVE | 2.031 LT X 0.750 ID INCHES | Valve - Parts & Accessories :INCONEL,YELLOW, X-750, V12135, V22135 | EA | 3 | 0 | 0 | NO | 82.6644 | 12833.65 | CRANE STOCKHAM | 21470-10 | 21470-10 | 01,22 | 1 | 3CBB |  |  | 10G30SVF-AABM# |  |  |  |  | 40975
10821 | 29200000TL | 03483 | EG1021005 | P | 58013672 | 58 | EGTL Spares | Mtce | 66 | 66O | PIN:RETAINER,316 SS | V12135, V22135 | Valve - Check : | EA | 5 | 0 | 0 | NO | 27.5548 | 4277.88 | CRANE STOCKHAM | 8505-4-04 | 8505-4-04 | 01,22 | 1 | 3CBB |  |  | 10G30SVF-AABM# |  |  |  |  | 40975
10822 | 29200000TL | 03483 | EG1021005 | P | 58013673 | 58 | EGTL Spares | Mtce | 66 | 66O | PIN:VALVE,316 SS | V12415, V22415, V10353 | Valve - Check : V20353, V11148, V21148 | EA | 6 | 0 | 0 | NO | 13.1784 | 2045.94 | CRANE STOCKHAM | 10304-110-04 | 10304-110-04 | 01,22 | 1 | 3CBB |  |  | 3G15SVF-9# |  |  |  |  | 40975
10823 | 29200000TL | 03483 | EG1021005 | P | 58013674 | 58 | EGTL Spares | Mtce | 66 | 66F | SPRING: VALVE,3 IN VALVE | 0.406 IN ID X 0.718 IN LG,INC | Valve - Parts & Accessories :YELLOW,X-750, V12415, V22415, V10353, V20353, V11148, V21148 | EA | 3 | 0 | 0 | NO | 27.5548 | 4277.88 | CRANE STOCKHAM | 14796-19 | 14796-19 | 01,22 | 1 | 3CBB |  |  | 3G15SVF-9# |  |  |  |  | 40975
10824 | 29200000TL | 03483 | EG1021005 | P | 58013675 | 58 | EGTL Spares | Mtce | 66 | 66O | PIN:RETAINER,316 SS | V12415, V22415, V24034 | Valve - Check : V10353, V20353, V11148, V21148 | EA | 20 | 0 | 0 | NO | 13.1784 | 2045.94 | CRANE STOCKHAM | 8505-1-04 | 8505-1-04 | 01,22 | 1 | 3CBB |  |  | 3G15SVF-9# |  |  |  |  | 40975
10825 | 29200000TL | 03483 | EG1021005 | P | 58013676 | 58 | EGTL Spares | Mtce | 66 | 66O | PIN:VALVE,316 SS | V12370B, V22370A/B, V12197 | Valve - Check : | EA | 2 | 0 | 0 | NO | 13.1784 | 2045.94 | CRANE STOCKHAM | 10304-85-04 | 10304-85-04 | 01,22 | 1 | 3CBB |  |  | 2G30CPF-9# |  |  |  |  | 40975
10826 | 29200000TL | 03483 | EG1021006 | P | 58013677 | 58 | EGTL Spares | Mtce | 66 | 66F | SPRING: VALVE,2 IN VALVE | 0.281 IN ID X 0.375 IN LG,INC | Valve - Parts & Accessories :YELLOW, X-750 | EA | 2 | 0 | 0 | NO | 27.5548 | 4277.88 | CRANE STOCKHAM | 14794-14 | 14794-14 | 01,22 | 1 | 3CBB |  |  | 2G15SPF-9# |  |  |  |  | 40975
10827 | 29200000TL | 03483 | EG1021006 | P | 58013678 | 58 | EGTL Spares | Mtce | 66 | 66O | PIN:VALVE,316 SS | V22011 | Valve - Check : | EA | 1 | 0 | 0 | NO | 13.1784 | 2045.94 | CRANE STOCKHAM | 10304-4-04 | 10304-4-04 | 01,22 | 1 | 3CBB |  |  | 3G30CPF-9# |  |  |  |  | 40975
10828 | 29200000TL | 03483 | EG1021006 | P | 58013679 | 58 | EGTL Spares | Mtce | 66 | 66O | PIN:VALVE,316 SS | V07404B | Valve - Check : | EA | 2 | 0 | 0 | NO | 13.1784 | 2045.94 | CRANE STOCKHAM | 10304-60-04 | 10304-60-04 | 01,22 | 1 | 3CBB |  |  | 4G30CPF-9# |  |  |  |  | 40975
10829 | 29200000TL | 03483 | EG1021006 | P | 58013680 | 58 | EGTL Spares | Mtce | 66 | 66F | SPRING: VALVE,4 IN VALVE | 1.188 LT X 0.375 ID INCHES | Valve - Parts & Accessories :INCONEL,YELLOW, X-750 | EA | 1 | 0 | 0 | NO | 27.5548 | 4277.88 | CRANE STOCKHAM | 14797-24 | 14797-24 | 01,22 | 1 | 3CBB |  |  | 4G30CPF-9# |  |  |  |  | 40975
10830 | 29200000TL | 03483 | EG1021006 | P | 58013681 | 58 | EGTL Spares | Mtce | 66 | 66O | PIN:VALVE,316 SS | V06449, V12352A/B, V22352A/B | Valve - Check : | EA | 3 | 0 | 0 | NO | 13.1784 | 2045.94 | CRANE STOCKHAM | 10304-120-04 | 10304-120-04 | 01,22 | 1 | 3CBB |  |  | 6G30CPF-9# |  |  |  |  | 40975
10831 | 29200000TL | 03483 | EG1021006 | P | 58013682 | 58 | EGTL Spares | Mtce | 66 | 66F | SPRING: VALVE,6 IN VALVE | 0.531 IN ID X 0.875 IN LG,INC | Valve - Parts & Accessories :YELLOW, X-750, V12041, V22041, V12019, V22019, V22703, V14094, V24094, V14096, V24096 | EA | 6 | 0 | 0 | NO | 27.5548 | 4277.88 | CRANE STOCKHAM | 21468-6 | 21468-6 | 01,22 | 1 | 3CBB |  |  | 6G30CPF-9# |  |  |  |  | 40975
10832 | 29200000TL | 03483 | EG1021013 | P | 58013683 | 58 | EGTL Spares | Mtce | 66 | 66O | PIN:VALVE,316 SS | DUO-CHEK VALVES | Valve - Check : | EA | 2 | 0 | 0 | NO | 53.9116 | 8369.77 | CRANE STOCKHAM | 10304-98-04 | 10304-98-04 | 01,22 | 1 | 3CBB |  |  | 16G60SPF-AAGY# |  |  |  |  | 40975
10833 | 29200000TL | 03483 | EG1021006 | P | 58013685 | 58 | EGTL Spares | Mtce | 66 | 66O | PIN:VALVE,316 SS | DUO-CHEK VALVES | Valve - Check : | EA | 1 | 0 | 0 | NO | 27.5548 | 4277.88 | CRANE STOCKHAM | 10304-11-04 | 10304-11-04 | 01,22 | 1 | 3CBB |  |  | 8G30CPF-591E# |  |  |  |  | 40975
10834 | 29200000TL | 03483 | EG1021006 | P | 58013686 | 58 | EGTL Spares | Mtce | 66 | 66O | PIN:VALVE,316 SS | V12041, V22041, V12019, V22019 | Valve - Check : | EA | 3 | 0 | 0 | NO | 13.1784 | 2045.94 | CRANE STOCKHAM | 10304-8-04 | 10304-8-04 | 01,22 | 1 | 3CBB |  |  | 6G15CPF-9# |  |  |  |  | 40975
10835 | 29200000TL | 03483 | EG1021006 | P | 58013687 | 58 | EGTL Spares | Mtce | 66 | 66O | PIN:VALVE,316 SS | DUO-CHEK VALVES | Valve - Check : | EA | 1 | 0 | 0 | NO | 13.1784 | 2045.94 | CRANE STOCKHAM | 10304-2-04 | 10304-2-04 | 01,22 | 1 | 3CBB |  |  | 2G15SPF-9# |  |  |  |  | 40975
10836 | 29200000TL | 03483 | EG1021006 | P | 58013688 | 58 | EGTL Spares | Mtce | 66 | 66F | SPRING: VALVE,16 IN VALVE | 1.25 IN ID X 3.875 IN LG,INC | Valve - Parts & Accessories :YELLOW, X-750, V20371 | EA | 1 | 0 | 0 | NO | 662.5135 | 102855.22 | CRANE STOCKHAM | 20855-10 | 20855-10 | 01,22 | 1 | 3CBB |  |  | 16G60SPF-AAGY# |  |  |  |  | 40975
10837 | 29200000TL | 03483 | EG1021013 | P | 58013689 | 58 | EGTL Spares | Mtce | 66 | 66O | PIN:VALVE,316 SS | V29206 | Valve - Check : | EA | 1 | 0 | 0 | NO | 53.9116 | 8369.77 | CRANE STOCKHAM | 10304-295-04 | 10304-295-04 | 01,22 | 1 | 3CBB |  |  | 20G12HMP-ABDB# |  |  |  |  | 40975
10838 | 29200000TL | 03483 | EG1021006 | P | 58013690 | 58 | EGTL Spares | Mtce | 66 | 66F | SPRING: VALVE,20 IN VALVE | 3.375 LT X 1.250 ID INCHES | Valve - Parts & Accessories :INCONEL,BLUE, V29206 | EA | 1 | 0 | 0 | NO | 510.363 | 79233.86 | CRANE STOCKHAM | 21241-1 | 21241-1 | 01,22 | 1 | 3CBB |  |  | 20G12HMP-ABDB# |  |  |  |  | 40975
10839 | 29200000TL | 03483 | EG1021005 | P | 58013691 | 58 | EGTL Spares | Mtce | 66 | 66O | PIN:RETAINER,316 SS | V29206 | Valve - Check : | EA | 2 | 0 | 0 | NO | 53.9116 | 8369.77 | CRANE STOCKHAM | 8505-6-04 | 8505-6-04 | 01,22 | 1 | 3CBB |  |  | 20G12HMP-ABDB# |  |  |  |  | 40975
10840 | 29200000TL | 03483 | EG1021005 | P | 58013692 | 58 | EGTL Spares | Mtce | 66 | 66O | PIN:VALVE,316 SS | V12141, V22141 | Valve - Check : | EA | 3 | 1 | 3 | NO | 27.5548 | 4277.88 | CRANE STOCKHAM | 10304-185-04 | 10304-185-04 | 01,22 | 1 | 3CBB |  |  | 14G30CVF-AACY# |  |  |  |  | 40975
10841 | 29200000TL | 03483 | EG1021005 | P | 58013693 | 58 | EGTL Spares | Mtce | 66 | 66F | SPRING: VALVE,14 IN VALVE | 3.188 LT X 1.000 ID INCHES | Valve - Parts & Accessories :INCONEL,YELLOW, X-750, V12141, V22141 | EA | 3 | 0 | 0 | NO | 230.0227 | 35711.03 | CRANE STOCKHAM | 20852-3 | 20852-3 | 01,22 | 1 | 3CBB |  |  | 14G30CVF-AACY# |  |  |  |  | 40975
10842 | 29200000TL | 03483 | EG1021005 | P | 58013694 | 58 | EGTL Spares | Mtce | 66 | 66O | PIN:VALVE,316 SS | V24053 | Valve - Check : | EA | 1 | 0 | 0 | NO | 13.1784 | 2045.94 | CRANE STOCKHAM | 10304-6-04 | 10304-6-04 | 01,22 | 1 | 3CBB |  |  | 4G15SVF-9# |  |  |  |  | 40975
10843 | 29200000TL | 03483 | EG1021005 | P | 58013695 | 58 | EGTL Spares | Mtce | 66 | 66O | PIN:VALVE,316 SS | V21154 | Valve - Check : | EA | 1 | 0 | 0 | NO | 27.5548 | 4277.88 | CRANE STOCKHAM | 10304-93-04 | 10304-93-04 | 01,22 | 1 | 3CBB |  |  | 12G15SVF-AABM# |  |  |  |  | 40975
10844 | 29200000TL | 03483 | EG1021005 | P | 58013696 | 58 | EGTL Spares | Mtce | 66 | 66F | SPRING: VALVE,12 IN VALVE | 2.688 LT X 0.875 ID INCHES | Valve - Parts & Accessories :INCONEL,YELLOW, X-750, V21154 | EA | 1 | 0 | 0 | NO | 129.3878 | 20087.46 | CRANE STOCKHAM | 21471-10 | 21471-10 | 01,22 | 1 | 3CBB |  |  | 12G15SVF-AABM# |  |  |  |  | 40975
10845 | 29200000TL | 03483 | EG1021005 | P | 58013697 | 58 | EGTL Spares | Mtce | 66 | 66O | PIN:VALVE,316 SS | V11134B, V21134A/B | Valve - Check : | EA | 2 | 1 | 2 | NO | 53.9116 | 8369.77 | CRANE STOCKHAM | 10304-281-04 | 10304-281-04 | 01,22 | 1 | 3CBB |  |  | 16G15SPF-AAGY# |  |  |  |  | 40975
10846 | 29200000TL | 03483 | EG1021005 | P | 58013698 | 58 | EGTL Spares | Mtce | 66 | 66F | SPRING:VALVE,16IN VALVE, X-750 | INCONEL, V11134B, V21134A/B | Valve - Parts & Accessories : | EA | 2 | 0 | 0 | NO | 222.8345 | 34595.06 | CRANE STOCKHAM | 20855-6 | 20855-6 | 01,22 | 1 | 3CBB |  |  | 16G15SPF-AAGY# |  |  |  |  | 40975
10847 | 29200000TL | 03483 | EG1021005 | P | 58013699 | 58 | EGTL Spares | Mtce | 66 | 66O | PIN:RETAINER,316 SS | V12041, V22041, V12019 | Valve - Check : V22019, V22703, V14094, V24094, V14096, V24096 | EA | 10 | 0 | 0 | NO | 13.1784 | 2045.94 | CRANE STOCKHAM | 8505-2-04 | 8505-2-04 | 01,22 | 1 | 3CBB |  |  | 6G15SVF-9# |  |  |  |  | 40975
10848 | 29200000TL | 03483 | EG1017011 | P | 58013713 | 58 | EGTL Spares | Mtce | 56 | 56Z | COMPOUND: SEALING | GASKET, RED | Fasteners / Hardware : 50 ML / 65 ML, LOCTITE 518/HOLDTITE S58, 110-PC-112A/B, 110-PC-212A, 110-PC-212B, 110-PC-111A | EA | 7 | 0 | 0 | NO | 100 | 15525 | WYKO | 18652-000-125-6 | 18652-000-125-6 | 01,22 | 1 | 2CAC |  |  | SEE ITEM NOTE |  |  |  |  | 40914 | 45338 | 41669 |  |  | -1 | 1
10849 | 29200000TL | 03483 | EG1018019 | P | 58013728 | 58 | EGTL Spares | Mtce | 50 | 50Z | BEARING:BALL NON DRIVE END | PUMP SINGLE ROW,70 MM ID | Bearings & Accessories - All :SKF BEARING, PART NUMBER 7314/C3. NDE Bearing for DCAC Pump 110-PC-111/211/A/B | EA | 4 | 1 | 2 | NO | 237.6 | 72805.392 | SKF | 7314/C3 | 756 | 01,21,22 | 1 | 2CAC | [7 empty] | 41362 | 45692 | 43539 | -2 | 1 | -2 | 2 | -2 | 1
10850 | 29200000TL | 03483 | EG1018019 | P | 58013730 | 58 | EGTL Spares | Mtce | 50 | 50Z | BEARING: BALL DRIVE END PUMP | SINGLE ROW,70 MM ID,150 MM OD | Bearings & Accessories - All :35 MM WD,MEDIUM SERIES,BALL,BE,MACHINED BRASS CAGE CAGE, DE, , 110-PC-111A/B, 110-PC-211A, 110-PC-211B, DE, , 110-PC-111A/B, 110-PC-211A, 110-PC-211B (FOR CHILLED WATER PUMPS) | EA | 1 | 0 | 0 | NO | 161.9392 | 25774.3479 | SKF | 6314ZC3 | 758 | 01,21,22 | 1 | 2CAC | [7 empty] | 41362 | 45719 | 41945 | -1 | 1 | -2 | 1 | -2 | 1
10851 | 29200000TL | 03483 | EG1026007 | P | 58014196 | 58 | EGTL Spares | Mtce | 54 | 54D | SHIM | BRASS | Packing / Glands / Stuffing Boxes : | EA | 7 | 2 | 8 | NO | 898.3313 | 139465.942 | CRYOSTAR | 740108135 |  | 00 |  |  | 2CBC | [6 empty] | 41395 | 42544
10852 | 29200000TL | 03483 | EG1028013 | P | 58014263 | 58 | EGTL Spares | Mtce | 51 | 51D | WIRE: ELECTRICAL,TFFN,18 AWG | CU,STR,600V,GRAY | Electric Components - Wire / Cable : PANEL WIRING, 0.75 SQ.MM (WORKSHOP TOOL & EQUIPMENT) | FT | 500 | 500 | 1000 | NO | 0.034 | 5.2785 | WHOLE SALE ELECTRIC |  |  | 01,10,22 | 1 | 3CAC | [7 empty] | 40915 | 46000 |  | -500 | 1
10853 | 29300000TL | 03483 | EG1028013 | S | 58014267 | 58 | EGTL Spares | Mtce | 51 | 51D | WIRE: ELECTRICAL,TFFN,18 AWG | CU,STR,600V,WHITE | Electric Components - Wire / Cable : PANEL WIRING, 0.75 SQ.MM (WORKSHOP TOOL & EQUIPMENT) | FT | 167 | 233 | 334 | YES | 0.71 | 1092.4415 | WHOLE SALE ELECTRIC |  |  | 01,10,22 | 1 | 3CAC | [7 empty] | 43770 | 45318 | 45993 |  |  | -1000 | 1
10854 | 29200000TL | 03483 | EG1020005 | P | 58014401 | 58 | EGTL Spares | Mtce | 51 | 51E | TUBING: SHRINK LOW TEMPERATURE | HEAT,1.6 MM BORE,25 MT LG | Electric Components - Conduit / Fitting :BLACK, POSITION NO 364 (ELEC FITTINGS-BM-000006A) | RL | 1 | 0 | 0 | NO | 109.44 | 16988.3712 | RS COMPONENTS | 389-628 |  | 00 |  | 2CAC | [7 empty] | 40915 |  | 41810
10855 | 29200000TL | 03483 | EG1026013 | P | 58014490 | 58 | EGTL Spares | Mtce | 57 | 57A | SET: NOZZLE | AIRCONDENSER | *OBS*Hoses&Parts-Fir : SPECIALITY, 2686-9781-01-C01, 173EA002A/B/C | ST | 1 | 0 | 0 | NO | 856.0551 | 132894 | J&W | 261168002 | 261168002 | 22 | 1 | 2CBB | 2CBB |  | EGTL1-BTT-MEC-DD-73-0324 |  |  |  |  | 40914
10856 | 29200000TL | 03483 | EG1026016 | S | 58014496 | 58 | EGTL Spares | Mtce | 50 | 50Z | BUSHING: DRIVEN PULLEY | TAPER LOCK BUSH 3535-65 | SIZE 3535 BORE SIZE 65MM FOR FIN FAN DRIVEN PULLEYS 105-EA-002A105-EA-002B130-EA-103130-EA-203 | EA | 2 | 1 | 2 | NO | 128.0082 | 19872 | IPL | 3535-65MM | 3535 BORE 65MM | 01,22 |  | 2CBB |  |  | SEE ITEM NOTE |  |  |  |  | 40914
10857 | 29200000TL | 03483 | EG1026013 | P | 58014497 | 58 | EGTL Spares | Mtce | 50 | 50Z | BUSHING: DRIVE PULLEY | TAPER LOCK BUSH 2517-2.125 | SIZE 2517 ,BORE SIZE 2.125" FOR FIN FAN DRIVE PULLEYS105-EA-002A105-EA-002B130-EA-103130-EA-203 | EA | 1 | 0 | 0 | NO | 97.0062 | 15059.25 | IPL | 2517 - 2.125" | 2517 BORE 2.125&QUOT; | 01,22 |  | 2CBB |  |  | SEE ITEM NOTE |  |  |  |  | 40914
10858 | 29200000TL | 03483 | EG1026013 | P | 58014498 | 58 | EGTL Spares | Mtce | 72 | 72Z | SET: FLEXIBLE ELEMENT | AIRCONDENSER | *OBS*Filtration-Elem : A225-8, FOR COUPLING, SPECIALITY, 173EA002A/B/C | ST | 3 | 0 | 0 | NO | 158.33 | 48515.4786 | FLENDER | A225-8 | A225-8 | 22 | 1 | 2CBB | 2CBB |  | EGTL1-BTT-MEC-DD-73-0324 |  |  |  |  | 40914 | 44309 | 43528
10859 | 29200000TL | 03483 | EG1018020 | P | 58014506 | 58 | EGTL Spares | Mtce | 14 | 14Z | POINT: PRESSURE | 150 MM X 175 MM | Instruments - Other & Parts : X, INCOLOY 800H PIPE/INCONEL 600 CAP/ CS PIPE (Spare solid drilled thermowell to repair onsite) | PC | 6 | 0 | 0 | NO | 350 | 54330.5 | HALDOR TOPSØE A/S | 2258655/F |  | 00 | 1 |  |  |  | 2258655 |  |  |  |  | 40975 |  | 41765
10860 | 29200000TL | 03483 | EG1025014 | S | 58014921 | 58 | EGTL Spares | Mtce | 66 | 66Z | VALVE:GAUGE,1/2 IN X (3) | 1/2 IN,6000 LB,MNPT X FNPT | Valve-Other : 316 SS ASTM A276 BODY,METAL SEAT,MANUAL OPERATED,464 DEG F, GRAFOIL PACKING,MULTI PORT, B-STOCK (INSTRUMENTATION BULK MATL) | EA | 1 | 0 | 0 | NO | 174.7415 | 38811.7311 | OLIVER VALVES | GM1S/AG |  | 02 | 1 | 3CBC | [7 empty] | 40915 | 46009 | 43365 | -2 | 1
10861 | 29200000TL | 03483 | EG1024013 | S | 58014948 | 58 | EGTL Spares | Mtce | 66 | 66Z | VALVE:GAUGE,(3) 1/2 IN X | 3/4 IN,6000 LB,MNPT,316 SS | Valve-Other : ASTM A276 BODY,METAL SEAT,MANUAL OPERATED,464 DEG F, GRAFOIL PACKING,THD,MULTIPORT, B-STOCK (INSTRUMENTATION BULK MATL) | EA | 3 | 0 | 0 | NO | 133.65 | 40821.3692 | OLIVER VALVES | GM175/50S/AG IJTG |  | 02 | 1 | 3CBC | [7 empty] | 40915 | 45933 | 43362 | -2 | 1
10862 | 29300000TL | 03483 | EG1017003 | P | 58015045 | 58 | EGTL Spares | Mtce | 14 | 14Z | GAUGE: COMBINATION 0-200 PSI | RANGE-A,0-13.6 BAR RANGE-B, | *OBS*Gage&Parts-Pres : 2.5 IN DIAL,1/4 IN,304 SS CASE,316 SS TUBE,STL,GLYCERIN AND WATER FILLED, PRESSURE, 187AX-0008, 120-AX-0001, 120-AX-0011, 178-AX-001B, EGTL1-SEA-INS-SC-720551EGTL1-SEA-INS-SC-87 (FOR ANALYZER) | EA | 4 | 1 | 2 | YES | 150.25 | 124286.8 | NOSHOK | 25-500/200/13.6 BAR | 10544764 | 05,22 | 1 | 1BCB | 2BBB | [6 empty] | 43770 | 45604 | 45205 |  |  | -2 | 1
10863 | 29200000TL | 03483 | EG1025001 | P | 58015159 | 58 | EGTL Spares | Mtce | 02 | 02A | BLADE: FAN | HVAC | *OBS*HVAC-Other : CONDENSOR, 30 IN X SW X 0.5, 22, ALUM | EA | 1 | 0 | 0 | NO | 140.6391 | 21832.8075 | DAYTON | 4C457 |  | 01,22 | 1 | 1CAB | 1CAB |  | EGTL1-TDS-HVC-SP-450008 |  |  |  |  | 40975
10864 | 29300000TL | 03483 | EG1025009 | S | 58015167 | 58 | EGTL Spares | Mtce | 51 | 51C | MOTOR: CONDENSER FAN, 3/4 HP | 3/4 HP,1075 RPM, 460 V | Electric Components - Motor / Generator :FRAME 48Y, 145-XP-002 | EA | 1 | 0 | 1 | YES | 299.44 | 107948.12 | DAYTON | 3LU99G | 7415-0006CFMXP-1 | 01,011,19,22, | 1 | 1CAB | 1BBB |  | EGTL1-TDS-CIV-OM-450002 |  |  |  |  | 43770 |  | 43910
10865 | 29200000TL | 03483 | EG1026009 | P | 58015170 | 58 | EGTL Spares | Mtce | 28 | 28E | DETECTOR: FIRE PROTECTION | SMOKE, -25 TO N60 C | Fire and Gas Control Systems : &quot;20-28 VDC, 50 MAA, EXPLOSIONPROOF DUCT, ACRYLIC PART NUMBER 004785-003 IS FOR DUCT SAMPLING TUBE NOT SMOKE DETECTOR IT SELF&quot; | EA | 1 | 0 | 0 | NO | 9412.4863 | 1461194.37 | DET-TRONICS | 004785-003 |  | 22 | 1 | 1CAB |  |  | EGTL1-TDS-HVC-DS-450001 |  |  |  |  | 40975
10866 | 29200000TL | 03483 | EG1026012 | P | 58015184 | 58 | EGTL Spares | Mtce | 14 | 14Z | SWITCH: PRESSURE DIFFERENTIAL | HVAC | Instruments - Other & Parts : ,.17 IN WC ADJ RANGE,STEEL ENCLOSURE, 145-CP-002 | EA | 1 | 0 | 0 | NO | 74.8848 | 11625.12 | AAON | P62520 |  | 01,10,22 | 1 | 1CAB |  |  | EGTL1-TDS-HVC-EE-450001 |  |  |  |  | 40975
10867 | 29200000TL | 03483 | EG1016010 | P | 58015185 | 58 | EGTL Spares | Mtce | 51 | 51Z | HOLDER: FUSE CARTRIDGE 60 AMPA | 600 V,AJT,A4J,HSJ FUSE SIZE, | Electric-Other : &quot;PANEL MOUNT, BLOCK, PHENOLIC 145-CP-002, AJT, A4J, HSJ, (FOR HVAC)&quot; | EA | 6 | 0 | 0 | NO | 34.2022 | 5309.5505 | FERRAZ SHAWMUT | US6J11-1P |  | 01,22 | 1 | 1CAB | [7 empty] | 41344
10868 | 29200000TL | 03483 | EG1024016 | S | 58015188 | 58 | EGTL Spares | Mtce | 66 | 66F | VALVE: DIAPHRAGM 5/8 IN ODF | SOLDER ON 1/2 IN - 3/8 IN | *OBS* Vehic-Auto/PU/Van : &quot;PORT SIZE, 55-70 PSI, SOLDER JT, BRASS BODY, HOTGAS BYPASS, SPRING OPERATED, ADRPE-3.63ODF R22 IS IT 0/30 OR 0/80 PRESSURE RANGE 145-XP-002, (FOR HVAC)&quot; | EA | 12 | 0 | 0 | NO | 225.9255 | 35074.5975 | SPORLAN | P12440 |  | 02,22 | 1 | 1CAB | 1CAB | [6 empty] | 41344 |  | 41905
10869 | 29200000TL | 03483 | EG1025001 | S | 58015199 | 58 | EGTL Spares | Mtce | 56 | 56Z | MOUNT:CONDENSOR FAN MOTOR | 30 IN, STEEL | Fasteners / Hardware : WIRE | EA | 1 | 0 | 0 | NO | 119.3977 | 18535.2975 | AAON | P93720 |  | 22 | 1 | 1CAB |  |  | EGTL1-TDS-HVC-SP-450008 |  |  |  |  | 40975
10870 | 29200000TL | 03483 | EG1026012 | S | 58015202 | 58 | EGTL Spares | Mtce | 66 | 66Z | VALVE: 0.63 IN, 680 PSI, | MODULATING REHEAT | Valve-Other : &quot;SOLDER JT, BRASS BODY, BRASS TRIM, -50°F TO 140°F, IN-LINE, 1 WAY, 145-XP-002, CDS9 145-XP-002&quot; | EA | 1 | 0 | 0 | NO | 949.12 | 342158.4 | AAON | R12440 |  | 02,22 | 1 | 1CAB | 1BBB |  | EGTL1-TDS-HVC-SP-450008 |  |  |  |  | 40975 | 43700
10871 | 29200000TL | 03483 | EG1026013 | P | 58015219 | 58 | EGTL Spares | Mtce | 64 | 64B | PULLEY: DRIVEN SHEAVE | 5/8 IN BORE, 4.75 IN OD | Power Transmission Equipment & Replacement Parts : &quot;1 7/8 IN WD, 1 GROOVE, CAST IRON, VP50 X 5/8 IN; CHECK IF WITH OR WITHOUT KEY 145-CB-002&quot; | EA | 1 | 0 | 0 | NO | 79.6951 | 12371.8725 | HARTZELL | 3907-012 |  | 01,22 | 1 | 1CAB |  |  | EGTL1-TDS-HVC-SP-450008 |  |  |  |  | 40914
10872 | 29200000TL | 03483 | EG1025009 | P | 58015220 | 58 | EGTL Spares | Mtce | 78 | 78B | BLADE: FAN AXIAL 1 IN BORE | HVAC | Turbine Engines - Parts : FRP, P1917, FRP WITH ELECTRICAL GROUNDING | EA | 1 | 0 | 0 | NO | 1271.6519 | 197411.2425 | HARTZELL | 651917FHO012-C |  | 01,22 | 1 | 1CAB |  |  | EGTL1-TDS-HVC-SP-450008 |  |  |  |  | 40914
10873 | 29200000TL | 03483 | EG1026012 | P | 58015221 | 58 | EGTL Spares | Mtce | 87 | 87B | SHAFT: 1 IN OD X 16-1/2 IN | HVAC | *OBS*Machinery-Misc- : 304 SS | EA | 1 | 0 | 0 | NO | 495.6619 | 76946.5575 | HARTZELL | 661121596 |  | 22 | 1 | 1CAB | 1CAB |  | EGTL1-TDS-HVC-SP-450008 |  |  |  |  | 40914
10874 | 29200000TL | 03483 | EG1026012 | P | 58015222 | 58 | EGTL Spares | Mtce | 87 | 87B | SET: SPRING ISOLATOR | HVAC | *OBS*Machinery-Misc- : ONE SET, 4, ASC-B-11, STEEL | ST | 1 | 0 | 0 | NO | 504.4125 | 78304.995 | XCM GROUP | ASCB-11 | 7939-098 | 22 | 1 | 1CAB | 1CAB |  | EGTL1-TDS-HVC-SP-450008 |  |  |  |  | 40914
10875 | 29200000TL | 03483 | EG1024001 | P | 58015261 | 58 | EGTL Spares | Mtce | 14 | 14Z | MODULE:MAGNETIC PULSER WRAP | 115/230VAC 2A 47.63HZ INPUT | Instruments - Other & Parts : &quot;4-20MA OUTPUT,115/230VAC POWER,WITH SPEED SENSOR AND DIGITAL SIGNAL CONDITIONER MODEL 931 XP AND SA 420931 XP 130-XA-008 ELECTRO SENSORS - J86985-004L, WIT&quot; | EA | 1 | 0 | 0 | NO | 2236 | 347143.75 | ELECTRO SENSORS | J86985-004L | J86985-004L | 01,22 | 1 | 3CCC |  |  | Z-86985-TA1 |  |  |  |  | 40914 | 44653 | 41492
10876 | 29200000TL | 03483 | EG1023003 | P | 58015262 | 58 | EGTL Spares | Mtce | 14 | 14Z | SWITCH: PRESSURE,DIAPHRAGM | 28VDC,1/2 IN NPT,BOTTOM,20-500 | Instruments - Other & Parts : "PSI RANGE,SPDT,EP ENCLOSURE,316 SS DIAPHRAGMSOR BRANDCHEMINEER - J86985-100L130-XA-008, CATALYST SLURRY MLTNG DRM AGIT"Adjustable range 45-550 PSIOver Range: 1500PSIProof: 2500PSI(FULFO no: LPS-0550-WD0) | EA | 1 | 0 | 0 | NO | 2035 | 315933.75 | SOR CONTROL DEVICE | 5N3-K45-M2-C2A | J86985-100L | 01,10,22 | 1 | 3CCC |  |  | Z-86985-AS1 |  |  | 5N3-K45-M2-C2A |  | 40914
10877 | 29200000TL | 03483 | EG1023010 | S | 58015270 | 58 | EGTL Spares | Mtce | 72 | 72C | ELEMENT: FILTER OIL,2-1/2 IN | DIA X 9-3/8 IN LG,10 MICRO | Filtration-Media : NOWATA FILTER SINGLE-CARTRIDGE FILTER HOUSING 3IN 1U SERIES, LIQUID FILTER CARTRIDGE AMABOND SERIES 2-1/2 DIAMETER, 9-3/8 LENGTH, 10 MICRO. | EA | 4 | 0 | 0 | NO | 290.1738 | 62309.5169 | NOWATA FILTER | A72763 | J86985-107L | 01,22 | 1 | 3CCC |  |  | Z-86985-AS1 |  |  |  |  | 40914 | 42972 | 42999
10878 | 29200000TL | 03483 | EG1017014 | P | 58015273 | 58 | EGTL Spares | Mtce | 50 | 50Z | BEARING: ROLLER MOTOR DRIVE | END & NON DRIVE END,SGL ROW | Bearings & Accessories - All :&quot;80MM ID,110MM OD,50MM WD,STL CAGE, NDE/DE BEARING, 177-XA-003 TIMKEN SERIES: SMD, NDE/DE BEARING (FOR MECHANICAL AGITATOR)&quot; | EA | 1 | 0 | 0 | NO | 30.16 | 5997.2223 | NACHI | 6205ZZE/C3 |  | 01,21,22 | 1 | 2BAB | [7 empty] | 41158 | 44045 | 43629
10879 | 29200000TL | 03483 | EG1019013 | P | 58015484 | 58 | EGTL Spares | Mtce | 11 | 11Z | DISPLAY: BOARD ASSEMBLY | :FOR H2O IN HYDROCARBONS | Computer Hardware - Peripherals : DISPLAY BOARD ASSEMBLY PART NUMBER EQUIPMENT MODEL NUMBER OW.302EQUIPMENT SERIAL NUMBER 080233.2DIGITAL DISPLAY BOARD W-1E304272 PB14 10DAS1010 AND DAS1011WWW.SEETRON.COM.S.E.E INC 1999MODEL BPP4/PT | EA | 2 | 0 | 0 | NO | 776.9167 | 207323.5742 | AGAR CORPORATION INC. | 223705 | H2-0064 | 01,22 | 1 | 1BCB |  |  | EGTL1-SEA-INS-SC-834051 |  |  |  |  | 40914 | 44976 | 42987 |  |  |  |  | -1 | 1
10880 | 29200000TL | 03483 | EG1025010 | S | 58015519 | 58 | EGTL Spares | Mtce | 60 | 60B | TUBING | TYGON 7017 50 FT ROLL | Line Pipe - Non-Metal :FOR TOC ANALYZER. TAG: | EA | 4 | 0 | 0 | NO | 1288.0498 | 199972.304 | TELEDYNE | T1515 | T01515 | 22 | 1 | 1BCB | 2CBC |  | EGTL1-SEA-INS-SC-740753 |  |  |  |  | 40914 | 43639
10881 | 29200000TL | 03483 | EG1019018 | P | 58015561 | 58 | EGTL Spares | Mtce | 51 | 51Z | BATTERY | MICRO PACK GAS | Electric-Other : FOR SULFUR (H2S) ANALYZER | EA | 4 | 0 | 0 | NO | 91.0176 | 14131.39 | GALVANIC APPLIED SCIENCES | BA1938 |  | 22 | 1 | 1BCB | 2CBC |  | EGTL1-SEA-INS-SC-200151 |  |  |  |  | 40914
10882 | 29300000TL | 03483 | EG1018019 | P | 58015571 | 58 | EGTL Spares | Mtce | 14 | 14A | SENSOR:PH/ORP,ANALYZER | INSERTION/SUBMERSION | ABB ANALYTICAL PH/ORP SENSOR, SERIAL/PART NUMBER 3K670000146586, MODEL NUMBER TB55623D15T30, 4 BUFFER 4.34/7 BUFFER 7.17, TEMP OF BUFFER 25/8-22-14/NS ABB SALES ORDER#1217084-020-003 OPTION 14 -32 FT CABLE" | EA | 2 | 0 | 1 | YES | 1250 | 1631445.8333 | ABB PH/ORP SENSOR | 3K670000146586 |  | 01,22 | 1 | 1BCB |  |  | EGTL1-SEA-INS-SC-773951 |  |  | TB55623D15T30 |  | 43770 | 45920 | 45275 | -1 | 1
10883 | 29200000TL | 03483 | EG1021009 | P | 58015610 | 58 | EGTL Spares | Mtce | 65 | 65A | CRANK | PIVA VALVE, IRON | Tools - Hand / Power :ASSEY, W/MDT-2S OPERATOR, 6 IN, 8 IN, 10 IN AND 12 IN, MAN PART NO: CRANK FOR PIVA VALVE ASSEMBLIES | EA | 5 | 3 | 5 | NO | 37 | 5744.25 | HENRY PRATT |  | JDE58015610 | 00 | 1 |  | 2CBC |  | EGTL1-HPC-PIP-GA-000001 |  |  |  |  | 40975
10884 | 29200000TL | 03483 | EG1017013 | P | 58015638 | 58 | EGTL Spares | Mtce | 50 | 50Z | BEARING: BALL MOTOR 1 ROW | AIRCOOLERS | Bearings & Accessories - All :SPECIALITY, 181-EA-004 | EA | 2 | 0 | 0 | NO | 271.2444 | 42110.69 | FAG | D085-0728 HB |  | 01,21,22 | 1 | 2BAB | [7 empty] | 41328
10885 | 29200000TL | 03483 | EG1017006 | P | 58015639 | 58 | EGTL Spares | Mtce | 50 | 50Z | BEARING: BALL MOTOR 1 ROW | AIRCOOLERS | Bearings & Accessories - All :NDE, SPECIALITY, 181-EA-004 | EA | 2 | 0 | 0 | NO | 271.2444 | 42110.69 | FAG | D085-0659 HB |  | 01,21,22 | 1 | 2BAB | [7 empty] | 41328
10886 | 29200000TL | 03483 | EG1017006 | P | 58015641 | 58 | EGTL Spares | Mtce | 50 | 50Z | BEARING: BALL MOTOR 1 ROW | AIRCOOLERS | Bearings & Accessories - All :SPECIALITY, 172-EA-006 | EA | 4 | 0 | 0 | NO | 570.514 | 88572.3 | GEA BTT | 1600-6610-01 D01 |  | 01,21,22 | 1 | 2BAB | [7 empty] | 41328
10887 | 29200000TL | 03483 | EG1017006 | P | 58015642 | 58 | EGTL Spares | Mtce | 50 | 50Z | BEARING: BALL MOTOR 1 ROW | AIRCOOLERS | Bearings & Accessories - All :NDE BEARING, SPECIALITY, 172-EA-006 | EA | 4 | 0 | 0 | NO | 570.514 | 88572.3 | GEA BTT | 1600-6610-02 D01 |  | 01,21,22 | 1 | 2BAB | [7 empty] | 41328
10888 | 29200000TL | 03483 | EG1017013 | P | 58015644 | 58 | EGTL Spares | Mtce | 50 | 50Z | BEARING: BALL MOTOR,SGL ROW, | AIRCOOLERS | Bearings & Accessories - All :SPECIALITY, 135-EA-007 | EA | 2 | 0 | 0 | NO | 271.2444 | 42110.69 | GEA BTT | D085-0709 HB |  | 01,21,22 | 1 | 2BAB | [7 empty] | 41328
10889 | 29200000TL | 03483 | EG1017020 | P | 58015645 | 58 | EGTL Spares | Mtce | 50 | 50Z | BEARING: BALL MOTOR,SGL ROW, | AIRCOOLERS | Bearings & Accessories - All :SPECIALITY, 135-EA-007, | EA | 2 | 0 | 0 | NO | 271.2444 | 42110.69 | GEA BTT | D085-0725 HB |  | 01,21,22 | 1 | 2BAB | [7 empty] | 41328
10890 | 29200000TL | 03483 | EG1017006 | P | 58015647 | 58 | EGTL Spares | Mtce | 50 | 50Z | BEARING: BALL MOTOR 1 ROW | AIRCOOLERS | Bearings & Accessories - All ::SPECIALITY, 130-EA-102/130-EA-202, | EA | 10 | 2 | 4 | NO | 259.3246 | 40260.1369 | GEA BTT | 1600-6610-01 B01 |  | 01,21,22 | 1 | [8 empty] | 41328 | 43850
10891 | 29200000TL | 03483 | EG1017006 | P | 58015648 | 58 | EGTL Spares | Mtce | 50 | 50Z | BEARING: BALL MOTOR 1 ROW | AIRCOOLERS | Bearings & Accessories - All :SPECIALITY, 120-EA-104/120-EA-204, | EA | 10 | 0 | 0 | NO | 259.3246 | 40260.1369 | GEA BTT | 1600-6610-02 B01 |  | 01,21,22 | 1 | [8 empty] | 41328 | 43850
10892 | 29200000TL | 03483 | EG1017006 | P | 58015650 | 58 | EGTL Spares | Mtce | 50 | 50Z | BEARING: BALL MOTOR 1 ROW | AIRCOOLERS | Bearings & Accessories - All :SPECIALITY, 120-EA-104/120-EA-204, | EA | 2 | 0 | 0 | NO | 456.4112 | 70857.84 | GEA BTT | 1600-6610-01 A01 |  | 01,21,22 | 1 | 2BAB | [7 empty] | 41328 | 45975 |  | -2 | 4
10893 | 29200000TL | 03483 | EG1024005 | P | 58015664 | 58 | EGTL Spares | Mtce | 32 | 32B | KIT: SPLICE | 2 PIECE GATES | Furniture : | KI | 1 | 0 | 0 | NO | 30.762 | 4775.49 | TYMETAL CORP | 3468 | 3468 | 01,22 | 1 | 1CCC | [7 empty] | 40975
10894 | 29200000TL | 03483 | EG1017006 | P | 58015670 | 58 | EGTL Spares | Mtce | 50 | 50Z | BEARING: BALL MOTOR,SINGLE ROW | SIZE 1.2 IN X2.4 IN X0.6 IN | Bearings & Accessories - All :30MM I.D, 62MM O.D, RACE WIDTH 16MM, SHIELDED,1.5MM, (SIZE: 1.2X2.4X0.6 IN) STEEL CAGE, DE & NDE. | EA | 2 | 0 | 0 | NO | 28 | 8533 | SKF | 6206-2Z/C3 |  | 01,21,22 | 1 | 3XAC | [7 empty] | 41257 | 44695 | 42684
10895 | 29200000TL | 03483 | EG1026006 | P | 58015676 | 58 | EGTL Spares | Mtce | 66 | 66Z | KIT:REPAIR,DIAPHRAGM VALVE | INLET AIR FILTERS | CONTAINS DIAPHRAGM,SPRING, MAN PART NO: GT06-6870 (OR T066870), MAN PART NO: GT06-6870 (OR T066870) | EA | 30 | 0 | 0 | NO | 5.2055 | 808.0975 | DONALDSON | T066870 |  | 01,22 | 1 | 3CCA | 1CCC | [6 empty] | 41349 | 43307
10896 | 29200000TL | 03483 | EG1026011 | S | 58015682 | 58 | EGTL Spares | Mtce | 11 | 11G | BOARD: PRINTED CIRCUIT | FUSE PROGRAM CARD,3A | Computer Hardware - EPOS : &quot;ELECTRIC COMPONENT, 110-XF-201 MAN PART NO: P13-2582 (OR P132582)&quot; | EA | 2 | 0 | 0 | NO | 0.1081 | 16.775 | DONALDSON | P132582 | P132582 | 01,10,22 | 1 | 3CCA |  |  | 3EA-AE17685-01 |  |  |  |  | 40914 | 45247 | [5 empty] | -1 | 1
10897 | 29200000TL | 03483 | EG1026011 | P | 58015684 | 58 | EGTL Spares | Mtce | 56 | 56Z | NUT:ELEMENT FIXATION,26 MM DIA | METAL, 110-XF-201 | *OBS*Fastener-Other : MAN PART NO: P770920 | EA | 50 | 1 | 26 | NO | 0.2348 | 36.4475 | DONALDSON | P770920 | P770920 | 01,21,22 | 1 | 1BBC | 1BBC |  | GDX-AE17868-01 |  |  |  |  | 40914
10898 | 29200000TL | 03483 | EG1026011 | P | 58015685 | 58 | EGTL Spares | Mtce | 51 | 51E | CAP:DUST,6 CM,RBR,110-XF-201 | INLET AIR FILTERS | Electric Components - Conduit / Fitting :MAN PART NO: GT06-6114 (OR T066114) | EA | 5 | 0 | 0 | NO | 106.9127 | 16598.19 | DONALDSON | T066114 | T066114 | 01,22 | 1 | 1BBC |  |  | GT06-6114 |  |  |  |  | 40914
10899 | 29200000TL | 03483 | EG1025011 | P | 58015686 | 58 | EGTL Spares | Mtce | 51 | 51B | PANEL: CONTROL,120VAC 60HZ | LIGHTING, WITHOUT SOCKET | Electric Components - Lighting : &quot;110-XF-201, 110-XS-100, 110-XS-200 MAN PART NO: 3EA-AE19828-01/E39&quot; | EA | 2 | 0 | 0 | NO | 14.3045 | 2220.6763 | STEGO | 3EA-AE19828-01/E39 | STE.02505.9-01 | 22 | 1 | 3CCA |  |  | 3EA-AE19828-01 |  |  |  |  | 40914
10900 | 29200000TL | 03483 | EG1026011 | S | 58015687 | 58 | EGTL Spares | Mtce | 51 | 51C | FUSE:INDICATING,2A | 10.3 MM X 38 MM,110-XF-201 | Electric Components - Motor / Generator :&quot;110-XS-100, 110-XS-200 MAN PART NO: 3EA-AE19828-01/F01&quot; | EA | 20 | 0 | 0 | NO | 0.2466 | 38.2775 | DF S.A. | 3EA-AE19828-01/F01 | DF.420002 | 01,22 | 1 | 3CCA |  |  | 3EA-AE19828-01 |  |  |  |  | 40914
10901 | 29200000TL | 03483 | EG1026011 | P | 58015688 | 58 | EGTL Spares | Mtce | 51 | 51B | ADAPTER:INLET,M22 A | FOR M22 110-XF-201, 110-XS-100 | Electric Components - Lighting : 110-XS-200 | EA | 1 | 0 | 0 | NO | 45 | 6985.35 | MOELLER ELECTRIC | 3EA-AE19828-01/H01 | MOE.M22A | 01,22 | 1 | 3CCA |  |  | 3EA-AE19828-01 |  |  |  |  | 40914 |  | 41837
10902 | 29200000TL | 03483 | EG1026011 | P | 58015689 | 58 | EGTL Spares | Mtce | 51 | 51F | BREAKER: CIRCUIT FILTER,277V | 2 POLE,63A,15KAAIC, FAZ, CURVE | Electric Components - Circuit Protection:&quot;C-15KA, 110-XF-201, 110-XS-100, 110-XS-200 MAN PART NO: 3EA-AE19828-01/Q04&quot; | EA | 1 | 0 | 0 | NO | 3.9894 | 619.36 | MOELLER ELECTRIC | 3EA-AE19828-01/Q04 | MOE.FAZC632 | 01,10,22 | 1 | 3CCA |  |  | 3EA-AE19828-01 |  |  |  |  | 40914
10903 | 29200000TL | 03483 | EG1026011 | S | 58015690 | 58 | EGTL Spares | Mtce | 51 | 51F | BREAKER: CIRCUIT FILTER,277V | 2 POLE,16A,15KAAIC, CURVE C | Electric Components - Circuit Protection:&quot;110-XF-201, 110-XS-100, 110-XS-200 MAN PART NO: 3EA-AE19828-01/Q01&quot; | EA | 2 | 0 | 0 | NO | 151.6856 | 39255.2827 | MOELLER ELECTRIC | 3EA-AE19828-01/Q01 | MOE.FAZC162 | 01,10,22 | 1 | 3CCA | 1CCC |  | 3EA-AE19828-01 |  |  |  |  | 40914 | 43155 | 43678
10904 | 29200000TL | 03483 | EG1026011 | P | 58015691 | 58 | EGTL Spares | Mtce | 51 | 51Z | SWITCH:ON-OFF,6P,6.5KW | INLET AIR FILTERS | Electric-Other : &quot;SWITCH:ON-OFF,6P,6.5KW,20A,1PH,60 HZHZ,2 NO,FLUSH MOUNT, :AC23, 110-XF-201, 110-XS-100, 110-XS-200 MAN PART NO: 3EA-AE19828-01/S02, AC23, 110-XF-201, 110-XS-100, 110-XS-200 MAN PART NO: 3EA-AE19828-01/S02, 6.5KW&quot; | EA | 1 | 0 | 0 | NO | 90.2959 | 14018.44 | MOELLER ELECTRIC | 3EA-AE19828-01/S02 | MOE.T01102E | 01,10,22 | 1 | 3CCA |  |  | 3EA-AE19828-01 |  |  |  |  | 40914
10905 | 29200000TL | 03483 | EG1026011 | P | 58015692 | 58 | EGTL Spares | Mtce | 51 | 51Z | SWITCH:DOOR,230 V,6A,3PH | 50-60 HERTZHZ,1NC,DOOR FRAME | Electric-Other : &quot;MOUNT, ACTIVATES ANY ELECTRICAL DEVICE 110-XF-201, 110-XS-100, 110-XS-200 M&quot; | EA | 2 | 0 | 0 | NO | 113.6696 | 17647.2 | ELDON | 3EA-AE19828-01/S04 | ELD.DSW01 | 01,10,22 | 1 | 3CCA |  |  | 3EA-AE19828-01 |  |  |  |  | 40914
10906 | 29200000TL | 03483 | EG1026006 | S | 58015693 | 58 | EGTL Spares | Mtce | 51 | 51E | FITTING:NORMAL LIGHT,174 MM X | 297 MM X 137 MM,GLASS / METAL | Electric Components - Conduit / Fitting :&quot;110-XF-201, 110-XS-100, 110-XS-200 MAN PART NO: 8PP-AE20351-01&quot; | EA | 1 | 0 | 0 | NO | 86.9773 | 13503.23 | DONALDSON | 8PP-AE20351-01 | 8PP-AE20351-01 | 01,22 | 1 | 3CCA |  |  | 3EA-AE19828-01 |  |  |  |  | 40914
10907 | 29200000TL | 03483 | EG1026015 | P | 58015694 | 58 | EGTL Spares | Mtce | 51 | 51E | FITTING:EMERGENCY LIGHT | 660 CM X 165 CM,RILUX,STANDARD | Electric Components - Conduit / Fitting :&quot;110-XF-201, 110-XS-100, 110-XS-200 MAN PART NO: 8PP-AE21744-01.&quot; | EA | 1 | 0 | 0 | NO | 182.3769 | 28314.01 | DONALDSON | 8PP-AE21744-01 | 8PP-AE21744-01 | 01,22 | 1 | 3CCA |  |  | 3EA-AE19828-01 |  |  |  |  | 40914
10908 | 29200000TL | 03483 | EG1026011 | S | 58015697 | 58 | EGTL Spares | Mtce | 51 | 51C | FUSE:SLOW,1.25A,GLASS | 5 MM X 20 MM,INLET AIR FILTERS | Electric Components - Motor / Generator :&quot;110-XF-201, 110-XS-100, 110-XS-200 MAN PART NO: 3EA-AE17685-01/F02&quot; | EA | 10 | 0 | 0 | NO | 0.0845 | 13.115 | OMEGA | 3EA-AE17685-01/F02 | OME.179120 1.25A | 01,22 | 1 | 3CCA |  |  | 3EA-AE17685-01 |  |  |  |  | 40914
10909 | 29200000TL | 03483 | EG1026011 | P | 58015698 | 58 | EGTL Spares | Mtce | 51 | 51Z | POWER SUPPLY:100-240VAC INPUT | 24VDC OUTPUT,1A OUTPUT | Electric-Other : &quot;110-XF-201, 110-XS-100, 110-XS-200 MAN PART NO: 3EA-AE17685-01/G01&quot; | EA | 2 | 0 | 0 | NO | 38.8283 | 6028.1 | PHOENIX CONTACT | 3EA-AE17685-01/G01 | PHO.MINIPS100240AC24DC1 | 01,10,22 | 1 | 3CCA |  |  | 3EA-AE17685-01 |  |  |  |  | 40914
10910 | 29200000TL | 03483 | EG1026010 | P | 58015700 | 58 | EGTL Spares | Mtce | 51 | 51B | LENS:M22 CONIC,WHITE,GLASS | INLET AIR FILTERS | Electric Components - Lighting : 110-XF-201, 110-XS-100, 110-XS-200 | EA | 1 | 0 | 0 | NO | 23.9607 | 3719.9 | MOELLER ELECTRIC | 3EA-AE17685-01/H02 | MOE.M22LHW | 22 | 1 | 3CCA |  |  | 3EA-AE17685-01 |  |  |  |  | 40914
10911 | 29200000TL | 03483 | EG1026011 | P | 58015701 | 58 | EGTL Spares | Mtce | 51 | 51B | LENS:M22 CONIC,GREEN,GLASS | 110-XF-201, 110-XS-100 | Electric Components - Lighting : 110-XS-200, MAN PART NO: 3EA-AE17685-01/H03 | EA | 3 | 0 | 0 | NO | 13.8732 | 2153.82 | MOELLER ELECTRIC | 3EA-AE17685-01/H03 | MOE.M22LHG | 22 | 1 | 3CCA |  |  | 3EA-AE17685-01 |  |  |  |  | 40914
10912 | 29200000TL | 03483 | EG1026010 | P | 58015702 | 58 | EGTL Spares | Mtce | 51 | 51B | LENS:M22 CONIC,RED,GLASS | 110-XF-201, 110-XS-100 | Electric Components - Lighting : 110-XS-200, MAN PART NO: 3EA-AE17685-01/H07 | EA | 2 | 0 | 0 | NO | 13.8732 | 2153.82 | MOELLER ELECTRIC | 3EA-AE17685-01/H07 | MOE.M22LHR | 22 | 1 | 3CCA |  |  | 3EA-AE17685-01 |  |  |  |  | 40914
10913 | 29200000TL | 03483 | EG1026010 | P | 58015703 | 58 | EGTL Spares | Mtce | 51 | 51Z | LIGHT:FLASHING,110-130VAC,RED | MODULE, 110-XF-201, 110-XS-100 | Electric-Other : 110-XS-200, MAN PART NO: 3EA-AE17685-01/H11 | EA | 2 | 0 | 0 | NO | 135.4139 | 21023.01 | MOELLER ELECTRIC | 3EA-AE17685-01/H11 | MOE.SLBL130R | 01,10,22 | 1 | 3CCA |  |  | 3EA-AE17685-01 |  |  |  |  | 40914
10914 | 29200000TL | 03483 | EG1026010 | P | 58015705 | 58 | EGTL Spares | Mtce | 51 | 51C | CONTACT BLOCK:AUXILIARY SWITCH | SIZE: AC-15/500 V AC/3.5 A | Electric Components - Motor / Generator NHI11-PKZO - Contact Block, AUXILIARY SWITCH 3.5 A, 500 V, 2 Pole, Screw | EA | 2 | 0 | 0 | NO | 61.3 | 18714.89 | EATON | XTPAXSA11 | NHI11-PKZ0 | 01,22 | 1 | 3CCA | 1BBB |  | 3EA-AE17685-01 |  |  |  |  | 40914 | 42903 | 43004
10915 | 29200000TL | 03483 | EG1026006 | S | 58015706 | 58 | EGTL Spares | Mtce | 51 | 51Z | SWITCH RELATIVE HUMIDITY | JUMO HUMIDITY SWITCH | Electric-Other : JUMO RELATIVE HUMIDITY SWITCH P/N 90/90590523 FOR AIR DUCTS INLET AIR FILTER TAG: 110 AE 1369 & 110 AE 2369 MANUFACTURER: JUMO PROCESS CONTROL INC, 735 FOX CHASE, COATESVILLE, PA 1932 | EA | 2 | 0 | 0 | NO | 506.28 | 126609.205 | JUMO PROCESS CONTROL INC | 90/90590523 |  | 22 | 1 | 3CCA |  |  | 3EA-AE17685-01 |  |  |  |  | 40914 | 43287
10916 | 29200000TL | 03483 | EG1026010 | P | 58015707 | 58 | EGTL Spares | Mtce | 51 | 51Z | SWITCH: PUSHBUTTON,1NC,RED | AC/15/230V/400V/500V EMERGENCY | Electric-Other : &quot;STOP BUTTON,110-XS-100, 110-XS-200 MAN PART NO: 3EA-AE17685-01/S04&quot; | EA | 1 | 0 | 0 | NO | 50 | 7761.5 | MOELLER ELECTRIC | 3EA-AE17685-01/S04 | MOE.M22PVK01 | 01,10,22 | 1 | 3CCA |  |  | 3EA-AE17685-01 |  |  |  |  | 40914 | 41696 | 41877
10917 | 29200000TL | 03483 | EG1026010 | P | 58015708 | 58 | EGTL Spares | Mtce | 51 | 51Z | OPERATOR: SWITCH,BLUE | PUSHBUTTON, INLET AIR FILTERS | Electric-Other : &quot;110-XF-201, 110-XS-100, 110-XS-200 MAN PART NO: 3EA-AE17685-01/S04&quot; | EA | 1 | 0 | 0 | NO | 11.6689 | 1811.59 | MOELLER ELECTRIC | 3EA-AE17685-01/S06 | MOE.M22SDB | 22 | 1 | 3CCA |  |  | 3EA-AE17685-01 |  |  |  |  | 40914
10918 | 29200000TL | 03483 | EG1026010 | P | 58015709 | 58 | EGTL Spares | Mtce | 51 | 51Z | SWITCH:TWO POSITION,1P,20A | AUTO/MAN, INLET AIR FILTERS | Electric-Other : &quot;110-XF-201, 110-XS-100, 110-XS-200 MAN PART NO: 3EA-AE17685-01/S05&quot; | EA | 1 | 0 | 0 | NO | 43.1772 | 6703.26 | MOELLER ELECTRIC | 3EA-AE17685-01/S05 | MOE.T0115451E | 01,10,22 | 1 | 3CCA |  |  | 3EA-AE17685-01 |  |  |  |  | 40914
10919 | 29200000TL | 03483 | EG1021014 | P | 58015711 | 58 | EGTL Spares | Mtce | 54 | 54A | GASKET:PLUG GASKET,1 IN,304 SS | CIRCULAR, AIRCOOLERS | Gaskets : SOFT IRON, COMPOSITION | EA | 528 | 0 | 0 | NO | 0.9 | 139.725 | BTT | 1629-2611-01-A01 | 10 1/4&QUOT; | 01 | 1 | 2BAB | [7 empty] | 41335
10920 | 29200000TL | 03483 | EG1019010 | P | 58015853 | 58 | EGTL Spares | Mtce | 50 | 50Z | BEARING: BALL,40MM ID,90MM OD | 46MM WD,MEDIUM SERIES,SGL ROWS | Bearings & Accessories - All :&quot;ANGULAR CONTACT, MATCHED PAIR,STL CAGE, 130-PC-006,172-PC-005 , 181-PC-001A/B,172-PC-006A/B EGTL1-SLZ-MEC-DD-300431 PART 320.02 SKF - 7308 - BECBJ&quot; | PC | 3 | 0 | 0 | NO | 109.401 | 25248.6773 | SKF | 17733617308 | 17733618308 | 01,21,22 | 1 | 2CAC |  |  | CS056919402 |  |  |  |  | 40914 | 45442 | 43182 |  |  | -2 | 1
10921 | 29300000TL | 03483 | EG1019012 | P | 58015855 | 58 | EGTL Spares | Mtce | 50 | 50Z | BEARING: BALL, ANGULAR CONTACT | SINGLE ROW | 31MM WD, 60MM ID, 130MM OD, 130-PC-005 A/B, 130-PC-010 A/B 135-PC-006 A/B EGTL-SLZ-MEC-DD-300430 PART 320.02. OEM certificate of compliance must be provided. | EA | 8 | 6 | 9 | YES | 187 | 288310.99 | SKF | 7312-BECBJ | 17733617312 | 01,01A,16,21,22 | 1 | 2CAC |  |  | E0-S.4610.090-X |  |  |  | KESL02 | 43770 | 45852 | 45834 | -5 | 2 | -12 | 8 | -6 | 3
10922 | 29200000TL | 03483 | EG1019019 | P | 58016013 | 58 | EGTL Spares | Mtce | 76 | 76Z | BUSHING: PUMP THROAT | 410 SS ASTM A276 | Pumps-Other : SINGLE STAGE PUMP; EGTL1-SLZ-MEC-DD-720440 PART 456.01, NECK 172-PC-006 A/B; API CENTRIFUGAL PUMP | PC | 2 | 0 | 0 | NO | 1069.8455 | 166093.51 | SULZER | 204648585009 | 204648585009 | 01,22 | 1 | 2CAC |  |  | CS056919410 |  |  |  |  | 40914
10923 | 29200000TL | 03483 | EG1019019 | P | 58016029 | 58 | EGTL Spares | Mtce | 50 | 50Z | NUT: BEARING NON DRIVE END | CARBON STEEL | Bearings & Accessories - All :EGTL1-SLZ-MEC-DD-720052 PART 923.328, 172-PC-011 A/B/C; API CENTRIFUGAL PUMP | PC | 5 | 0 | 0 | NO | 97.0064 | 15065.59 | SULZER | 1000543 | 1000543 | 01,21,22 | 1 | 2CAC |  |  | B-102724-150 |  |  |  |  | 40914
10924 | 29200000TL | 03483 | EG1019019 | P | 58016046 | 58 | EGTL Spares | Mtce | 50 | 50Z | BEARING: DRIVE & NON | DRIVE END, STEEL | Bearings & Accessories - All :6210ZC3 "EGTL1-SLZ-MEC-DS-350616; INSIDE DIAMETER:OUTSIDE DIAMETER: 135-PC-002 A-M/B-M; 172-PC-012 A-M/B-M; 172-PC-006 A-M/B-M. | PC | 6 | 0 | 0 | NO | 206.433 | 32046.7512 | SKF | 6210ZC3 | 104998909131M10 | 01,21,22 | 1 | 2CAC | [7 empty] | 40914 | 44628 | 41899
10925 | 29300000TL | 03483 | EG1019019 | P | 58016048 | 58 | EGTL Spares | Mtce | 50 | 50Z | BEARING: BALL DRIVE END/NDE | 6312 Z C3 60MM ID 130MM OD | Single row deep groove ball bearing. 6312 Z C3. 60x130x31. 135-PC-006A-M/B-M; 181-PC-001A-M/B-M; Also for drive motor for 171-CS-042A (new type compressor - Ingersoll Rand Sierra H50A) | PC | 3 | 0 | 1 | YES | 51.8382 | 47034.7533 | SKF | 6312 Z C3 | 6312 Z C3 | 01,21,22 | 1 | 2CAC |  |  | 6312 Z C3 |  |  |  |  | 43770 | 45274 | 45278 |  |  |  |  | -1 | 1
10926 | 29300000TL | 03483 | EG1016005 | P | 58016088 | 58 | EGTL Spares | Mtce | 51 | 51Z | KIT | PHOTOCELL, LIGHTING | Electric-Other : CONTAINS PHOTOCELL, ROTALOC SOCKET, WALL MOUNTING BRACKET, SEALING GASKET, SCREWS, WALL PLUGS, N/A, XP145-CONTROL ROOM, XP245 CONTROL ROOM | EA | 1 | 0 | 1 | YES | 99.66 | 40823.7258 | ROYCE | S300 | S300 | 01 | 1 | 1CCA | 2CBC |  | 10469-1-19 O&M MANUAL |  |  |  |  | 43770 |  | 44375
10927 | 29200000TL | 03483 | EG1018010 | P | 58016132 | 58 | EGTL Spares | Mtce | 51 | 51Z | RELAY:AIR SEPARATION UNIT | 7A, 240VAC COIL | Electric-Other : 1/8 HP 120 VAC,1/3 HP 240VAC,C 300,R 300,PILOT DUTY. SER-D .XP145-CONTROL ROOM, XP145 ANALYSER ROOM, XP145 BATTERY ROOM, XP245 CONTROL ROOM, XP245 ANALYSER ROOM, XP245 BATTERY ROOM | EA | 4 | 0 | 0 | NO | 177.1651 | 27511.77 | ALLEN BRADLEY | 700-HC24A24-3 SER-D |  | 01,10,22 | 1 | 1CCA |  |  | 10469-1-11-14 |  |  |  |  | 41003 |  | 41628
10928 | 29200000TL | 03483 | EG1018009 | P | 58016148 | 58 | EGTL Spares | Mtce | 28 | 28E | POWER SUPPLY: REGARD 3900 | FIRE & GAS SYSTEMS | Fire and Gas Control Systems : 110/230VAC 5A FOR BASIC UNIT | EA | 1 | 0 | 0 | NO | 370.51 | 113546.4946 | DRAGER SAFETY UK | 4208746 |  | 01,10,22 | 1 | 1CCA | 1BBB |  | 10469-1-19 O&M MANUAL |  |  |  |  | 41003 | 43778 | 41740
10929 | 29200000TL | 03483 | EG1019003 | P | 58016185 | 58 | EGTL Spares | Mtce | 11 | 11Z | CONTROLLER: PUMP | CONDUCTIVITY IMPROVER SKID | Computer Hardware - Peripherals : 4609 OR 2909 PUMP COMPATIBLE RANGE, NON-EX, 183-PX-011A/B, MICRO PUMP - 2828-S-HD-KLMICRO-PUMP PROGRAMMABLE CONTROLLER S-HD-KL. | EA | 4 | 0 | 0 | NO | 4262.092 | 661647.162 | MICRO-PUMP | S-HD-KL | 2828-SHDKL | 01,11,22 | 1 | 2CBB |  |  | EGTL1-DTD-PRO-EL-830168 |  |  |  |  | 40914 | 41674 | 41731
10930 | 29200000TL | 03483 | EG1026015 | P | 58016245 | 58 | EGTL Spares | Mtce | 53 | 53Z | INSERT: PIPE 1-1/2 IN X 3/4 IN | SW,CS A105,3000 LB | Fittings - Tube :FOR STEAM TRACING MATERIALS | EA | 75 | 6 | 12 | NO | 11.3334 | 1759.5033 | ARMSTRONG | 1-4SWRE-6 | 227115-003 | 01,22 | 1 | 2CAC | 1BBB | [6 empty] | 41465
10931 | 29300000TL | 03483 | EG1019008 | P | 58016432 | 58 | EGTL Spares | Mtce | 14 | 14Z | TRANSMITTER: TEMPERATURE | INPUT: -58F TO 752F DEG F, | Instruments - Other & Parts : 4-20MA OUTPUT,12-42.4 VDC SUPPLY, ONE COMPLETE UNIT AS SPARE ELECTRONICS 183-TT--0502, 183-TT-0503, 183-TT-0504, CROSS REF DWG: EGTL1-DAN-INS-PI-830015/16 | EA | 2 | 0 | 1 | YES | 1716.81 | 704670.3872 | ROSEMOUNT | 3144PD1A1E1M5C4Q4 |  | 22 | 1 | 1AXX | 1BBB |  | SEE ADDITIONAL INFO |  |  |  | ECNL3179 | 43770 | 45507 | 44657 |  |  | -1 | 1
10932 | 29200000TL | 03483 | EG1026011 | P | 58016433 | 58 | EGTL Spares | Mtce | 14 | 14I | ELEMENT:TEMPERATURE | 5 IN IMMERSION LG,316L SS | Temperature and heat measuring instruments : 183-TE-0501 183-TE-0502, 183-TE-0503, (MFG PART NO: 0078N25C30N050E1X8Q4),Dual element 3wire with tapered thermowell and couplings. Operating Temperature 45 DEG-c, Maximum Temperature 75 DEG-C. Diameter 0.23IN. | EA | 4 | 2 | 3 | NO | 713.125 | 214561.0884 | ROSEMOUNT | 0078N25C30N050E1X8Q4 |  | 01,22 | 1 | 1BAB | [5 empty] | 0078N25C30N050E1X8Q4 |  | 41349 | 44731 | 43611
10933 | 29200000TL | 03483 | EG1026011 | S | 58016434 | 58 | EGTL Spares | Mtce | 14 | 14I | ELEMENT:TEMPERATURE | 5 IN IMMERSION LG,316L SS | ONE COMPLETE UNIT AS SPARE". PART NUMBER 078N21C30D060T26E1X8Q4Q8R21XA | EA | 2 | 0 | 0 | NO | 119.3555 | 18528.75 | ROSEMOUNT |  | 006468-001 | 01,22 | 1 |  | 1CCC | [6 empty] | 41349
10934 | 29200000TL | 03483 | EG1021005 | S | 58016446 | 58 | EGTL Spares | Mtce | 11 | 11Z | CABLE: HEAT TRACE | 15 QTVR 1-CT,120V,15 WATTS/FT | Computer Hardware - Peripherals : CU COND,15.5MM X 6.35MM COND,FLUOROPOLYMER INSUL,FLUOROPOLYMER OUTER JACKET (-CT) JACKET,SELF-REGULATING HEATING CABLE ELEMENT, AUTO, HEATER,60HZ, FM APPROVED CL1, ZN1, AEX E II T4, AUT | MT | 20 | 10 | 20 | NO | 69.5 | 21371.25 | RAYCHEM | 15 QTVR 1-CT |  | 01,10,22 | 1 | 1AXX |  |  | ELB 7651 (ID NO. 0906) |  |  |  |  | 41003 | 42721 | 42761
10935 | 29200000TL | 03483 | EG1021010 | P | 58016447 | 58 | EGTL Spares | Mtce | 51 | 51Z | SEAL:LIGHTED END | 200 MM X 75 MM | Electric-Other : HIGH-PERFORMANCE GLASS-FILLED ENG. POLYMER, E100-L1-A, EX-CERT, FM APPROVED CL1, ZN1, AEX EM II T4 | ST | 8 | 0 | 0 | NO | 406 | 76593.525 | RAYCHEM | 583377-000 |  | 01,22 | 1 | 1AXX |  |  | ELB 7651 (ID NO. 0929) |  |  |  |  | 41003 |  | 42042
10936 | 29200000TL | 03483 | EG1021010 | P | 58016451 | 58 | EGTL Spares | Mtce | 51 | 51Z | STRAP:RAYCHEM,75-250 MM | PSA PACKAGE 160 XP001 | Electric-Other : FOR COMPONENTS ON PIPES WITH DIMENSION 2 IN TO 10 IN | PC | 8 | 0 | 0 | NO | 37.1675 | 7148.6318 | RAYCHEM | C77213-000 |  | 22 | 1 | 1AXX |  |  | ELB 7651 (ID NO. 0983) |  |  |  |  | 41003 |  | 42042
10937 | 29200000TL | 03483 | EG1021010 | P | 58016452 | 58 | EGTL Spares | Mtce | 51 | 51Z | STRAP: PIPE | RAYCHEM PIPE,250-500 MM | Electric-Other : FOR COMPONENTS ON PIPES WITH DIMENSION 10 IN TO 19.5 IN | PC | 10 | 4 | 8 | NO | 44.2 | 8507.49 | RAYCHEM | C77216-000 |  | 22 | 1 | 1AXX |  |  | ELB 7651 (ID NO. 0984) |  |  |  |  | 41003 |  | 42042
10938 | 29200000TL | 03483 | EG1020002 | P | 58016458 | 58 | EGTL Spares | Mtce | 14 | 14Z | SWITCH: PROXIMITY, 24 VDCSWITC | FOR WESTLOCK VALVE SWITCH BOX | Instruments - Other & Parts : MAGNUM XT-90 LP Proximity Switch with Rhodium contacts for PLC inputs for WESTLOCK limit switch Box.For very low power sensing inputs such as PLC. | EA | 11 | 0 | 0 | NO | 143.9635 | 28071.7001 | WESTLOCK | CONTACTS |  | 01,10,22 | 1 | 1AXX | [7 empty] | 40914 | 44911 | 42521
10939 | 29200000TL | 03483 | EG1021007 | S | 58016516 | 58 | EGTL Spares | Mtce | 72 | 72C | ELEMENT: FILTER | FLA - 120,E-12 140 M3/H | Filtration-Media : 99.998% UP TO 0.01 MICRON,SINTER, TYPE FLA - 120 / E-12-A, 160-PCV-0709B, E-12 140 M3/H | PC | 4 | 0 | 0 | NO | 1070.65 | 166218.4125 | SCHUMACHER | FLA-120 |  | 01,22 | 1 | 2CAB |  |  | OPERATING MANUAL |  |  |  |  | 41003 | 42615 | 41654
10940 | 29200000TL | 03483 | EG1027002 | P | 58016547 | 58 | EGTL Spares | Mtce | 76 | 76Z | RING: BACK-UP | ID 887.5 MM X WD 5 MM | Pumps-Other : TEFLON, FOR CASING HEAD, SUCTION SIDE, 105-CC-001B, 105-CC-001A | PC | 8 | 2 | 3 | NO | 749.965 | 116432.0695 | MHI |  | 1311-23 | 01,22 | 1 | 1AXX |  |  | 790-16031 |  |  |  |  | 40914
10941 | 29200000TL | 03483 | EG1024005 | P | 58016605 | 58 | EGTL Spares | Mtce | 76 | 76Z | SHAFT: PUMP,COMPOSITE | AIR COOLED CONDENSER | Item: Shaft 66659.5Part #: 210Item Material: C45+NParent Equip: centrifugal PumpParent Equip Model #: CPKNI-E 100-315Parent Equip Tag #: 110-PC-132/232/A/B/CManufacturer: KSB | EA | 1 | 0 | 0 | NO | 3086.0925 | 943878.3184 | KSB |  | 210 | 22 | 1 | 1AXX |  |  | 2687 A01 7511 |  |  |  |  | 40914 | 45758 | 43431 | -1 | 1
10942 | 29200000TL | 03483 | EG1022002 | P | 58016620 | 58 | EGTL Spares | Mtce | 50 | 50Z | BEARING: SEGMENT | 390 MM O/D X 342 I/D | Bearings & Accessories - All :OPEN, HEAVY SERIES, STEEL BS EN10, LOCATING SEGMENT; EGTL1-PBL-MEC-DD-500035, LOCATING SEGMENT; 150-CR-002A/B | EA | 2 | 0 | 0 | NO | 510.9055 | 79312.9625 | J H RICHARDS | CD55845 10 06 02 | ACM/2/72265/A | 01,21,22 | 1 | 1AXX |  |  | C10/1/00016 |  |  |  |  | 40914
10943 | 29200000TL | 03483 | EG1025014 | P | 58016621 | 58 | EGTL Spares | Mtce | 54 | 54D | O-RING: MAIN BEARING LCTG PIN | CD55845 10 06 02 | Part Number: ACM/2/72265/BMaterial: Viton.Drawing: EGTL1-PBL-MEC-DD-500035.For Compressor Model: 2D2/CD55846Eqpt Tag: 150-CR-002 A/B. | EA | 2 | 0 | 0 | NO | 16.2215 | 4959.2662 | PETER BROTHERHOOD LIMITED | ACM/2/72265/B | BS4518-2893-57-VITON-E | 01,22 | 1 | 1AXX | 1AXX |  | 150-CR-002A |  |  | BS4518-2893-57-VITON-E |  | 40914 |  | 43474
10944 | 29200000TL | 03483 | EG1025014 | P | 58016628 | 58 | EGTL Spares | Mtce | 57 | 57A | CLIP: HOSE, 4-1/8IN-5IN | STEEL | Hoses & Parts :EGTL1-PBL- MEC-DD-500035, 150-CR-002A/B | EA | 16 | 0 | 0 | NO | 17.12 | 5233.584 | STERLING | CD55845 10 26 01 | 28068/4120 | 01,22 | 1 |  |  |  | C11/2/00173 |  |  |  |  | 40914 | 45876 | 43061 | -4 | 1
10945 | 29200000TL | 03483 | EG1025014 | P | 58016629 | 58 | EGTL Spares | Mtce | 54 | 54D | O-RING: VITON-E, 289.3 MM ID | CD55845 11 03 03 | *OBS*GS&P-O-Rings : BS4518-2893-57-VITON-E Part Number: 25900/1488SIZE: 289.3MM ID, 5.7MM THICK.Material: Viton (BS4518)Drawing: EGTL1-PBL-MEC-DD-500035.For Compressor Model: 2D2/CD55846Eqpt Tag: 150-CR-002 A/B | EA | 8 | 0 | 0 | NO | 14.5193 | 3809.3392 | PETER BROTHERHOOD LTD | 25900/1488 |  | 01,22 | 1 | 1AXX | 1AXX |  | C11/2/00173 |  |  |  |  | 40914 | 45856 | 42308 | -1 | 1
10946 | 29200000TL | 03483 | EG1023005 | P | 58016632 | 58 | EGTL Spares | Mtce | 54 | 54A | SEAL: O-RING, PISTON | 1ST STAGE FIXED POCKET | Seals : VITON-E, 328, EGTL1-PBL-MEC-DD-500035 PART NOT SPECIFICALLY SHOWN, 150-CR-002A/B | EA | 6 | 0 | 0 | NO | 443.5979 | 135341.6935 | PETER BROTHERHOOD | OD17047 | OD17047 | 01,22 | 1 | 1AXX | 1BBB |  | 150-CR_002A |  |  |  |  | 40914 | 45860 | 42727 | -2 | 5
10947 | 29200000TL | 03483 | EG1025014 | P | 58016633 | 58 | EGTL Spares | Mtce | 54 | 54D | PACKING: RING SET | 92MM DIA | Packing / Glands / Stuffing Boxes : IMO PUMP AA 3G/NHSPFA250SC, 3570/0869 RINGS, FLUOLION, RND, | EA | 1 | 0 | 0 | NO | 23.6274 | 4642.5575 | IMO PUMP | AA3G/NHSPFA250SC |  | 01,22 | 1 | 1BAB | [5 empty] | AA 3G SERIES |  | 40914 | 42339
10948 | 29200000TL | 03483 | EG1025014 | P | 58016634 | 58 | EGTL Spares | Mtce | 54 | 54D | O-RING: 2ND STAGE FIXED POCKET | 319.3 MM, 330.7 MM OD, 5.7 MM | *OBS*GS&P-O-Rings : **BS4518-3193-57-VITON-E**EGTL1-PBL-MEC-DD-500035**150-CR-002 A/B**2D2/CD55845**CD55845/12/01/23** | EA | 4 | 0 | 0 | NO | 14.0313 | 2757.0075 | PETER BROTHERHOOD LIMITED | BS4518-3193-57-VITON-E | BS4518-3193-57-VITON-E | 01,22 | 1 | 1AXX | 1AXX |  | C12/2/00086 |  |  |  |  | 40914 | 42339 | 42308
10949 | 29200000TL | 03483 | EG1026005 | P | 58016639 | 58 | EGTL Spares | Mtce | 54 | 54A | SEAL: O-RING. PISTON | 2ND STAGE FIXED POCKET | Seals : VITON-E,328, EGTL1-PBL-MEC-DD-500035 PART NOT SPECIFICALLY SHOWN, 150-CR-002 A/B | EA | 2 | 0 | 0 | NO | 19.137 | 3760.2738 | PETER BROTHERHOOD | OD17047 | OD17047 | 01,22 | 1 | 1AXX | 1BBB |  | C12/2/00086 |  |  |  |  | 40914 | 42545 | 42334
10950 | 29200000TL | 03483 | EG1025014 | P | 58016640 | 58 | EGTL Spares | Mtce | 54 | 54D | KIT: PACKING, RING SET | SIZE: 92MM DIA, 9IN RING, FLUO | Packing / Glands / Stuffing Boxes : ALEKTON SCREW PUMPS MODEL AH270-900-2SSL NO. A6114774FLOW 121 DIFF. PRESSURE 9.65VISC. 75-250BKW 3.25SPEED 1750 | EA | 10 | 0 | 0 | NO | 23.6274 | 4642.5575 | ALEKTON SCREW PUMPS | A6114774 |  | 01,22 | 1 | 1AXX |  |  | SL/01/937/06129 |  |  | AH270-900-2S |  | 40914 | 45856 |  | -2 | 1
10951 | 29200000TL | 03483 | EG1025014 | S | 58016657 | 58 | EGTL Spares | Mtce | 51 | 51B | LAMP: LED INDICATOR | 1W, 12.254V | Electric Components - Lighting : &quot;WHITE, LED BULB, ROUND BASE, 8010/2-01, VARIOUS; EGTL1-PBL-MEC-GA-500008 | EA | 2 | 0 | 0 | NO | 30.61 | 4751.9 | STAHL | 128875 | 128875 | 01,10,22 | 1 | 3CAC |  |  | EGTL1-PBL-MEC-GA-500008 |  |  |  |  | 40914 | 43759
10952 | 29200000TL | 03483 | EG1025014 | P | 58016658 | 58 | EGTL Spares | Mtce | 51 | 51Z | BLOCK: CONTACT, 550V, 6A | 1 CIRCUIT | Electric-Other : &quot;COMP CARTRIDGE TERMINAL, 1NC, 8012/1-1; EGTL1-PBL-MEC-GA-500008 | EA | 1 | 0 | 0 | NO | 12.4857 | 1938.275 | STAHL | 132636 | 132636 | 01,22 | 1 | 3CAC |  |  | EGTL1-PBL-MEC-GA-500008 |  |  |  |  | 40914
10953 | 29200000TL | 03483 | EG1025014 | P | 58016659 | 58 | EGTL Spares | Mtce | 51 | 51Z | BLOCK: CONTACT, 550V, 6A | 2 CIRCUIT | Electric-Other : COMP CARTRIDGE TERMINAL, 2 CIRCUIT, 1NC, 8012/1-2, VARIOUS; EGTL1-PBL-MEC-GA-500008 PART NOT SHOWN ON DRAWING | EA | 1 | 0 | 0 | NO | 12.4857 | 1938.275 | STAHL | 132640 | 132640 | 01,22 | 1 | 3CAC |  |  | EGTL1-PBL-MEC-GA-500008 |  |  |  |  | 40914
10954 | 29200000TL | 03483 | EG1025014 | P | 58016660 | 58 | EGTL Spares | Mtce | 51 | 51B | LENS: INDICATING LIGHT | PANEL, WHITE, GLASS | Electric Components - Lighting : STAHL 8602A0054-1-WS, VARIOUS; CD55845 24 03 02 04 | EA | 1 | 0 | 0 | NO | 9.2636 | 1438.075 | STAHL | 155383 | 155383 | 22 | 1 | 3CAC |  |  | EGTL1-PBL-MEC-GA-500008 |  |  |  |  | 40914
10955 | 29200000TL | 03483 | EG1025014 | P | 58016661 | 58 | EGTL Spares | Mtce | 51 | 51B | LENS: INDICATING LIGHT, PANEL | GLASS, 2D2 COMPRESSOR | Electric Components - Lighting : STAHL 8602A0054-1-RT , SIZE: 38MM DIA | EA | 1 | 0 | 0 | NO | 9.2636 | 1438.075 | STAHL | 155380 | 155380 | 22 | 1 | 3CAC |  |  | EGTL1-PBL-MEC-GA-500008 |  |  |  |  | 40914
10956 | 29200000TL | 03483 | EG1023010 | P | 58016662 | 58 | EGTL Spares | Mtce | 51 | 51B | LENS: INDICATING LIGHT LED, | PANEL, YELLOW, GLASS | Electric Components - Lighting : STAHL 8602A0054-1-GE, VARIOUS SIZE: 38MM DIA (2D2 COMPRESSOR) | EA | 1 | 0 | 0 | NO | 9.2636 | 1438.075 | STAHL | 155381 | 155381 | 22 | 1 | 3CAC |  |  | EGTL1-PBL-MEC-GA-500008 |  |  |  |  | 40914
10957 | 29200000TL | 03483 | EG1023010 | P | 58016663 | 58 | EGTL Spares | Mtce | 28 | 28B | OPERATOR: SWITCH STANDARD | MOMENTARY PUSHBUTTON, BLACK | Safety-Personal : BLACK, POLYIMIDE, 8602A0001-1 AG, VARIOUS, 1.5 IN (38MM) O.D., (2D2 COMPRESSOR ) | EA | 1 | 0 | 0 | NO | 10.8746 | 1688.175 | STAHL | 155399 | 155399 | 22 | 1 | 3CAC |  |  | EGTL1-PBL-MEC-GA-500008 |  |  |  |  | 40914
10958 | 29200000TL | 03483 | EG1023010 | P | 58016664 | 58 | EGTL Spares | Mtce | 28 | 28B | OPERATOR: SWITCH, RED/YELLOW | EMERGENCY STOP RED MUSHROOM | Safety-Personal : POLYIMIDE, 8602A0009-1, ACTUATOR, 1.5 " (38MM) O.D., MAINTAINED ACTION. KEY-TO-RELEASE FROM MAINTAINED POSITION. ARROW DISK AND YELLOW WASHER SUPPLIED. CD55845 24 03 02 08, 8602 | EA | 7 | 0 | 0 | NO | 184.4902 | 28642.0727 | STAHL | 155512 |  | 22 | 1 | 3CAC |  |  | EGTL1-PBL-MEC-GA-500008 |  |  |  |  | 41003 | 42786 | 41437
10959 | 29200000TL | 03483 | EG1023010 | P | 58016665 | 58 | EGTL Spares | Mtce | 56 | 56Z | INSERT:SMALL,BLACK PLASTIC | 2D2 COMPRESSOR - NO: CD55845 | Fasteners / Hardware : 8040, EGTL1-PBL-MEC-GA-500008 | EA | 21 | 0 | 0 | NO | 4.6858 | 727.4774 | STAHL | CD55845 24 03 02 09 |  | 01,22 | 1 | 3CAC |  |  | EGTL1-PBL-MEC-GA-500008 |  |  |  |  | 41003 |  | 41437
10960 | 29200000TL | 03483 | EG1023010 | P | 58016666 | 58 | EGTL Spares | Mtce | 51 | 51Z | LABEL:COMPRESSOR PANEL | 100MM X 25MM, BLUE | Electric-Other : CONTROL PANEL,PLASTIC, SHAPE: RECTANGULAR, EGTL1-PBL-MEC-GA-500008 | EA | 1 | 0 | 0 | NO | 0.4028 | 62.525 | STAHL | CD55845 24 03 02 10 |  | 22 | 1 | 3CAC |  |  | EGTL1-PBL-MEC-GA-500008 |  |  |  |  | 41003
10961 | 29200000TL | 03483 | EG1023010 | P | 58016667 | 58 | EGTL Spares | Mtce | 51 | 51Z | ASSEMBLY:PROTECTIVE BRACKET | AND FLAP, 50MM X 50MM | Electric-Other : STAINLESS STEEL / GASKET, GB000746, VARIOUS, EGTL1-PBL-MEC-GA-500008 | EA | 3 | 0 | 0 | NO | 36.4258 | 5655.0667 | STAHL | GB000768 |  | 01,22 | 1 | 3CAC |  |  | EGTL1-PBL-MEC-GA-500008 |  |  |  |  | 41003 |  | 41437
10962 | 29200000TL | 03483 | EG1023010 | P | 58016668 | 58 | EGTL Spares | Mtce | 75 | 75F | HANDLE:ROTARY, SMALL, SS | LOCAL CONTROL PANEL | Material Handling - Lifting Equipment and Accessories : EGTL1-PBL-MEC-GA-500008 | EA | 3 | 0 | 0 | NO | 33.7453 | 5238.9417 | STAHL | CD55845 24 03 03 |  | 01,22 | 1 | 3CAC |  |  | EGTL1-PBL-MEC-GA-500008 |  |  |  |  | 41003 |  | 41437
10963 | 29200000TL | 03483 | EG1024003 | P | 58016692 | 58 | EGTL Spares | Mtce | 56 | 56Z | PLATE: METAL 25 MM X 70 MM,STL | HOT ROLLED,1.59LBS,BS EN10025 | *OBS*Fastener-BottWa : &quot;GR S185, 150-CR-002A/B EGTL1-PBL-MEC-DD-500035 TYPE: GUDGEON PIN RETAINING (2D2 COMPRESSOR)&quot; | EA | 2 | 0 | 0 | NO | 83.9762 | 13036.4625 | DRESSER RAND | CD55845 85 05 06 | C10/3/00432/A | 22 | 1 | 1AXX | 1AXX |  | C10/1/00016 |  |  |  |  | 40914
10964 | 29200000TL | 03483 | EG1024003 | P | 58016706 | 58 | EGTL Spares | Mtce | 87 | 87B | RING:STEEL 12MM DIA, MAIN OIL | MAIN DRIVE MOTOR | Engines - Parts : 150-CR-002A-M/B-M, EGTL1-PBL-MEC-GA-500005 | EA | 1 | 0 | 0 | NO | 324.6274 | 50395.15 | GE | CD55845 85 08 02 |  | 01,22 | 1 | 3CAC |  |  | M88D100131 |  |  |  |  | 41003
10965 | 29300000TL | 03483 | EG1024010 | S | 58016709 | 58 | EGTL Spares | Mtce | 51 | 51Z | OILER:MAIN DRIVE MOTOR | 16 OZ CAPACITY,1/4IN NPT SPOUT | Electric-Other : GLASS RESERVOIR/STL BODY, TRICO, MODEL: 34A721051P4, 150-CB-002 A-M/B-M, EGTL1-PBL-MEC-GA-500005 | EA | 2 | 1 | 2 | YES | 688.7 | 282112.181 | GE | CD55845 85 08 05 |  | 01,22 | 1 | 3CAC |  |  | M88D100131 |  |  |  |  | 43785 |  | 44273
10966 | 29200000TL | 03483 | EG1024003 | P | 58016712 | 58 | EGTL Spares | Mtce | 51 | 51Z | DETECTOR:TEMPERATURE, RTD | 100 OHMS AT 0c | Electric-Other : MAIN DRIVE MOTOR, 150-CR-002A/B, EGTL1-PBL-MEC-GA-500005 | EA | 2 | 0 | 0 | NO | 214.2702 | 33263.3 | GE | CD55845 85 08 08 |  | 01,22 | 1 | 3CAC |  |  | M88D100131 |  |  |  |  | 41003
10967 | 29200000TL | 03483 | EG1024014 | P | 58016746 | 58 | EGTL Spares | Mtce | 66 | 66F | CABINET:HEATER T HANDLE LOCK | HYDRAULIC GATE | Valve - Parts & Accessories :THIS UNIT HOUSES THE HEATER MX1638-25283 | EA | 3 | 0 | 0 | NO | 155.8606 | 24208.2333 | TYMETAL CORP | MX1638 - 25245 |  | 22 | 1 | 1CCC |  |  | EGTL1-CFC-CIV-OM-000003 |  |  |  |  | 41003 |  | 41486
10968 | 29200000TL | 03483 | EG1026013 | S | 58016762 | 58 | EGTL Spares | Mtce | 54 | 54A | GASKET:WS3822 PTFE/FIBER RING | THICKNESS 3MM | Seals : &quot;ECCN NO. NNLR/EAR99 182-PC-002A/B NOMINAL SIZE: 11/32/3 INSIDE DIAMETER: 11 OUTSIDE DIAMETER: 32 &quot; | EA | 3 | 0 | 0 | NO | 2064.8089 | 320562.33 | SULZER | 104943200448 | DE-6208 ZC3 | 01,22 | 1 | 1AXX | 1BBB | [6 empty] | 41244 | 45614 |  |  |  | -1 | 1
10969 | 29200000TL | 03483 | EG1026012 | S | 58016763 | 58 | EGTL Spares | Mtce | 54 | 54A | GASKET:DIN 1.4571 | DIAMETER 10MM | Seals : &quot;182-PC-002A/B THREADS: METRIC SPECIFICATION: . GRADE: ., 182-PC-002A/B &quot; | EA | 2 | 0 | 0 | NO | 4465.675 | 693296.24 | SULZER | 104943263949 | 5KS184RAA221 | 01,22 | 1 | 1AXX | 1BBB | [6 empty] | 41244 | 45621 |  |  |  | -4 | 3
10970 | 29200000TL | 03483 | EG1026013 | S | 58016765 | 58 | EGTL Spares | Mtce | 54 | 54A | SEAL: O-RING | EPDM 150 | *OBS*GS&P-O-Rings : ECCN NO. NNLR/EAR99,182-PC-002A/B | EA | 3 | 0 | 0 | NO | 67.6865 | 10508.7151 | SULZER | 21702018509 | ODE-6206 ZC3 | 01,22 | 1 | 1AXX | 1BBB | [6 empty] | 41244 | 45614 |  |  |  | -1 | 1
10971 | 29200000TL | 03483 | EG1026012 | P | 58016766 | 58 | EGTL Spares | Mtce | 54 | 54D | SEAL: O-RING | EPDM 150 | *OBS*GS&P-O-Rings : &quot;ECCN NO. NNLR/EAR99 182-PC-002A/B DIAMETER: 10MM LENGTH: 50MM THREADS: METRIC THREAD LENGTH: 50MM &quot; | PC | 3 | 6 | 8 | NO | 79.6675 | 12368.665 | SULZER | 21702014009 | ODE-6312 ZC3 | 01,22 | 1 | 1AXX | 2BAB | [6 empty] | 41244 | 45614 |  |  |  | -1 | 1
10972 | 29200000TL | 03483 | EG1026012 | P | 58016767 | 58 | EGTL Spares | Mtce | 54 | 54D | SEAL: O-RING | EPDM 150 | *OBS*GS&P-O-Rings : &quot;ECCN NO. NNLR/EAR99 182-PC-002A/B, TYR ESCRAVOS WAREHOUSE &quot; | PC | 3 | 6 | 8 | NO | 0 | 0 | SULZER | 21501003709 | ODE-6208 ZC3 | 01,22 | 1 | 1AXX | 2BAB | [6 empty] | 41244 | 45614 |  |  |  | -1 | 1
10973 | 29200000TL | 03483 | EG1019005 | P | 58016769 | 58 | EGTL Spares | Mtce | 76 | 76Z | RING:LABYRINTH,BRONZE/VITON | FIRE WATER PUMP | Pumps-Other : &quot;TYR ESCRAVOS WAREHOUSE ECCN NO. NNLR/EAR99 182-PC-002A/B&quot; | PC | 2 | 0 | 0 | NO | 2150.4732 | 333860.97 | SULZER | 104932052161 | 104932052161 | 01,22 | 1 | 1AXX |  |  | E1-S1810.158-X |  |  |  |  | 40914
10974 | 29200000TL | 03483 | EG1019017 | P | 58016779 | 58 | EGTL Spares | Mtce | 76 | 76Z | KIT: MECHANICAL SEAL | FOR FIRE WATER PUMP | Pumps-Other : CONTAINS SEALS BUNA,GASKETS CARBON,BEARINGS IN RESIST, MISC, 182-PC-001A/B/C | KI | 4 | 0 | 0 | NO | 13467.5897 | 2090955.4351 | SPS | 91909553(K0459-D) |  | 01,22 | 1 | 1AXX | [7 empty] | 41244 | 44898
10975 | 29200000TL | 03483 | EG1026010 | S | 58016852 | 58 | EGTL Spares | Mtce | 72 | 72Z | ELEMENT: FILTER HYDRAULIC | <70MM OD X 248MM LG,10 MICRON | Filtration - Filters/ Other : BETA MICRON, HYDAC -0060 D 010 BH3HC, ELECTRO HYDRAULIC SYSTEM, EGTL1-CCI-ELE-CS-100001 PART 33B | EA | 1 | 0 | 0 | NO | 99.95 | 30522.731 | HYDAC | 0060 D 010 BH3HC |  | 01,22 | 1 | 1BAA | 1BBB |  | 48HK714 |  |  |  |  | 41003 | 44864 | 43237
10976 | 29200000TL | 03483 | EG1026010 | P | 58016853 | 58 | EGTL Spares | Mtce | 14 | 14Z | SWITCH: PRESSURE | TURBINE BYPASS VALVE | Instruments - Other & Parts : HEMOMATIK - LAY-600-002-311-11, SP38, ELECTRO HYDRAULIC SYSTEMS, EGTL1-CCI-ELE-CS-100001 PART 38C | EA | 1 | 0 | 0 | NO | 5987 | 929481.75 | HEMOMATIK | 401-70-160 |  | 01,10,22 | 1 | 1BAA |  |  | 48HK714 |  |  |  |  | 41003
10977 | 29200000TL | 03483 | EG1026010 | P | 58016856 | 58 | EGTL Spares | Mtce | 66 | 66F | KIT:PACKING | FOR PRE HEAT VALVE | Valve - Parts & Accessories :CONTAINS STEM PACKING,GASKETS, 110-TV-1376, EGTL1-CCI-MEC-GA-100003 | EA | 6 | 0 | 0 | NO | 368.1667 | 72127.995 | CCI | 89000392 |  | 01,22 | 1 | 1BAA |  |  | S089573 |  |  |  |  | 41003 |  | 42065
10978 | 29200000TL | 03483 | EG1018003 | P | 58016939 | 58 | EGTL Spares | Mtce | 54 | 54D | SET:LAMINATED CARBON,315MM DIA | 110-CC-101 | *OBS*GS&P-Other : CROSS REF DWG: 10000304437_88, 10000298845_158.Pos/Tag No: 88. Preservation required.Set of Carbon Brushes for ASU Steam Compressor. | EA | 1 | 2 | 4 | NO | 577.07 | 176843.1015 | MAN TURBO | 1347.002 | 74669000 | 00 | 1 |  | 2BAB |  | 10000298845_158 |  |  |  |  | 41003 | 45564 |  |  |  | -3 | 2
10979 | 29200000TL | 03483 | EG1020002 | P | 58016955 | 58 | EGTL Spares | Mtce | 14 | 14Z | PROBE:SHAFT VIBRATION,8 MM TIP | DIA,240 MM LG, -35 TO 85 DEG C | Instruments - Other & Parts : 2 M CABLE LG,A308 ALUMINUM, 110-VE-1021X/Y; 110-VE-1022X/Y, 110-VE-1021X/Y; 110-VE-1022X/Y | EA | 9 | 0 | 0 | NO | 1115.3546 | 367771.3067 | MAN TURBO | 9107.070 |  | 00 | 1 |  |  |  | 10000304437_3 |  |  |  |  | 41003 | 45372 | 43438 |  |  | -4 | 1
10980 | 29200000TL | 03483 | EG1020011 | P | 58016957 | 58 | EGTL Spares | Mtce | 14 | 14Z | PROBE:SHAFT AXIAL DISPLACEMENT | 8MM TIP DIA,240MM LG,-35 TO 85 | Instruments - Other & Parts : DEG C,2M CABLE LG,ALUM A308, 110-VE-1025A, 110-VE-1025B, 110-VE-1025C, 110-VE-1027A, 110-VE-1027B, 110-VE-1027C, EQUIPMENT: 110-CC-101, 110-VE-1025A, 110-VE-1025B | EA | 9 | 0 | 0 | NO | 776.11 | 236325.495 | MAN TURBO | 9107.08 |  | 00 | 1 |  |  |  | 10000304437_4 |  |  |  |  | 41003 | 45369 | 42582 |  |  | -1 | 1
10981 | 29200000TL | 03483 | EG1024012 | P | 58017209 | 58 | EGTL Spares | Mtce | 50 | 50Z | BEARING: DILAG SLIDING | 44MM OD,20MM LG, RD.70/50 X 40 | Bearings & Accessories STEEL Mat No: Z491-4-004121 & Pos/Tag No: 9231-016.- RD.70/50 X 40, WBS T.2308106.23 / ORDER# 3330815 | EA | 2 | 0 | 0 | NO | 968.44 | 296778.1209 | MAN TURBO | Z491-4-004121 |  | 01,21,22 | 1 | 2CAC | 0AAA |  | 10000004384_16 |  |  | 9231-016 |  | 41003 | 43618 | 43482
10982 | 29200000TL | 03483 | EG1025016 | P | 58017223 | 58 | EGTL Spares | Mtce | 66 | 66F | SPRING:PRESSURE,24 MM ID X | 185 MM OD X 493 MM LG,STL | Valve - Parts & Accessories :110-PV-1004A, 110-PV-1004B | EA | 1 | 0 | 0 | NO | 1053.59 | 322872.6555 | MAN TURBO | 9232.032 |  | 01 | 1 | 2CAC |  |  | 491-1-004199_32 |  |  |  |  | 41003 | 44277 | 43217
10983 | 29200000TL | 03483 | EG1026003 | S | 58017224 | 58 | EGTL Spares | Mtce | 66 | 66Z | COUPLING:SHAFT,FLEXIBLE RIGID | 250MM BORE,330MM OD,584MM LG | Valve-Other : CHROME,110-PV-1004A, 110-PV-1004B | EA | 2 | 0 | 0 | NO | 4262.58 | 1304083.0688 | MAN TURBO | 9233.010. |  | 01 | 1 | 2CAC |  |  | 491-1-004196_10 |  |  |  |  | 41003 | 44278 | 43350
10984 | 29300000TL | 03483 | EG1023015 | S | 58017239 | 58 | EGTL Spares | Mtce | 54 | 54A | GASKET SET:AIR COOLER BAC-1 | 3370MM/3690MM/3930MM,VITON/ | Seals : &quot;NITRILE RUBBER, 5 PIECE, 110-ES-102 (CONSISTING OF:1 X GASKET (POS.1600), 1 X GASKET (POS.1610), 1 X GASKET (POS.1620), 1 X GASKET (POS.1630), 1 X GASKET (POS.1640) 1600: 3370 (110-CC-101)&quot; | EA | 2 | 1 | 2 | YES | 19065.94 | 7919800.8166 | MAN TURBO |  | 10544698 | 01 | 1 | 2CAC | 2CAC |  | 10000252938_FOR_ES-102 |  |  |  |  | 44174 |  | 44566
10985 | 29200000TL | 03483 | EG1016017 | P | 58017271 | 58 | EGTL Spares | Mtce | 14 | 14I | THERMOMETER:DIAL/COILED BMETAL | 0-100 DEG C RANGE,1 DEG C | 130 MM DIA X 250 MM LG, 110-TI-1052/1058, 110-TI-1056/1057A/B (110-CC-101)As per datasheet : EGTL-MAN-INS-DS-100001 , page 25 | EA | 2 | 0 | 0 | NO | 3988.8075 | 877123.9687 | MAN TURBO | 10544567 | 10544567 | 00 | 1 | 2CAC |  |  | 10000260945_79 |  |  |  |  | 40914 | 43899 | 42852
10986 | 29200000TL | 03483 | EG1022010 | P | 58017277 | 58 | EGTL Spares | Mtce | 54 | 54A | GASKET SET:MAIN & AUX OIL PUMP | 3/4 300LB,1 300LB,2 300LB | Seals : 3/4 150#, 1 150#, 2 150#, 3 150#, 4 150#, 6 150#, 8 150#, SIL C4400, 10 PIECE, 110-PC-101A/B, 110-PC-101A/B, 3/4 300#, 1 300#, 2 300#, (110-CC-101) | EA | 1 | 0 | 0 | NO | 5484.83 | 851519.8575 |  |  | 10544119 | 00 | 1 | 2CAC |  |  | 10000260945_FOR_8 |  |  |  |  | 40914
10987 | 29200000TL | 03483 | EG1018020 | P | 58017366 | 58 | EGTL Spares | Mtce | 11 | 11Z | BOARD:PRINTED CIRCUIT | FUNCTION:BINARY I/O SIGNALS | THE TFAB-DIGIO-2OO3 FIELD ASSEMBLY BOARD SUPPLIES 10 INDEPENDENT 2-OUT-OF-3 RELAY VOTERS. THESE ARE CONNECTED TO THE THREE REDUNDANT MCDOT-S DIGITAL OUTPUT CARDS VIA PRECONFIGURED CABLE, USING SUB-D 50-PIN PLUGS | EA | 3 | 2 | 4 | NO | 5908.3225 | 917148.8241 | MAN TURBO | 10544558 |  | 00 | 1 | 2CAC | [7 empty] | 41206 | 45113 | 41662 |  |  |  |  | 0 | 2
10988 | 29200000TL | 03483 | EG1025009 | P | 58017408 | 58 | EGTL Spares | Mtce | 66 | 66F | KIT: SPARE PART | FOR INTERMEDIATE EXHAUST FLAP | Valve - Parts & Accessories :CONTAINS VALVE SEAT, SHAFT SEALS, 110-XV-1001, (110-CC-101) | KI | 1 | 0 | 0 | NO | 8827.78 | 1370512.845 |  |  | 10545268 | 00 | 1 | 2CAC |  |  | 10000252938_FOR_XV1001 |  |  |  |  | 40914
10989 | 29200000TL | 03483 | EG1017020 | P | 58017503 | 58 | EGTL Spares | Mtce | 51 | 51C | FUSE:TIME DELAY CLASS CC,1/2A | 600VAC,200KA IR | Electric Components - Motor / Generator :FERRULE,FIBERGLASS,1.5 X .41IN, FILLED, CORRECTED 2/15/2010, SHELTER 120-AH-203, SHELTER 172-AH-015, SHELTER 174-AH-001, SHELTER 120-AH-203, SHELTER 130-AH-143, SHELTER 130-AH-2 | EA | 40 | 0 | 0 | NO | 19.011 | 2950.5105 | MARC CLIMATIC | ATQR 1/2 | 640085 | 01,22 | 1 | 1BCB | [7 empty] | 41250
10990 | 29200000TL | 03483 | EG1017020 | P | 58017513 | 58 | EGTL Spares | Mtce | 51 | 51C | MONITOR:PHASE REVERSAL MONITOR | TO 480 VOLTS RANGE | Electric Components - Motor / Generator :SHELTER 120-AH-203, SHELTER 172-AH-015, SHELTER 174-AH-001, SHELTER 130-AH-243, SHELTER 150-AH-001, SHELTER 130-AH-143, 120-AH-103,EGTL1-SEA-ELE-DD-000100, SHELTER 120-AH-203, SH SYMCOM MOTOR SAVER MODEL 202-RP TRI | EA | 4 | 0 | 0 | NO | 208.5339 | 55047.465 | SYMCOM | MS202-RP |  | 00 | 1 | 1BCB | [5 empty] | MS202 |  | 41250 | 43206 | 43260
10991 | 29200000TL | 03483 | EG1017007 | P | 58017518 | 58 | EGTL Spares | Mtce | 50 | 50Z | BEARING:BALL FLANGE BLOCK | 3/4 IN ID,SQ,CI HSG,4 BOLT | Bearings & Accessories - All :&quot;3/8 IN BOLT DIA,VF4S200 SERIES, SHELTER 120-AH-203, SHELTER 172-AH-015, SHELTER 174-AH-001 120-AH-103 EGTL1-SEA-ELE-DD-000100&quot; | EA | 6 | 0 | 0 | NO | 157.4246 | 24432.2937 | MARC CLIMATIC | 5X698 | OSB102729700018 | 01,21,22 | 1 | 1BCB | [7 empty] | 41250
10992 | 29200000TL | 03483 | EG1016016 | P | 58017633 | 58 | EGTL Spares | Mtce | 14 | 14I | THERMOSTAT:SAFETY,20-150 DEG C | RANGE,240V, ATHS-70U | Temperature and heat measuring instruments : SUPPLIER 09-104-EGTL-ADMIN-Z-1.1 ....-4.7Surface-mounting thermostat ATHs 70U (Temperature range 20°C -150°C), IP54 (mounting with 200mm screw-in pocket in the housing) | EA | 2 | 0 | 0 | NO | 786.7802 | 122134.9335 | VOLTA | ERRG/91 |  | 00 | 1 | 2CAC |  |  | EGTL1-JBN-HVC-DD-9013XX |  |  |  |  | 41003 |  | 41748
10993 | 29200000TL | 03483 | EG1016016 | P | 58017634 | 58 | EGTL Spares | Mtce | 66 | 66P | CONTROLLER:FLOW RATE,10-100% | RANGE,24VDC, UNIT,TVJ,B028PJ5 | Valve - Actuator & Positioner: VARY CONTROL, AIR TERMINAL UNITS TROX COMPACT - CONTROLLER, SUPP PART NO 09-104-EGTL-ADMIN-Z-3.1, -3.2 | EA | 1 | 0 | 0 | NO | 629.18 | 97667.6114 | TROX GMBH | SMV-D3 |  | 00 | 1 | 2CAC | 1BBB |  | EGTL1-JBN-HVC-DD-901305 |  |  |  |  | 41003 |  | 41748
10994 | 29200000TL | 03483 | EG1018011 | P | 58017643 | 58 | EGTL Spares | Mtce | 02 | 02A | BREAKER:CIRCUIT,CHILLER,240/ | 480,600V,2 POLE,16A,16AIC | Heating Ventilation and Air Conditioning Equipnment & Parts : 3XADMIN & 1XWRKSHP, SUPPLIER 09-104-EGTL-ADMIN-CH1-3&WKSHP-CH1 | EA | 1 | 0 | 0 | NO | 53.34 | 8281.0656 | TRANE | BKR0084E |  | 00 | 1 | 2CAC |  |  | EGTL1-JBN-HVC-DD-901312 |  |  |  |  | 41003 |  | 41650
10995 | 29200000TL | 03483 | EG1018011 | P | 58017644 | 58 | EGTL Spares | Mtce | 02 | 02A | BREAKER:CIRCUIT,CHILLER,240/ | 480,600V,2 POLE,2.5/4A,4AIC | Heating Ventilation and Air Conditioning Equipnment & Parts : 3XADMIN & 1XWRKSHP, SUPPLIER 09-104-EGTL-ADMIN-CH1-3&WKSHP-CH1 | EA | 1 | 0 | 0 | NO | 46.5 | 7219.1517 | TRANE | BKR0103E |  | 00 | 1 | 2CAC |  |  | EGTL1-JBN-HVC-DD-901312 |  |  |  |  | 41003 |  | 41650
10996 | 29200000TL | 03483 | EG1018011 | P | 58017645 | 58 | EGTL Spares | Mtce | 02 | 02A | BREAKER: CIRCUIT,CHILLER,240/ | 480,600V,2 POLE,6/10A,10AIC | Heating Ventilation and Air Conditioning Equipnment & Parts : 3XADMIN & 1XWRKSHP, SUPPLIER 09-104-EGTL-ADMIN-CH1-3&WKSHP-CH1 | EA | 1 | 0 | 0 | NO | 46.5 | 7219.1517 | TRANE | BKR0106E |  | 00 | 1 | 2CAC |  |  | EGTL1-JBN-HVC-DD-901312 |  |  |  |  | 41003 |  | 41650
10997 | 29300000TL | 03483 | EG1018011 | P | 58017646 | 58 | EGTL Spares | Mtce | 02 | 02A | SWITCH: PRESSURE,HVAC SYSTEM | 0.5-1.5 BAR RANGE,CHILLERS | Heating Ventilation and Air Conditioning Equipnment & Parts : 13 ENCLOSURE, CHILLERS 3XADMIN AND 1XWRKSHP, SUPPLIER 09-104-EGTL-ADMIN-CH1-3&WKSHP-CH1 | EA | 3 | 0 | 1 | YES | 330.74 | 131576.6405 | TRANE | CNT0209E |  | 00 | 1 | 2CAC | 2BBB |  | EGTL1-JBN-HVC-DD-901312 |  |  |  |  | 43906 | 44691 | 44533
10998 | 29300000TL | 03483 | EG1017017 | P | 58017647 | 58 | EGTL Spares | Mtce | 02 | 02A | COIL: ELECTRICAL,HVAC,120VAC | 50/60HZ 17W,CHILLERS | Heating Ventilation and Air Conditioning Equipnment & Parts : 3XADMIN & 1XWRKSHP, SUP PN 09-104-EGTL-ADMIN-CH1-3&WKSHP-CH1 | EA | 1 | 0 | 1 | YES | 359.4 | 558238.05 | TRANE | COL0299E |  | 00 | 1 | 2CAC | 2BBB |  | EGTL1-JBN-HVC-DD-901312 |  |  |  |  | 43770 |  | 45384
10999 | 29200000TL | 03483 | EG1018011 | P | 58017648 | 58 | EGTL Spares | Mtce | 02 | 02A | BLOCK:CONTACT,AUXILIARY,240V | 6A,SCREW TERMINAL,1 CIRCUIT | Heating Ventilation and Air Conditioning Equipnment & Parts : 1NO-1NC, CHILLERS 3XADMIN & 1XWRKSHP, TIGHT 1C/1O, SUPPLIER 09-104-EGTL-ADMIN-CH1-3&WKSHP-CH1 | EA | 2 | 0 | 0 | NO | 92.2584 | 14323.1199 | TRANE | CTC0057E |  | 00 | 1 | 2CAC |  |  | EGTL1-JBN-HVC-DD-901312 |  |  |  |  | 41003 |  | 41650
11000 | 29200000TL | 03483 | EG1018011 | P | 58017649 | 58 | EGTL Spares | Mtce | 02 | 02A | BLOCK: CONTACT,AUXILIARY,240V | 6A,SCREW TERMINAL,1 CIRCUIT | Heating Ventilation and Air Conditioning Equipnment & Parts : 1NO,CHILLERS 3XADMIN & 1XWRKSHP, 1C, SUPPLIER 09-104-EGTL-ADMIN-CH1-3&WKSHP-CH1 | EA | 2 | 0 | 0 | NO | 84.7643 | 13159.6922 | TRANE | CTC0059E |  | 00 | 1 | 2CAC |  |  | EGTL1-JBN-HVC-DD-901312 |  |  |  |  | 41003 |  | 41650
11001 | 29200000TL | 03483 | EG1018011 | P | 58017651 | 58 | EGTL Spares | Mtce | 02 | 02A | CONTACTOR:CHILLER,230/460VAC | LINE,110/120VAC COIL,9A,3 POLE | Heating Ventilation and Air Conditioning Equipnment & Parts : GENERAL PURPOSE ENCLOSURE, 3XADMIN & 1XWRKSHP, 10/1F, SUPPLIER 09-104-EGTL-ADMIN-CH1-3&WKSHP-CH1 | EA | 2 | 0 | 0 | NO | 618.2904 | 95989.91 | TRANE | CTR0283E |  | 00 | 1 | 2CAC |  |  | EGTL1-JBN-HVC-DD-901312 |  |  |  |  | 41003 |  | 41650
11002 | 29200000TL | 03483 | EG1019015 | P | 58017652 | 58 | EGTL Spares | Mtce | 02 | 02A | CONTACTOR:CHILLER,230/460VAC | LINE,110/120VAC COIL,80A,3POLE | Heating Ventilation and Air Conditioning Equipnment & Parts : GENERAL PURPOSE ENCLOSURE,3XADMIN & 1XWRKSHP, 1O/1F, SUPPLIER 09-104-EGTL-ADMIN-CH1-3&WKSHP-CH1 | EA | 2 | 1 | 2 | NO | 809.1687 | 141931.2736 | TRANE | CTR0291E |  | 00 | 1 | 2CAC |  |  | EGTL1-JBN-HVC-DD-901312 |  |  |  |  | 41003 | 42031 | 42077
11003 | 29200000TL | 03483 | EG1018011 | P | 58017653 | 58 | EGTL Spares | Mtce | 02 | 02A | FUSE:HVAC SYSTEM,50A,460V | 50A IR,PIN,CERAMIC,14MM DIA X | Heating Ventilation and Air Conditioning Equipnment & Parts : 50MM,CHILLERS 3XADMIN & 1XWRKSHP, SUPPLIER 09-104-EGTL-ADMIN-CH1-3&WKSHP-CH1 | EA | 1 | 0 | 0 | NO | 49.23 | 7642.9858 | TRANE | FUS0133E |  | 00 | 1 | 2CAC |  |  | EGTL1-JBN-HVC-DD-901312 |  |  |  |  | 41003 |  | 41650
11004 | 29200000TL | 03483 | EG1018011 | P | 58017654 | 58 | EGTL Spares | Mtce | 02 | 02A | ELEMENT: HEATER,110V,150MM X | 100MM,1.5A,CR NI,CHILLERS | Heating Ventilation and Air Conditioning Equipnment & Parts : 3XADMIN & 1XWRKSHP, SUPPLIER 09-104-EGTL-ADMIN-CH1-3&WKSHP-CH1 | EA | 1 | 0 | 0 | NO | 8.21 | 1274.6072 | TRANE | HTR0101E |  | 00 | 1 | 2CAC |  |  | EGTL1-JBN-HVC-DD-901312 |  |  |  |  | 41003 |  | 41650
11005 | 29200000TL | 03483 | EG1019015 | P | 58017657 | 58 | EGTL Spares | Mtce | 02 | 02A | MODULE:CHILLER,ANALOG INPUT | COMPRESSOR CONTROL OUTPUT,24V | Heating Ventilation and Air Conditioning Equipnment & Parts : POWER, 3XADMIN & 1XWRKSHP, CPM GESTION UNIT CPM, SUPPLIER 09-104-EGTL-ADMIN-CH1-3&WKSHP-CH1 | EA | 1 | 0 | 0 | NO | 202.41 | 31424.2688 | TRANE | MOD0119E/MOD01424 |  | 00 | 1 | 2CAC |  |  | EGTL1-JBN-HVC-DD-901312 |  |  |  |  | 41003 |  | 41650
11006 | 29200000TL | 03483 | EG1017012 | P | 58017665 | 58 | EGTL Spares | Mtce | 02 | 02A | SWITCH:CHILLER,3P,460VAC,400A | 3PH,50/60HZ,NO-NC,SURFACE | Heating Ventilation and Air Conditioning Equipnment & Parts : MOUNT | EA | 1 | 0 | 0 | NO | 1000 | 155250.5744 | TRANE | SWT0177E |  | 00 | 1 | 2CAC |  |  | EGTL1-JBN-HVC-DD-901312 |  |  |  |  | 41003 |  | 41638
11007 | 29200000TL | 03483 | EG1017012 | P | 58017666 | 58 | EGTL Spares | Mtce | 02 | 02A | TIMER:DIGITAL,50 MINUTE RANGE | 120VAC, 3XADMIN AND 1XWRKSHP | Heating Ventilation and Air Conditioning Equipnment & Parts : FIXE, SUPPLIER 09-104-EGTL-ADMIN-CH1-3&WKSHP-CH1 | EA | 2 | 0 | 0 | NO | 275.3355 | 42745.9305 | TRANE | TMR0050E |  | 00 | 1 | 2CAC |  |  | EGTL1-JBN-HVC-DD-901312 |  |  |  |  | 41003 |  | 41638
11008 | 29200000TL | 03483 | EG1019008 | P | 58017667 | 58 | EGTL Spares | Mtce | 02 | 02A | TRANSFORMER:CHILLER,1.6KVA | 480VAC,24-110VAC,50/60HZ,1PH | Heating Ventilation and Air Conditioning Equipnment & Parts : 3XADMIN & 1XWRKSHP, SUPPLIER 09-104-EGTL-ADMIN-CH1-3&WKSHP-CH1 | EA | 1 | 0 | 0 | NO | 1350 | 209588.2754 | TRANE | TRR0154E |  | 00 | 1 | 2CAC |  |  | EGTL1-JBN-HVC-DD-901312 |  |  |  |  | 41003 |  | 41638
11009 | 29200000TL | 03483 | EG1017012 | P | 58017669 | 58 | EGTL Spares | Mtce | 02 | 02A | CONTACTOR:CHILLER,65A | 460VAC LINE,120VAC COIL,3 POLE | Heating Ventilation and Air Conditioning Equipnment & Parts : GENERAL PURPOSE ENCLOSURE, 3XADMIN, 1F/1O | EA | 1 | 0 | 0 | NO | 780 | 121095.448 | SCHNEIDER ELECTRIC | LCID65F7 |  | 00 | 1 | 2CAC |  |  | EGTL1-JBN-HVC-DD-901312 |  |  | TYSYS -043687 |  | 41003 |  | 41638
11010 | 29200000TL | 03483 | EG1017019 | P | 58017670 | 58 | EGTL Spares | Mtce | 02 | 02A | CONTACTOR:CHILLER,115A | 460VAC LINE,120VAC COIL,3 POLE | Heating Ventilation and Air Conditioning Equipnment & Parts : GENERAL PURPOSE ENCLOSURE, 3XADMIN, LC1 D1 | EA | 1 | 0 | 0 | NO | 770 | 119542.9423 | SCHNEIDER | LC1D115AKUE |  | 00 | 1 | 2CAC |  |  | EGTL1-JBN-HVC-DD-901312 |  |  |  |  | 41003 |  | 41638
11011 | 29200000TL | 03483 | EG1017019 | P | 58017671 | 58 | EGTL Spares | Mtce | 02 | 02A | ELEMENT:HEATER,125W,125VAC,M24 | 1A,CR NI,CHILLERS 3XADMIN, THD | Heating Ventilation and Air Conditioning Equipnment & Parts : | EA | 1 | 0 | 0 | NO | 550 | 85387.8159 | TRANE | HTR0188E |  | 00 | 1 | 2CAC |  |  | EGTL1-JBN-HVC-DD-901312 |  |  |  |  | 41003 |  | 41638
11012 | 29200000TL | 03483 | EG1017019 | P | 58017672 | 58 | EGTL Spares | Mtce | 02 | 02A | TRANSFORMER:INSTRUMENT,OUTDOOR | CHILLER,100-150A RATIO,460VAC | Heating Ventilation and Air Conditioning Equipnment & Parts : 3XADMIN, CT, 100-150A | EA | 2 | 2 | 3 | NO | 350.075 | 54349.3449 | TRANE | TRR00715 |  | 00 | 1 | 2CAC |  |  | EGTL1-JBN-HVC-DD-901312 |  |  |  |  | 41003 |  | 41729
11013 | 29200000TL | 03483 | EG1017012 | P | 58017674 | 58 | EGTL Spares | Mtce | 02 | 02A | CONTACTOR:CHILLER,6A,460VAC | LINE,120VAC COIL,6A,3 POLE | Heating Ventilation and Air Conditioning Equipnment & Parts : GENERAL PURPOSE ENCLOSURE, 1XWKSHP, MINI-CONTACTOR, 1O | EA | 9 | 7 | 15 | NO | 52.3463 | 8868.3815 | TRANE | CTR0254E |  | 00 | 1 | 2CAC |  |  | EGTL1-JBN-HVC-DD-902315 |  |  |  |  | 41003 | 41969 | 41972
11014 | 29200000TL | 03483 | EG1017014 | P | 58017675 | 58 | EGTL Spares | Mtce | 02 | 02A | CONTACTOR:CHILLER,40A,460VAC | LINE,120VAC COIL,40A,3 POLE | Heating Ventilation and Air Conditioning Equipnment & Parts : GENERAL PURPOSE ENCLOSURE, 1XWKSHP, 1O/1F | EA | 8 | 7 | 15 | NO | 285.4622 | 45234.8121 | TRANE | CTR03556E+RLY0351E |  | 00 | 1 | 2CAC |  |  | EGTL1-JBN-HVC-DD-902315 |  |  |  |  | 41003 | 45151 | 41982 |  |  |  |  | -1 | 1
11015 | 29300000TL | 03483 | EG1017021 | P | 58017676 | 58 | EGTL Spares | Mtce | 02 | 02A | CONTACTOR:CHILLER,50A,460VAC | LINE,120VAC COIL,50A,3 POLE | Heating Ventilation and Air Conditioning Equipnment & Parts : GENERAL PURPOSE ENCLOSURE,1XWKSHP, 1F/1O Make item Reorderable | EA | 3 | 1 | 2 | YES | 631.6 | 962752.8197 | TRANE | CTR0354E+RLY0352E |  | 00 | 1 | 2CAC | 1BBB |  | EGTL1-JBN-HVC-DD-902315 |  |  |  |  | 43770 |  | 45775
11016 | 29200000TL | 03483 | EG1017019 | P | 58017678 | 58 | EGTL Spares | Mtce | 02 | 02A | ELEMENT: HEATER,125W,125VAC | 1/2 IN,1A,CU,1XWKSHP | Heating Ventilation and Air Conditioning Equipnment & Parts : HEATER IMMERGED, MONOPHASE | EA | 2 | 2 | 3 | NO | 815.165 | 126554.8345 | TRANE | HTR0187E |  | 00 | 1 | 2CAC |  |  | EGTL1-JBN-HVC-DD-902315 |  |  |  |  | 41003 |  | 41729
11017 | 29200000TL | 03483 | EG1017012 | P | 58017679 | 58 | EGTL Spares | Mtce | 02 | 02A | TRANSFORMER: INSTRUMENT | CHILLER,66-100A RATIO,460V | Heating Ventilation and Air Conditioning Equipnment & Parts : OUTDOOR, 1XWKSHP | EA | 2 | 2 | 3 | NO | 350.075 | 54349.3449 | TRANE | TRR00714 |  | 00 | 1 | 2CAC |  |  | EGTL1-JBN-HVC-DD-902315 |  |  |  |  | 41003 |  | 41729
11018 | 29200000TL | 03483 | EG1018012 | P | 58017699 | 58 | EGTL Spares | Mtce | 14 | 14Z | HUB: NETWORK,ETHERNET SWITCH | 8,10/100 MBIT/S,CONTROL SYSTEM | Instruments - Other & Parts : PANEL EQUIPMENT, INDUSTRIAL, CROSS REF DWG EGTL1-JBN-ELE-SC-90137072, SUPPLIER PAR NO 09-104-EGTL-ADMIN-CP1-2&WKSHP-CP1 | EA | 1 | 0 | 0 | NO | 240.99 | 37408.8777 | MOXA | MOXA EDS-208 |  | 00 | 1 | 2CAC |  |  | SEE ADDITIONAL INFO |  |  |  |  | 41003 |  | 41670
11019 | 29200000TL | 03483 | EG1017004 | P | 58017713 | 58 | EGTL Spares | Mtce | 72 | 72C | FILTER:CONTROL SYSTEM,255MM X | 255MM,POLYESTER ELEMENT | Filtration-Media : >10 MICRON,PLASTIC HSG | EA | 3 | 0 | 0 | NO | 159.8933 | 25726.848 | RITTAL | 3240200 |  | 00 | 1 | 2CAC | [7 empty] | 41003 |  | 41741
11020 | 29200000TL | 03483 | EG1017004 | P | 58017714 | 58 | EGTL Spares | Mtce | 14 | 14Z | LIGHT:UNIVERSAL,110-240VAC | 10W,WHITE | Instruments - Other & Parts : | EA | 1 | 0 | 0 | NO | 980 | 152145 | RITTAL | PS 4155000 |  | 00 | 1 | 2CAC |  |  | SEE ADDITIONAL INFO |  |  |  |  | 41003 |  | 41682
11021 | 29200000TL | 03483 | EG1019009 | P | 58017715 | 58 | EGTL Spares | Mtce | 14 | 14Z | CONTACTOR:CONTROL SYSTEM | 110/120VAC LINE,120VAC COIL | Instruments - Other & Parts : 6A,1 POLE,GENERAL PURPOSE ENCLOSURE | EA | 1 | 0 | 0 | NO | 119.89 | 18611.7236 | SIEMENS | 3RH1122-1AK60 |  | 00 | 1 | 2CAC |  |  | SEE ADDITIONAL INFO |  |  |  |  | 41003 |  | 41629
11022 | 29200000TL | 03483 | EG1019009 | P | 58017716 | 58 | EGTL Spares | Mtce | 14 | 14Z | CONTACTOR:CONTROL SYSTEM | 110/120VAC LINE,120VAC COIL,6A | Instruments - Other & Parts : 1 POLE,GENERAL PURPOSE ENCLOSURE | EA | 2 | 0 | 0 | NO | 106.04 | 16461.1887 | SIEMENS | 3RH1131-1AK60 |  | 00 | 1 | 2CAC |  |  | SEE ADDITIONAL INFO |  |  |  |  | 41003 |  | 41694
11023 | 29200000TL | 03483 | EG1019009 | P | 58017717 | 58 | EGTL Spares | Mtce | 14 | 14Z | CONTACTOR:CONTROL SYSTEM,24VAC | LINE,120VAC COIL,6A,1 POLE | Instruments - Other & Parts : GENERAL PURPOSE ENCLOSURE, 4NO | EA | 1 | 0 | 0 | NO | 119.89 | 18611.7236 | SIEMENS | 3RH1140-1AB00 |  | 00 | 1 | 2CAC |  |  | SEE ADDITIONAL INFO |  |  |  |  | 41003 |  | 41629
11024 | 29200000TL | 03483 | EG1019009 | P | 58017718 | 58 | EGTL Spares | Mtce | 14 | 14Z | CONTACTOR:CONTROL SYSTEM | 110/120VAC LINE,120VAC COIL,6A | Instruments - Other & Parts : 1 POLE,GENERAL PURPOSE ENCLOSURE | EA | 1 | 0 | 0 | NO | 119.89 | 18611.7236 | SIEMENS | 3RH1140-1AK60 |  | 00 | 1 | 2CAC | [7 empty] | 41003 |  | 41629
11025 | 29200000TL | 03483 | EG1019009 | P | 58017719 | 58 | EGTL Spares | Mtce | 14 | 14Z | CONTACTOR:CONTROL SYSTEM | 230VAC LINE,120VAC COIL,6A | Instruments - Other & Parts : 1 POLE,GENERAL PURPOSE ENCLOSURE,PANEL EQUIPMENT, 4S, CROSS REF DWG EGTL1-JBN-ELE-SC-90137072, SUPPLIER PART NO 09-104-EGTL-ADMIN-CP1-2 & WKSHP-CP1. | EA | 1 | 0 | 0 | NO | 119.89 | 18611.7236 | SIEMENS | 3RH1140-1AP00 |  | 00 | 1 | 2CAC | [7 empty] | 41003 |  | 41629
11026 | 29200000TL | 03483 | EG1019009 | P | 58017720 | 58 | EGTL Spares | Mtce | 14 | 14Z | BLOCK: CONTACT,CONTROL SYSTEM | 240V,SCREW TERMINAL,1 CIRCUIT | Instruments - Other & Parts : 6A,2NO-2NC,PANEL EQUIPMENT, 3RH11, CROSS REF DWG EGTL1-JBN-ELE-SC-90137072, SUPPLIER PART NO 09-104-EGTL-ADMIN-CP1-2 & WKSHP-CP1 | EA | 2 | 0 | 0 | NO | 81.19 | 24791.3665 | SIEMENS | 3RH1911-1GA22 |  | 00 | 1 | 2CAC | [7 empty] | 41003 | 42732 | 42846
11027 | 29200000TL | 03483 | EG1019009 | P | 58017721 | 58 | EGTL Spares | Mtce | 14 | 14Z | BLOCK: CONTACT,CONTROL SYSTEM | 240V,SCREW TERMINAL,1 CIRCUIT | Instruments - Other & Parts : 6A,3NO-1NC, PANEL EQUIPMENT, 3RH11, CROSS REF DWG EGTL1-JBN-ELE-SC-90137072, SUPPLIER PART NO 09-104-EGTL-ADMIN-CP1-2 & WKSHP-CP1 | EA | 1 | 0 | 0 | NO | 48.82 | 7578.8168 | SIEMENS | 3RH1911-1GA31 |  | 00 | 1 | 2CAC | [7 empty] | 41003 |  | 41629
11028 | 29200000TL | 03483 | EG1019009 | P | 58017722 | 58 | EGTL Spares | Mtce | 14 | 14Z | BLOCK: CONTACT,CONTROL SYSTEM | 240V,SCREW TERMINAL,1 CIRCUIT | Instruments - Other & Parts : 6A,4NO,PANEL EQUIPMENT, 3RH11, CROSS REF DWG EGTL1-JBN-ELE-SC-90137072, SUPPLIER PART NO 09-104-EGTL-ADMIN-CP1-2 & WKSHP-CP1 | EA | 1 | 0 | 0 | NO | 48.82 | 7578.8168 | SIEMENS | 3RH1911-1GA40 |  | 00 | 1 | 2CAC |  |  | SEE ADDITIONAL INFO |  |  |  |  | 41003 |  | 41629
11029 | 29200000TL | 03483 | EG1019009 | P | 58017723 | 58 | EGTL Spares | Mtce | 14 | 14Z | BLOCK: CONTACT,CONTROL SYSTEM | 240V,SCREW TERMINAL,1 CIRCUIT | Instruments - Other & Parts : 6A,3NO-1NC, PANEL EQUIPMENT, 3RT10, CROSS REF DWG EGTL1-JBN-ELE-SC-90137072, SUPPLIER PART NO 09-104-EGTL-ADMIN-CP1-2 & WKSHP-CP1 | EA | 2 | 1 | 2 | NO | 74.34 | 22699.719 | SIEMENS | 3RH1921-1HA31 |  | 00 | 1 | 2CAC | [7 empty] | 41003 | 42732 | 42846
11030 | 29200000TL | 03483 | EG1019009 | P | 58017724 | 58 | EGTL Spares | Mtce | 14 | 14Z | MONITOR:RELAY MOTOR PROTECTION | THERMISTOR,24VDC POWER | Instruments - Other & Parts : &quot;CONTROL SYSTEM PANEL EQUIPMENT, PTC SUP PN 09-104-EGTL-ADMIN-CP1-2&WKSHP-CP1, DWG EGTL1-JBN-ELE-SC-901370..72 MONITORING RELAYS STANDARD EVALUATION UNITS, WIDTH 2&quot; | EA | 2 | 0 | 0 | NO | 388.5357 | 60317.9278 | SIEMENS | SIE.3RN1012-1BB00 |  | 00 | 1 | 2CAC |  |  | SEE ADDITIONAL INFO |  |  |  |  | 41003 |  | 41629
11031 | 29300000TL | 03483 | EG1019009 | P | 58017725 | 58 | EGTL Spares | Mtce | 14 | 14Z | RELAY:TIMER,24-240VAC/DC | 1NO-1NC,UNIVERSAL CONTACT,SPDT | Instruments - Other & Parts : 24VAC COIL,SCREW TERMINAL,SURFACE MOUNT,GENERAL PURPOSE ENCLOSURE, CONTROL SYSTEM PANEL EQUIPMENT, MULTIFUNCTIONAL TIMER, CROSS REF DWG EGTL1-JBN-ELE-SC-90137072, SUPPLIER PART | EA | 1 | 0 | 1 | YES | 321.71 | 115976.455 | SIEMENS | 3RP1505-1BW30 |  | 00 | 1 | 2CAC | 1BBB | [6 empty] | 43901 |  | 43997
11032 | 29200000TL | 03483 | EG1019009 | P | 58017726 | 58 | EGTL Spares | Mtce | 14 | 14Z | CONTACTOR: MOTOR,HVAC FAN | NEMA SZ 1,460VAC LINE,120VAC | Instruments - Other & Parts : COIL,3 POLE,6A,GENERAL PURPOSE ENCLOSURE,CONTROL SYSTEM PANEL EQUIPMENT, 3KW, 1S, 50/60HZ | EA | 2 | 0 | 0 | NO | 105.4169 | 16365.4226 | SIEMENS | 3RT1015-1AK61 |  | 00 | 1 | 2CAC | [7 empty] | 41003 |  | 41629
11033 | 29200000TL | 03483 | EG1019009 | P | 58017728 | 58 | EGTL Spares | Mtce | 14 | 14Z | CONTACTOR: MOTOR,HVAC FAN | NEMA SZ 1,460VAC LINE,120VAC | Instruments - Other & Parts : COIL,20A,3 POLE,GENERAL PURPOSE ENCLOSURE,CONTROL SYSTEM PANEL EQUIPMENT, 15KW, 50/60HZ | EA | 2 | 0 | 0 | NO | 306.1764 | 47532.1186 | SIEMENS | 3RT1034-1AK60 |  | 00 | 1 | 2CAC | [7 empty] | 41003 |  | 41629
11034 | 29200000TL | 03483 | EG1017013 | P | 58017735 | 58 | EGTL Spares | Mtce | 14 | 14Z | TRANSDUCER:SIGNAL,0-150V INPUT | 4-20MA DC OUTPUT,24VAC POWER | Instruments - Other & Parts : CONTROL SYSTEM PANEL EQUIPMENT, EX PROTECTED | EA | 1 | 0 | 0 | NO | 1917 | 297615.3511 | SCHISCHEK | EXL-IMU-1 |  | 00 | 1 | 2CAC | [7 empty] | 41003 |  | 41709
11035 | 29200000TL | 03483 | EG1017013 | P | 58017736 | 58 | EGTL Spares | Mtce | 51 | 51F | FUSE:CONTROL SYSTEM,2A,460V,2A | IR,SCREW,CERAMIC,10MM X 36MM | Electric Components - Circuit Protection:PANEL EQUIPMENT, CC | EA | 10 | 0 | 0 | NO | 66 | 10246.5379 | COOPER BUSSMANN | FNQ-R-2 |  | 00 | 1 | 2CAC | [7 empty] | 41003 |  | 41709
11036 | 29200000TL | 03483 | EG1017013 | P | 58017737 | 58 | EGTL Spares | Mtce | 51 | 51F | FUSE:CONTROL SYSTEM,10A,460V | 10A IR,SCREW,CERAMIC,10MM X | Electric Components - Circuit Protection:36MM,PANEL EQUIPMENT, CC | EA | 10 | 0 | 0 | NO | 67 | 10401.7885 | COOPER BUSSMANN | FNQ-R-10 |  | 00 | 1 | 2CAC | [7 empty] | 41003 |  | 41709
11037 | 29300000TL | 03483 | EG1017013 | P | 58017738 | 58 | EGTL Spares | Mtce | 51 | 51F | FUSE:CONTROL SYSTEM,15A,460V | 15A IR,SCREW,CERAMIC,10MM X | Electric Components - Circuit Protection:36MM,PANEL EQUIPMENT, CLASS CC | EA | 5 | 1 | 2 | YES | 25 | 40192.5 | COOPER BUSSMANN | FNQ-R-15 |  | 00 | 1 | 2CAC |  |  | SEE ADDITIONAL INFO |  |  |  |  | 43770 |  | 45589
11038 | 29200000TL | 03483 | EG1017013 | P | 58017739 | 58 | EGTL Spares | Mtce | 51 | 51F | FUSE:CONTROL SYSTEM,20A,460V | 20A IR,SCREW,CERAMIC,15MM X | Electric Components - Circuit Protection:36MM,PANEL EQUIPMENT, CLASS CC | EA | 3 | 0 | 0 | NO | 66 | 10246.5379 | COOPER BUSSMANN | FNQ-R-20 |  | 00 | 1 | 2CAC | 1CCC |  | SEE ADDITIONAL INFO |  |  |  |  | 41003 | 43291 | 41709
11039 | 29200000TL | 03483 | EG1017013 | P | 58017740 | 58 | EGTL Spares | Mtce | 51 | 51F | FUSE:CONTROL SYSTEM,25A,460V | 25A IR,SCREW,CERAMIC,15MM X | Electric Components - Circuit Protection:36MM, PANEL EQUIPMENT, CLASS CC | EA | 6 | 0 | 0 | NO | 66 | 10246.5379 | COOPER BUSSMANN | FNQ-R-25 |  | 00 | 1 | 2CAC |  |  | SEE ADDITIONAL INFO |  |  |  |  | 41003 | 45323 | 41709 |  |  | -4 | 1
11040 | 29200000TL | 03483 | EG1017013 | P | 58017742 | 58 | EGTL Spares | Mtce | 51 | 51F | FUSE:SLOW,25A,460V,25A IR | SCREW,CERAMIC,21MM X 57MM | Electric Components - Circuit Protection:CONTROL SYSTEM PANEL EQUIPMENT, CLASS J | EA | 5 | 0 | 0 | NO | 95 | 14748.8046 | COOPER BUSSMANN | LPJ-25SP |  | 00 | 1 | 2CAC |  |  | SEE ADDITIONAL INFO |  |  |  |  | 41003 |  | 41709
11041 | 29200000TL | 03483 | EG1017013 | P | 58017743 | 58 | EGTL Spares | Mtce | 51 | 51F | FUSE:SLOW,35A,460V,35A IR | SCREW,CERAMIC,27MM X 60MM | Electric Components - Circuit Protection:CONTROL SYSTEM PANEL EQUIPMENT, CLASS J | EA | 10 | 0 | 0 | NO | 96 | 14904.0551 | COOPER BUSSMANN | LPJ-35SP |  | 00 | 1 | 2CAC | [7 empty] | 41003 |  | 41709
11042 | 29200000TL | 03483 | EG1020005 | P | 58017745 | 58 | EGTL Spares | Mtce | 14 | 14Z | FUSE:SLOW,60A,460V,60A IR | SCREW,CERAMIC,27MM X 60MM | Instruments - Other & Parts : OEM COOPER BUSSMANN, FUSE SLOW,60A,460V,60A IR, 27MM X 60MM, BUSS LPJ-60SP LOW PEAK DUAL ELEMENT TIME DELAY FUSE 600VAC, PART NUMBER LPJ-60SP | EA | 10 | 0 | 0 | NO | 48.3587 | 7507.2 | COOPER BUSSMANN | LPJ-60SP |  | 00 | 1 | 2CAC |  |  | SEE ADDITIONAL INFO |  |  |  |  | 41003 |  | 41900
11043 | 29200000TL | 03483 | EG1020005 | P | 58017746 | 58 | EGTL Spares | Mtce | 14 | 14Z | FUSE:CONTROL SYSTEM,5A,125VAC | 5A IR,SCREW,CERAMIC15MM X 36MM | Instruments - Other & Parts : OEM COOPER BUSSMAN FUSE CONTROL SYSTEM, 5A, 125VAC, 5A IR, SCREW, CERAMIC 15MM X 36MM MODEL/PART NUMBER FNQ-R-5 | EA | 10 | 0 | 0 | NO | 20.8941 | 3243.6 | COOPER BUSSMAN | FNQ-R-5 |  | 00 | 1 | 2CAC |  |  | SEE ADDITIONAL INFO |  |  |  |  | 41003 |  | 41900
11044 | 29200000TL | 03483 | EG1018002 | P | 58017747 | 58 | EGTL Spares | Mtce | 14 | 14Z | ACTUATOR:DAMPER,24VAC,90 DEG | CONTINUOUS TRAVEL,10 NM | Instruments - Other & Parts : TORQUE,CONTROL SYSTEM FIELD DEVICES, CONTINUOUS CONTROL, 10NM | EA | 1 | 0 | 0 | NO | 299.9942 | 46568.1 | SIEMENS | GLB161.1E |  | 00 | 1 | 2CAC |  |  | SEE ADDITIONAL INFO |  |  |  |  | 41003 |  | 41638
11045 | 29200000TL | 03483 | EG1018002 | P | 58017748 | 58 | EGTL Spares | Mtce | 14 | 14Z | ACTUATOR:DAMPER,24VAC,90 DEG | ON-OFF TRAVEL,10 NM TORQUE | Instruments - Other & Parts : CONTROL SYSTEM FIELD DEVICES, SHUT OFF, 10NM | EA | 1 | 0 | 0 | NO | 188.7051 | 29292.7 | SIEMENS | SI.GLB131.E |  | 00 | 1 | 2CAC |  |  | SEE ADDITIONAL INFO |  |  |  |  | 41003 |  | 41638
11046 | 29200000TL | 03483 | EG1018004 | P | 58017749 | 58 | EGTL Spares | Mtce | 14 | 14Z | SWITCH: PRESSURE,DIFFERENTIAL | 120V,6MM MALE,BACK,20-300 PA | Instruments - Other & Parts : RANGE,SPDT,GENERAL PURPOSE ENCLOSURE, CONTROL SYSTEM FIELD DEVICES | EA | 2 | 0 | 0 | NO | 177.0306 | 27482.645 | SIEMENS | QBM81-3 |  | 00 | 1 | 2CAC |  |  | SEE ADDITIONAL INFO |  |  |  |  | 41003 |  | 41638
11047 | 29200000TL | 03483 | EG1018002 | P | 58017755 | 58 | EGTL Spares | Mtce | 14 | 14Z | SENSOR:TEMPERATURE,-30 TO 80 | DEG C RANGE,24VAC CONTROL | Instruments - Other & Parts : SYSTEM FIELD DEVICES,DUCT INSTALLATION | EA | 2 | 0 | 0 | NO | 183.7939 | 28532.7 | SIEMENS | QAM2120-200 |  | 00 | 1 | 2CAC |  |  | SEE ADDITIONAL INFO |  |  |  |  | 41003 |  | 41638
11048 | 29200000TL | 03483 | EG1018002 | P | 58017756 | 58 | EGTL Spares | Mtce | 14 | 14Z | SENSOR:HUMIDITY,0-95% RH RANGE | 24VAC,CONTROL SYSTEM FIELD | Instruments - Other & Parts : DEVICES, DUCT INSTALLATION | EA | 1 | 0 | 0 | NO | 390.9573 | 60688.3 | SIEMENS | QFM2100 |  | 00 | 1 | 2CAC |  |  | SEE ADDITIONAL INFO |  |  |  |  | 41003 |  | 41638
11049 | 29200000TL | 03483 | EG1020005 | P | 58017757 | 58 | EGTL Spares | Mtce | 14 | 14Z | SENSOR:DIFFERENTIAL PRESSURE | 0-500 PA RANGE,24VAC | Instruments - Other & Parts : CONTROL SYSTEM FIELD DEVICES, WITH DISPLAY | EA | 1 | 0 | 0 | NO | 474.1581 | 73608.3 | SIEMENS | SI.QBM3020 |  | 00 | 1 | 2CAC |  |  | SEE ADDITIONAL INFO |  |  |  |  | 41003 |  | 41900
11050 | 29200000TL | 03483 | EG1018004 | P | 58017758 | 58 | EGTL Spares | Mtce | 14 | 14Z | SENSOR:TEMPERATURE & HUMIDITY | (-40 TO 70 DEG C RANGE,24VAC | Instruments - Other & Parts : CONTROL SYSTEM FIELD DEVICES, ROOM INSTALLATION, 0-100% RH | EA | 1 | 0 | 0 | NO | 383.2255 | 59488.1 | SIEMENS | QFA2020 |  | 00 | 1 | 2CAC |  |  | SEE ADDITIONAL INFO |  |  |  |  | 41003 |  | 41638
11051 | 29200000TL | 03483 | EG1020005 | P | 58017759 | 58 | EGTL Spares | Mtce | 14 | 14Z | SENSOR:DIFFERENTIAL PRESSURE | (-50 TO 50 PA RANGE,24VAC | Instruments - Other & Parts : CONTROL SYSTEM FIELD DEVICES | EA | 1 | 0 | 0 | NO | 474.1581 | 73608.3 | SIEMENS | SI.QBM3020-1 |  | 00 | 1 | 2CAC | [7 empty] | 41003 |  | 41900
11052 | 29200000TL | 03483 | EG1018004 | P | 58017760 | 58 | EGTL Spares | Mtce | 14 | 14Z | SENSOR:TEMPERATURE,0-50 DEG C | RANGE,24VAC,CONTROL SYSTEM | Instruments - Other & Parts : FIELD DEVICES, ROOM INSTALLATION | EA | 1 | 0 | 0 | NO | 76.0581 | 11806.5 | SIEMENS | SI.QAA24 |  | 00 | 1 | 2CAC |  |  | SEE ADDITIONAL INFO |  |  |  |  | 41003 |  | 41638
11053 | 29200000TL | 03483 | EG1018002 | P | 58017761 | 58 | EGTL Spares | Mtce | 14 | 14Z | SENSOR:TEMPERATURE,-30 TO 130 | DEG C RANGE,24VAC | Instruments - Other & Parts : CONTROL SYSTEM FIELD DEVICES, CHILLED WATER INSTALLATION | EA | 1 | 0 | 0 | NO | 138.9635 | 21571.3 | SIEMENS | QAE2120.010 |  | 00 | 1 | 2CAC |  |  | SEE ADDITIONAL INFO |  |  |  |  | 41003 |  | 41638
11054 | 29300000TL | 03483 | EG1018009 | P | 58017762 | 58 | EGTL Spares | Mtce | 14 | 14C | MONITOR:CHILLED WATER FLOW | 0.04-2 M/S RANGE,24VAC POWER | Flow Measuring Instruments : CONTROL SYSTEM FIELD DEVICES, ELECTRONIC | EA | 1 | 0 | 1 | YES | 2940.8 | 4567797.6 | KOBOLD KAL-AK | KAL-AK10A4AS-PG |  | 01, 01A, 07 | 1 | 2CAC | 1BBB |  | SEE ADDITIONAL INFO |  |  |  |  | 43770 |  | 45380
11055 | 29200000TL | 03483 | EG1017003 | P | 58017765 | 58 | EGTL Spares | Mtce | 14 | 14Z | SWITCH:CONTROL SYSTEM,3P | 460VAC,20A,3PH,50/60HZ,NO-NC | Instruments - Other & Parts : SURFACE MOUNT, FIELD DEVICES, MAINTENANCE | EA | 2 | 0 | 0 | NO | 502.979 | 78089.565 | KRAUS-NAIMER | KR.KG10T103 |  | 00 | 1 | 2CAC |  |  | SEE ADDITIONAL INFO |  |  |  |  | 41003 |  | 41638
11056 | 29200000TL | 03483 | EG1017003 | P | 58017766 | 58 | EGTL Spares | Mtce | 14 | 14Z | SENSOR:TEMPERATURE,-30 TO 60 | DEG C RANGE,24VAC | Instruments - Other & Parts : CONTROL SYSTEM FIELD DEVICES, ATEX, ROOM INSTALLATION | EA | 1 | 0 | 0 | NO | 226.054 | 35094.88 | SCHISCHEK | SC.TFR-2G |  | 00 | 1 | 2CAC |  |  | SEE ADDITIONAL INFO |  |  |  |  | 41003 |  | 41638
11057 | 29200000TL | 03483 | EG1017004 | P | 58017796 | 58 | EGTL Spares | Mtce | 14 | 14H | GAUGE: PRESSURE,0-4 BAR RANGE | 115 MM DIAMETER DIAL,3/4IN | Pressure measuring and control Instruments : 150LB FF,PHENOLIC CASE,316L SS TUBE,316L SS,BOTTOM,1/2 IN NPT TO INSTRUMENT MOUNT,GLYCERINE FILLED, M/N 233.34, WITH SAFETY GLASS, DIAPH SEAL PROCESS CONN 1/2 IN MNPT, DEGREE O. | EA | 2 | 0 | 0 | NO | 1084.5 | 213077.1375 | WIKA INSTRUMENTS | 233.34RANGE: 0�4 B |  | 05,22 | 1 | 1BAB | 1BAB | [6 empty] | 41003 | 42221 | 42249
11058 | 29300000TL | 03483 | EG1017001 | P | 58017807 | 58 | EGTL Spares | Mtce | 14 | 14H | GAUGE: PRESSURE,0-16 BAR RANGE | 4.5 IN (115 MM) DIAL,1/2 IN | Pressure measuring and control Instruments : MNPT,PHENOLIC CASE,316L SS TUBE,316L SS,BOTTOM,1/2 IN NPT TO INSTRUMENT MOUNT,GLYCERINE FILLED, M/N 233.34 WITH SAFETY GLASS, DEGREE OF PROTECTION IP 65, WETTED PARTS MAT AIS | EA | 5 | 3 | 5 | YES | 232.346 | 347888.2942 | WIKA INSTRUMENTS |  |  | 01A | 1 | 1BAB |  |  | PM 02.10 |  |  |  | CDSL 537 | 43770 | 45877 | 45880 | -4 | 3 | -6 | 2 | -6 | 3
11059 | 29200000TL | 03483 | EG1019009 | P | 58017820 | 58 | EGTL Spares | Mtce | 51 | 51Z | OPERATOR,SWITCH:PUSHBUTTON | RED,PLASTIC | Electric-Other : | EA | 1 | 0 | 0 | NO | 23.12 | 3588.9176 | EUROPA | RCAS-ES142 |  | 01,10,22 | 1 | 3CAC |  |  | EGTL1-VAC-ELE-EL-100001 |  |  |  |  | 41003 |  | 41694
11060 | 29200000TL | 03483 | EG1016011 | P | 58017831 | 58 | EGTL Spares | Mtce | 51 | 51Z | BLOCK:CONTACT,DRIVES,100A - 1S | 120A - 500MS,140A - 100MSA | Electric-Other : 2NO-2NC | EA | 2 | 0 | 0 | NO | 35 | 10710 | EUROPA | TA1-DN22 |  | 01,22 | 1 | 3CAC |  |  | EGTL1-VAC-ELE-EL-100001 |  |  |  |  | 41003 | 43236 | 43260
11061 | 29200000TL | 03483 | EG1016011 | P | 58017834 | 58 | EGTL Spares | Mtce | 51 | 51E | CONTACTOR: MOTOR,FULL VOLTAGE | NON-REVERSING,IEC B,600VAC LIN | Electric Components - Conduit / Fitting :110/120VAC COIL,9A,3 POLE | EA | 4 | 0 | 0 | NO | 100 | 30503.75 | EUROPA | TC1-D0901 F7 |  | 01,10,22 | 1 | 3CAC |  |  | EGTL1-VAC-ELE-EL-100001 |  |  |  |  | 41003 | 42737 | 42849
11062 | 29300000TL | 03483 | EG1020018 | P | 58017878 | 58 | EGTL Spares | Mtce | 88 | 88Z | RELAY:FLAME IONISATION,0.5A | 110/230VAC,1A 24VDC RESISTIVE | JB SYSTEM LTD IRIS 600 Flame Monitoring System POWER SUPPLY: 110 VOLTS 50/60 HZ OR 230 VOLTS 50/60 HZ, VOLTAGE TOLERANCE: +10% TO -15%, POWER CONSUMPTION: 8VA, AMBIENT TEMPERATURE: -20 TO +70 DEGREES C, DEGREE OF PROTECTION: IP 40, CONTACT RATING: 1 AMP @ | EA | 4 | 2 | 4 | YES | 2319.46 | 3384184.9184 | JOHN ZINK | IRIS 600 | SP101405-0086 | 01,10,22 |  | 2BAB | [5 empty] | IRIS 600 |  | 43770 | 45800 | 45848 | -4 | 1 | -7 | 4 | -4 | 1
11063 | 29200000TL | 03483 | EG1017007 | P | 58017990 | 58 | EGTL Spares | Mtce | 50 | 50Z | BEARING: BALL,MOTOR,SGL ROW | 25MM ID,62MM OD,17MM WD | &quot;6300 SERIES,RADIAL,1.1MM,STL CAGE,MOTOR NDE &quot; | EA | 2 | 0 | 0 | NO | 203.666 | 31619.14 | GE-BARIGELLI | 235A2508EB01 |  | 01,21,22 |  |  | 1CCC |  | 4002B5825PGP5206 |  |  |  |  | 41003
11064 | 29200000TL | 03483 | EG1028003 | S | 58018098 | 58 | EGTL Spares | Mtce | 51 | 51E | CONNECTOR: ELECTRICAL TERMINAL | LONG BARREL LUG, 4/0 AWG | Electric Components - Conduit / Fitting :COND, COPPER TIN-PLATED, COMP, COPPER TIN-PLATED CONNECTOR, (2) 1/2 IN BOLT HOLE, 45 DEG TERMINATION, NONE INSUL, PURPLE, 600V-35KV | EA | 44 | 0 | 0 | NO | 6.2799 | 974.9545 | THOMAS & BETTS | 54866BEUF |  | 00 | 1 | 2CAC | [7 empty] | 40915 | 44026
11065 | 29200000TL | 03483 | EG1020018 | P | 58018153 | 58 | EGTL Spares | Mtce | 51 | 51Z | MARKER: VOLTAGE, 13800 VOLTS | 2 IN X 6 IN | Electric-Other : BLACK ON ORANGE, 1 PER CARD | EA | 98 | 0 | 0 | NO | 3.66 | 568.215 | LABELMASTER.COM' | HLELC530 |  | 00 | 1 | 2CAC | [7 empty] | 40915
11066 | 29200000TL | 03483 | EG1018021 | P | 58018154 | 58 | EGTL Spares | Mtce | 51 | 51Z | MARKER: VOLTAGE,SINGLE PHASE | 2-1/4 IN X 1/2 IN | Electric-Other : BLACK ON ORANGE, CONDUIT AND VOLTAGE MARKER CARDS - VINYL | EA | 200 | 0 | 0 | NO | 1.43 | 222.0075 | THOMAS & BETTS | WAT-5034 |  | 00 | 1 | 2CAC | [7 empty] | 40915
11067 | 29200000TL | 03483 | EG1018019 | P | 58018157 | 58 | EGTL Spares | Mtce | 51 | 51Z | MARKER: VOLTAGE | 2-1/4 IN X 1/2 IN | Electric-Other : BLACK ON ORANGE,CONDUIT AND VOLTAGE MARKER CARDS - VINYL | EA | 300 | 0 | 0 | NO | 1.38 | 214.245 | THOMAS & BETTS | WAT-5054 |  | 00 | 1 | 2CAC | [7 empty] | 40915
11068 | 29300000TL | 03483 | EG1017002 | P | 58018228 | 58 | EGTL Spares | Mtce | 51 | 51Z | RELAY: OVERLOAD,SOLID STATE | 10A 240VAC 3PH,CONFIGURABLE | Electric-Other : SPDT,MANUAL,190VAC COIL,DIN RAIL MOUNT,POLYCARBONATE ENCLOSURE, NEMA STARTER SIZE 2, P/N E777 | EA | 1 | 0 | 1 | YES | 4777.3 | 7289538.751 | POWELL | E777 |  | 01,10,22 |  | 2CAC | [6 empty] | WER568 | 43770 |  | 45594
11069 | 29300000TL | 03483 | EG1017002 | P | 58018231 | 58 | EGTL Spares | Mtce | 51 | 51Z | RELAY: OVERLOAD,SOLID STATE | 10A 240VAC 3PH,CONFIGURABLE | Electric-Other : SPDT,MANUAL,190VAC COIL,DIN RAIL MOUNT,POLYCARBONATE ENCLOSURE,NEMA STARTER SIZE 5, P/N E777-LR | EA | 1 | 0 | 1 | YES | 4777.3 | 7289538.751 | POWELL | E777-LR |  | 01,10,22 |  | 2CAC | [6 empty] | WER571 | 43770 |  | 45594
11070 | 29200000TL | 03483 | EG1028013 | P | 58018316 | 58 | EGTL Spares | Mtce | 54 | 54A | SEAL:DRIVE AND TRAIL AXLE | 3 IN TO 6 INCHES | Seals : FOR 2.3 & 3.7 TON FOLK LIFTS | EA | 6 | 0 | 0 | NO | 3.12 | 484.38 | YALE | 580034754 |  | 00 | 1 | 3XAC | 1BBB |  | SEE MAITENANCE MANUAL |  |  |  |  | 41003
11071 | 29200000TL | 03483 | EG1028013 | P | 58018317 | 58 | EGTL Spares | Mtce | 54 | 54A | SEAL:DRIVE AND TRAIL AXLE | 3 IN TO 5 INCHES | Seals : FOR 2.3 & 3.7 TON FOLK LIFTS | EA | 6 | 0 | 0 | NO | 22.46 | 3486.92 | YALE | 929261300 |  | 00 | 1 | 3XAC | 1BBB |  | SEE MAITENANCE MANUAL |  |  |  |  | 41003
11072 | 29200000TL | 03483 | EG1028013 | P | 58018318 | 58 | EGTL Spares | Mtce | 54 | 54A | SEAL:DRIVE AND TRAIL AXLE | 3 IN TO 5 INCHES | Seals : FOR 2.3 & 3.7 TON FOLK LIFTS | EA | 6 | 0 | 0 | NO | 7.98 | 1238.9 | YALE | 504224218 |  | 00 | 1 | 3XAC | 1BBB |  | SEE MAITENANCE MANUAL |  |  |  |  | 41003
11073 | 29200000TL | 03483 | EG1028013 | P | 58018319 | 58 | EGTL Spares | Mtce | 54 | 54A | SEAL:DRIVE AND TRAIL AXLE | 3 IN TO 6 INCHES | Seals : FOR 2.3 & 3.7 TON FOLK LIFTS | EA | 6 | 0 | 0 | NO | 5.07 | 787.1175 | YALE | 505971512 |  | 00 | 1 | 3XAC | 1BBB |  | SEE MAITENANCE MANUAL |  |  |  |  | 41003
11074 | 29200000TL | 03483 | EG1028013 | P | 58018320 | 58 | EGTL Spares | Mtce | 36 | 36Z | KEY:DRIVE AND TRAIL AXLE | 1 INCH,RUBBER AND METAL | Office Supplies & Desk Accessories - Other:FOR FORKLIFTS, 2 PIECE | UN | 1 | 0 | 0 | NO | 3.78 | 586.845 | YALE | 504240712 |  | 00 | 1 | 3XAC |  |  | SEE MAITENANCE MANUAL |  |  |  |  | 41003 | 43632
11075 | 29200000TL | 03483 | EG1028013 | P | 58018323 | 58 | EGTL Spares | Mtce | 51 | 51C | FUSE:ATM MINI,20A | FOR 2.3 & 3.7 TON FOLK LIFTS | Electric Components - Motor / Generator : | UN | 15 | 0 | 0 | NO | 1.96 | 304.29 | YALE | 580036575 |  | 00 | 1 | 3XAC |  |  | SEE MAITENANCE MANUAL |  |  |  |  | 41003
11076 | 29200000TL | 03483 | EG1028013 | P | 58018324 | 58 | EGTL Spares | Mtce | 51 | 51C | FUSE:ATM MINI,25A | FOR 2.3 & 3.7 TON FOLK LIFTS | Electric Components - Motor / Generator : | UN | 23 | 0 | 0 | NO | 1.96 | 304.29 | YALE | 580043031 |  | 00 | 1 | 3XAC |  |  | SEE MAITENANCE MANUAL |  |  |  |  | 41003
11077 | 29200000TL | 03483 | EG1028013 | P | 58018325 | 58 | EGTL Spares | Mtce | 51 | 51Z | BUSHING:MAST,1 INCH | FRONT END EQUIPMENT | Electric-Other : FOR 2.3 & 3.7 TON FOLK LIFTS | UN | 3 | 2 | 3 | NO | 19.13 | 2969.93 | YALE | 504229225 |  | 00 | 1 | 3XAC |  |  | SEE MAITENANCE MANUAL |  |  |  |  | 41003
11078 | 29200000TL | 03483 | EG1028013 | P | 58018326 | 58 | EGTL Spares | Mtce | 65 | 65A | PIN:METAL, FOLK LIFT | FRONT END EQUIPMENT MAST | *OBS*Tools - Other : FOR 2.3 & 3.7 TON FOLK LIFTS | UN | 3 | 0 | 0 | NO | 37.99 | 5897.95 | YALE | 580052367 |  | 00 | 1 | 3XAC | 3XAC |  | SEE MAITENANCE MANUAL |  |  |  |  | 41003
11079 | 29200000TL | 03483 | EG1028013 | P | 58018327 | 58 | EGTL Spares | Mtce | 50 | 50Z | BEARING:SIDE SHIFT | FRONT END EQUIPMENT | Bearings & Accessories - All :FOR 2.3 & 3.7 TON FOLK LIFTS | UN | 3 | 0 | 0 | NO | 4.97 | 771.5925 | YALE | 580020724 |  | 00 | 1 | 3XAC |  |  | SEE MAITENANCE MANUAL |  |  |  |  | 41003
11080 | 29200000TL | 03483 | EG1028013 | P | 58018328 | 58 | EGTL Spares | Mtce | 50 | 50Z | BEARING:SIDE SHIFT | FRONT END EQUIPMENT | Bearings & Accessories - All :FOR 2.3 & 3.7 TON FOLK LIFTS | UN | 3 | 0 | 0 | NO | 6.67 | 1035.52 | YALE | 580020726 |  | 00 | 1 | 3XAC |  |  | SEE MAITENANCE MANUAL |  |  |  |  | 41003
11081 | 29200000TL | 03483 | EG1028011 | P | 58018329 | 58 | EGTL Spares | Mtce | 72 | 72Z | FILTER:HYDRAULIC SYSTEM | FOR 2.3 & 3.7 TON FOLK LIFTS | *OBS*Filtration-Elem : | UN | 6 | 0 | 0 | NO | 53.23 | 8263.96 | YALE | 580052153 |  | 00 | 1 | 3XAC | 3XAC |  | SEE MAITENANCE MANUAL |  |  |  |  | 41003
11082 | 29200000TL | 03483 | EG1028013 | P | 58018332 | 58 | EGTL Spares | Mtce | 87 | 87B | CAP:COOLING RADIATOR,PLASTIC | YANMAR 2.6/3.3 | *OBS*Engines - Other : FOR 2.3 & 3.7 TON FOLK LIFTS | UN | 3 | 0 | 0 | NO | 7.44 | 1155.06 | YALE | 505972563 |  | 00 | 1 | 3XAC | 3XAC |  | SEE MAITENANCE MANUAL |  |  |  |  | 41003
11083 | 29200000TL | 03483 | EG1028013 | P | 58018333 | 58 | EGTL Spares | Mtce | 54 | 54A | GASKET:THERMOSTAT | YANMAR 2.6/3.3, COOLING | Seals : FOR 2.3 & 3.7 TON FOLK LIFTS | EA | 3 | 0 | 0 | NO | 3.47 | 538.7175 | YALE | 524228291 |  | 00 | 1 | 3XAC | 1BBB |  | SEE MAITENANCE MANUAL |  |  |  |  | 41003
11084 | 29200000TL | 03483 | EG1028013 | S | 58018334 | 58 | EGTL Spares | Mtce | 51 | 51Z | THERMOSTAT: AUTOMOTIVE | YANMAR ENGINE, 4 CYL | Electric-Other : TYPE: COOLING, RANGE:, YANMAR, 2.6/3.3 | UN | 3 | 0 | 0 | NO | 51.93 | 8062.13 | YALE | 580062705 |  | 00 | 1 | 3XAC |  |  | SEE MAITENANCE MANUAL |  |  |  |  | 41003
11085 | 29200000TL | 03483 | EG1028013 | P | 58018336 | 58 | EGTL Spares | Mtce | 72 | 72Z | FILTER: OIL | YANMAR 2.6/3.3, ENGINE | *OBS*Filtration-Elem : FOR 2.3 & 3.7 TON FOLK LIFTS | UN | 6 | 0 | 0 | NO | 18.02 | 2797.61 | YALE | 524228505 |  | 00 | 1 | 3XAC | 3XAC |  | SEE MAITENANCE MANUAL |  |  |  |  | 41003
11086 | 29200000TL | 03483 | EG1028013 | P | 58018338 | 58 | EGTL Spares | Mtce | 72 | 72Z | FILTER: FUEL SYSTEM | YANMAR 2.6/3.3, ENGINE | *OBS*Filtration-Elem : FOR 2.3 & 3.7 TON FOLK LIFTS | UN | 2 | 0 | 0 | NO | 7.65 | 1187.66 | YALE | 580062744 |  | 00 | 1 | 3XAC | 3XAC |  | SEE MAITENANCE MANUAL |  |  |  |  | 41003 | 41933
11087 | 29200000TL | 03483 | EG1028011 | P | 58018339 | 58 | EGTL Spares | Mtce | 72 | 72Z | KIT: ADHESIVE | FUEL ELEMENT | *OBS*Filtration-Elem : YANMAR 2.6/3.3, FUEL SYSTEM | UN | 3 | 0 | 0 | NO | 31.41 | 4876.4 | YALE | 580068075 |  | 00 | 1 | 3XAC | 3XAC |  | SEE MAITENANCE MANUAL |  |  |  |  | 41003
11088 | 29200000TL | 03483 | EG1028013 | P | 58018340 | 58 | EGTL Spares | Mtce | 54 | 54D | O-RING:SEAL,RUBBER | FOR 4.5L CUMMINS DIESEL ENGINE | *OBS*GS&P-O-Rings : FOR 2.3 & 3.7 TON FOLK LIFTS | UN | 4 | 0 | 0 | NO | 4.16 | 645.84 | YALE | 580031824 |  | 00 | 1 | 3XAC | 3XAC |  | SEE MAITENANCE MANUAL |  |  |  |  | 41003
11089 | 29200000TL | 03483 | EG1024016 | S | 58018417 | 58 | EGTL Spares | Mtce | 66 | 66Q | VALVE: GATE 1/2 IN | 150 LB, BW, CS | Valve - Gate : ASTM A105 (UNS K03504) BODY, COMBINATION NO 8 TRIM,SOLID WEDGE, HANDWHEEL OPERATED, FLEXIBLE GRAPHITE PACKING WITH CORROSION INHIBITOR, BB, OS&Y, API-602, SCH 160 BORE, GAAAAP | EA | 2 | 0 | 0 | NO | 1176.723 | 230206.4705 | SWI | AAF-11AB-BA1A |  | 00 |  | 2CAC |  |  | 425 |  |  |  |  | 40915 |  | 42017
11090 | 29200000TL | 03483 | EG1024016 | P | 58018420 | 58 | EGTL Spares | Mtce | 66 | 66Q | VALVE: GATE 1/2 IN | 600 LB, BW, CS | Valve - Gate : ASTM A105N (UNS K03504) BODY, COMBINATION NO 12 TRIM, SOLID WEDGE, HANDWHEEL OPERATED, FLEXIBLE GRAPHITE PACKING WITH CORROSION INHIBITOR, BB, OS&Y, API-600/ASME B16.1, SCH 160 BORE | EA | 3 | 0 | 0 | NO | 57.14 | 8870.99 | SWI | AAF-11SN-BA1A |  | 00 |  | 2CAC |  |  | 517 |  |  |  |  | 40915
11091 | 29200000TL | 03483 | EG1026015 | P | 58018423 | 58 | EGTL Spares | Mtce | 66 | 66Q | VALVE: GATE 3/4 IN | 150 LB, BW, CS | VALVE, GATE;BUTTWELD; API-602; ASME CLASS 150; CARBON STEEL; TRIM COMBINATION NUMBER 12; HANDWHEEL OPERATOR WITH 175mm PIPE PUPS; SCHEDULE 160 BORE; BOLTED BONNET; OUTSIDE SCREW AND YOKE; SOLID WEDGE; CARBON STEEL BODY, ASTM A105 (UNS K03504) ; FLEXIBLE G | EA | 8 | 0 | 0 | NO | 1475.0074 | 451998.6986 | SWI OR OMB | AAF-11SN-BA1A |  | 01, 02, 05, 21, 23, & 24. |  | 2CAC | 1CCC |  | 507 |  |  |  |  | 40915 | 43685 | 43662
11092 | 29200000TL | 03483 | EG1026014 | S | 58018425 | 58 | EGTL Spares | Mtce | 66 | 66Q | VALVE: GATE 3/4 IN | 600 LB, RF FLG, CS | Valve - Gate : ASTM A105 (UNS K03504) BODY, COMBINATION NO 8 TRIM, STD PORT, SOLID WEDGE, HANDWHEEL OPERATED, FLEXIBLE GRAPHITE PACKING WITH CORROSION INHIBITOR, BOLTED BONNET, OS&Y, B16.5, API-602, GDAAAE,QA Code 02, 04, 05, 07, 23, 27. | EA | 4 | 0 | 0 | NO | 409.8528 | 77058.3565 | SWI | AAE-11AB-RA1A |  | 01A, 02, 04, 05, 07 |  | 2CAC |  |  | 424 |  |  |  |  | 40915 | 46027 | 42082 | -4 | 2
11093 | 29200000TL | 03483 | EG1026007 | P | 58018426 | 58 | EGTL Spares | Mtce | 66 | 66Q | VALVE: GATE 3/4 IN | 900 LB, BW, CS | Valve - Gate : ASTM A105N (UNS K03504) BODY, COMBINATION NO 12 TRIM, SOLID WEDGE, HANDWHEEL OPERATED, FLEXIBLE GRAPHITE PACKING WITH CORROSION INHIBITOR, WELDED BONNET, OS&Y, API-602, TSCH 160 BORE, HYDROGEN SERVICE | EA | 6 | 0 | 0 | NO | 2044.3099 | 400792.6492 | SWI | AAG-11AM-BB1A |  | 00 |  | 2CAC |  |  | 506 |  |  |  |  | 40915 |  | 42017
11094 | 29200000TL | 03483 | EG1026015 | P | 58018432 | 58 | EGTL Spares | Mtce | 66 | 66Q | VALVE: GATE 1-1/2 IN | 150 LB, BW, CS | Valve - Gate : ASTM A105 (UNS K03504) BODY, COMBINATION NO 8 TRIM, SOLID WEDGE, HANDWHEEL OPERATED, FLEXIBLE GRAPHITE PACKING WITH CORROSION INHIBITOR, BB, OS&Y, API-602, SCH 160 BORE, GAAAAPQA Code 02, 04, 05, 07, 23, 27 | EA | 2 | 0 | 0 | NO | 1845.8524 | 594172.385 | SWI | AAF-11AB-BA1A |  | 00 |  | 2CAC |  |  | 425 |  |  |  |  | 40915 | 42398 | 42485
11095 | 29200000TL | 03483 | EG1024016 | P | 58018433 | 58 | EGTL Spares | Mtce | 66 | 66Q | VALVE: GATE 1-1/2 IN | 150 LB, BW, CS | Valve - Gate : ASTM A105 (UNS K03504) BODY, COMBINATION NO 12 TRIM, SOLID WEDGE, HANDWHEEL OPERATED, FLEXIBLE GRAPHITE PACKING WITH CORROSION INHIBITOR, BB, OS&Y, API-602, SCH 160 BORE, SEVERE NACE | EA | 2 | 0 | 0 | NO | 1221.7692 | 230726.7811 | SWI | AAF-11SN-BA1A |  | 02,04 |  | 2CAC |  |  | 507 |  |  |  |  | 40915 |  | 42017
11096 | 29200000TL | 03483 | EG1028007 | P | 58018443 | 58 | EGTL Spares | Mtce | 66 | 66Q | VALVE: GATE 1/2 IN | 300 LB, RF FLG, CS | Valve - Gate : LOW TEMP ASTM A350 GR LF2 CL 1 (UNS K03011) BODY, COMBINATION NO 12 TRIM, SOLID WEDGE, HANDWHEEL OPERATED, FLEXIBLE GRAPHITE PACKING WITH CORROSION INHIBITOR, BOLTED BONNET, OS&Y, API-602, NACE ST | EA | 6 | 0 | 0 | NO | 2235.4566 | 438701.9513 | SWI | AAD-13SN-RA1A |  | 02,04 |  | 2CAC |  |  | 506 |  |  |  |  | 40915 |  | 41943
11097 | 29200000TL | 03483 | EG1028006 | S | 58018445 | 58 | EGTL Spares | Mtce | 66 | 66Q | VALVE: GATE 3/4 IN | 150 LB, RF FLG, CS | Valve - Gate : LOW TEMP ASTM A350 GR LF2 CL 1 (UNS K03011) BODY, COMBINATION NO 12 TRIM, SOLID WEDGE, HANDWHEEL OPERATED, FLEXIBLE GRAPHITE PACKING WITH CORROSION INHIBITOR, BOLTED BONNET, OS&Y, API-602, NACE ST | EA | 3 | 0 | 0 | NO | 1834.2148 | 358182.712 | SWI | AAB-13SN-RA1A |  | 02,04 |  | 2CAC |  |  | 580 |  |  |  |  | 40915 | 45042 | 41943 |  |  |  |  | -2 | 1
11098 | 29200000TL | 03483 | EG1026015 | P | 58018460 | 58 | EGTL Spares | Mtce | 66 | 66R | VALVE: GLOBE 3/4 IN | 150 LB, BW, CS | Valve - Globe : ASTM A105 (UNS K03504) BODY, API NO 5 TRIM, PLUG TYPE DISC, HANDWHEEL OPERATED, FLEXIBLE GRAPHITE PACKING WITH CORROSION INHIBITOR, BB, T-BODY, OS&Y, API-602, SCH 160 BORE, SEVERE NACE SERVICE, HAAC | EA | 1 | 0 | 0 | NO | 1038.6467 | 192269.07 | SWI | ABF-11SN-BA1A |  | 02,04 |  | 2CAC |  |  | 507 |  |  |  |  | 40915 | 45876 | 41914 | -1 | 1
11099 | 29200000TL | 03483 | EG1026014 | P | 58018462 | 58 | EGTL Spares | Mtce | 66 | 66R | VALVE: GLOBE 1 IN | 600 LB, BW, CS | Valve - Globe : ASTM A105N (UNS K03504) BODY, COMBINATION NO 5 TRIM, PLUG DISC, HANDWHEEL OPERATED, FLEXIBLE GRAPHITE PACKING WITH CORROSION INHIBITOR,BOLTED BONNET, T-BODY, OS&Y, ASME B16.34, SCH 80 BORE, HYDROGEN SERVICE, VALVE PART NUMBER ABF-11AC-BA1A | EA | 2 | 0 | 0 | NO | 95.1335 | 14458.7433 | SWI | ABE-11AC-BA1A |  | 00 |  | 2CAC |  |  | 506 |  |  |  |  | 40915 | 43335 | 43367
11100 | 29200000TL | 03483 | EG1026004 | S | 58018466 | 58 | EGTL Spares | Mtce | 66 | 66R | VALVE: GLOBE 3/4 IN | 150 LB, BW, LOW TEMP CS | Valve - Globe : ASTM A350 GR LF2 CL 1 (UNS K03011) BODY, COMBINATION NO 12 TRIM, PLUG TYPE DISC, HANDWHEEL OPERATED, FLEXIBLE GRAPHITE PACKING WITH CORROSION INHIBITOR, BB, T-BODY, OS&Y, API-602, NACE STAND | EA | 1 | 0 | 0 | NO | 463.0597 | 71880.75 | SWI | ABF-13SN-BA1A |  | 02,04 |  | 2CAC |  |  | 506 |  |  |  |  | 40915
11101 | 29200000TL | 03483 | EG1024014 | P | 58018467 | 58 | EGTL Spares | Mtce | 66 | 66R | VALVE: GLOBE 3/4 IN | 300 LB, BW, LOW TEMP CS | Valve - Globe : ASTM A350 GR LF2 CL 1 (UNS K03011) BODY, COMBINATION NO 12 TRIM, PLUG TYPE DISC, HANDWHEEL OPERATED, FLEXIBLE GRAPHITE PACKING WITH CORROSION INHIBITOR, BB, T-BODY, OS&Y, NACE STANDARD MR-01- | EA | 1 | 0 | 0 | NO | 4782.43 | 1456249.935 | SWI | ABF-13SN-BA1A |  | 02,04 |  | 2CAC |  |  | 507 |  |  |  |  | 40915 | 42586 | 42620
11102 | 29200000TL | 03483 | EG1020018 | P | 58018502 | 58 | EGTL Spares | Mtce | 14 | 14I | INSERT:THERMOCOUPLE,1/4 IN OD | 16.63 IN LONG SHEATH,3 IN LEAD | Temperature and heat measuring instruments : INCONEL 600, CROSS REF DWG: EGTL1-THR-INS-DD-201007, EGTL1-THR-INS-DD-202007, THERMOCOUPLES AND RTDS | EA | 3 | 0 | 0 | NO | 283.1641 | 43958.2816 | THERMO ELECTRIC | ASL14KDGJ-16.63 |  | 01,22 | 1 | 1CAA | [7 empty] | 41253 | 41439 | 41736
11103 | 29300000TL | 03483 | EG1019001 | P | 58018525 | 58 | EGTL Spares | Mtce | 28 | 28E | SENSOR:H2S TOXIC GAS DETECTOR | 40 TO 85 C RANGE,24 VDC IN | Fire and Gas Control Systems : 4-20 MA OUT, FOR H2S TOXIC GAS DETECTOR, MISC, FOR FIRE & GAS DETECTION EQUIPMENT | EA | 1 | 2 | 4 | YES | 1773 | 2559041.82 | DET-TRONICS | 005134-002 |  | 01,22 | 1 | 0CCA | [7 empty] | 45098 | 46012 | 45421 | -3 | 2
11104 | 29200000TL | 03483 | EG1016006 | P | 58018549 | 58 | EGTL Spares | Mtce | 51 | 51C | RELAY & BASE 6 AMP 24 VDC | 1 CONTACT CO 6 AMP 24 VDC COIL | Electric Components - Motor / Generator :RELAY & BASE FOR FIRE & GAS DETECTION EQUIPMENT P/N 8533640000 MANUFACTURER: DET TRONICS HOUSTON, 10607 HADDINGTON, SUITE 100, HOLISTON,TEXAS, 77043 | EA | 3 | 0 | 0 | NO | 53.427 | 8293.4725 | WEIDMULLER, KLIPPON HOUSE | 8533640000 |  | 00 | 1 | 1CCA | [7 empty] | 41189 | 44577 | 41777
11105 | 29200000TL | 03483 | EG1023014 | P | 58018606 | 58 | EGTL Spares | Mtce | 66 | 66V | VALVE: SOLENOID, SS BODY | CONTROL VALVE SPARE PARTS | Process Control System :REPLACES P/N SOLVAL291-0012-999 | EA | 2 | 0 | 0 | NO | 600.549 | 93235.24 | ASCO | SOLVAL383-0012-999 | SOLVAL383-0012-999 | 02,22 | 1 | 1CAB | [7 empty] | 40914
11106 | 29200000TL | 03483 | EG1024011 | S | 58018619 | 58 | EGTL Spares | Mtce | 53 | 53Z | DEFLECTOR | P.E, CAST STEEL | Fittings - Pipe - Metal - Non CS : | EA | 1 | 0 | 0 | NO | 18.83 | 2923.36 | SAM ENGINEERING | 108-475-012-36 |  | 00 |  |  | 2CBC | [6 empty] | 41395 | 43921
11107 | 29200000TL | 03483 | EG1026010 | P | 58018620 | 58 | EGTL Spares | Mtce | 56 | 56Z | NUT: BEARING LOCK,KM 15,PUMP | WAX FILTRATION PACKAGE | Fasteners / Hardware : CS, 130-PC-020A/B | EA | 11 | 0 | 0 | NO | 82.3929 | 16102.1422 | SAM ENGINEERING | KM15-19 | KM15-19 | 01,21,22 | 1 | 2BAB |  |  | SAM 7923 |  |  |  |  | 40914 | 42020 | 42062
11108 | 29200000TL | 03483 | EG1026010 | P | 58018621 | 58 | EGTL Spares | Mtce | 56 | 56Z | WASHER: BEARING LOCK, MB 15 | WAX FILTRATION PACKAGE | *OBS*Fastener-BottWa : CAST STL, 130-PC-020A/B | EA | 2 | 0 | 0 | NO | 12.3608 | 1918.89 | SAM ENGINEERING | MB15-19 | MB15-19 | 01,22 | 1 | 2BAB | 2BAB |  | SAM 7923 |  |  |  |  | 40914
11109 | 29200000TL | 03483 | EG1023004 | P | 58018622 | 58 | EGTL Spares | Mtce | 54 | 54D | O-RING:BEARING CAP,151.4 MM ID | 154.9 MM OD,3.5 MM WD,VITON | *OBS*GS&P-O-Rings : 2-258, 130-PC-020A/B (WAX FILTRATION PACKAGE) | EA | 4 | 0 | 0 | NO | 6.0304 | 936.1575 | SAM ENGINEERING | 2-258-16 | 2-258-16 | 00 | 1 | 2BAB | 2BAB |  | SAM 7923 |  |  |  |  | 40914
11110 | 29200000TL | 03483 | EG1026010 | P | 58018631 | 58 | EGTL Spares | Mtce | 54 | 54D | SEAL: OIL,WAX FILTRATION PKG | 38 MM ID,51 MM OD,9 MM WD | *OBS*GS&P-Other : NITRITE, 316 (SPRING) CAGE, C.E, 130-PC-002B | EA | 2 | 0 | 0 | NO | 7.3305 | 1137.9825 | SAM ENGINEERING | M1-137-2003/8 | M1-137-2003/8 | 00 | 1 | 2BAB | 2BAB |  | SAM 9244 |  |  |  |  | 40914
11111 | 29200000TL | 03483 | EG1026010 | P | 58018632 | 58 | EGTL Spares | Mtce | 54 | 54D | SEAL: OIL,WAX FILTRATION PKG | 53 MM ID,73 MM OD,9 MM WD | *OBS*GS&P-Other : VITON, 316 (SPRING) CAGE, P.E, 130-PC-002B | EA | 2 | 0 | 0 | NO | 32.7821 | 5089.095 | SAM ENGINEERING | M15-22-31 | M15-22-31 | 00 | 1 | 2BAB | 2BAB |  | SAM 9244 |  |  |  |  | 40914
11112 | 29200000TL | 03483 | EG1026010 | P | 58018633 | 58 | EGTL Spares | Mtce | 76 | 76Z | DEFLECTOR:OIL,34 MM X OD 85 MM | TUFCOT, WAX FILTRATION PACKAGE | Pumps-Other : CE, 130-PC-002B | EA | 2 | 0 | 0 | NO | 99.6264 | 15466.005 | SAM ENGINEERING | SAM4561-60 | SAM4561-60 | 00 | 1 | 2BAB |  |  | SAM 9244 |  |  |  |  | 40914
11113 | 29200000TL | 03483 | EG1026010 | P | 58018634 | 58 | EGTL Spares | Mtce | 76 | 76Z | DEFLECTOR:OIL,54 MM X OD 109MM | TUFCOT, WAX FILTRATION PACKAGE | Pumps-Other : PE, 130-PC-002B | EA | 1 | 0 | 0 | NO | 132.3985 | 20553.5475 | SAM ENGINEERING | SAM3438-60 | SAM3438-60 | 00 | 1 | 2BAB |  |  | SAM 9244 |  |  |  |  | 40914 | 44093
11114 | 29200000TL | 03483 | EG1026010 | P | 58018635 | 58 | EGTL Spares | Mtce | 56 | 56Z | NUT: BEARING LOCK, PUMP | WAX FILTRATION PACKAGE | *OBS*Fastener-Other : STL, 130-PC-002B | EA | 2 | 0 | 0 | NO | 2.0001 | 310.5 | SAM ENGINEERING | SAM2133/35.01 | SAM2133/35.01 | 01,21,22 | 1 | 2BAB | 2BAB |  | SAM 9244 |  |  |  |  | 40914
11115 | 29200000TL | 03483 | EG1026010 | P | 58018636 | 58 | EGTL Spares | Mtce | 56 | 56Z | WASHER: BEARING LOCK, MB 09 | WAX FILTRATION PACKAGE | *OBS*Fastener-BottWa : STL, 130-PC-002B | EA | 2 | 0 | 0 | NO | 2.5002 | 388.125 | SAM ENGINEERING | SAM3438-61 | SAM3438-61 | 01,22 | 1 | 2BAB | 2BAB |  | SAM 9244 |  |  |  |  | 40914
11116 | 29200000TL | 03483 | EG1026010 | P | 58018637 | 58 | EGTL Spares | Mtce | 54 | 54D | O-RING:BEARING CAP,114 MM ID | 119 MM OD, 5 MM WD, VITON | *OBS*GS&P-O-Rings : 130-PC-002B (WAX FILTRATION PACKAGE) | EA | 3 | 0 | 0 | NO | 12.9408 | 2008.935 | SAM ENGINEERING | 2-246-16 | 2-246-16 | 00 | 1 | 2BAB | 2BAB |  | SAM 9244 |  |  |  |  | 40914 | 42520
11117 | 29200000TL | 03483 | EG1026012 | P | 58018639 | 58 | EGTL Spares | Mtce | 76 | 76Z | COUPLING: SHAFT,RIGID,35 MM | (PUMP) 1.375 IN (MOTOR) BORE | Pumps-Other : 130 MM OD, 210 MM LG, STL, PUMP, 130-PC-002B, (WAX FILTRATION PACKAGE) | EA | 1 | 0 | 0 | NO | 2462.15 | 382248.79 | SAM ENGINEERING | TSKS0075 | TSKS0075 | 01,22 | 1 | 2BAB |  |  | SAM 9244 |  |  |  |  | 40914
11118 | 29200000TL | 03483 | EG1023008 | P | 58018674 | 58 | EGTL Spares | Mtce | 66 | 66S | VALVE: SOLENOID,1/2 IN PIPE | 10 MM ORIFICE,24 V DC,SS BODY | Valve - On/Off, solenoid, actuated :5/2 WAY,10 BAR,NPT,FSC,ENCAPSULATED,EEX"D" ENCLOSURE | EA | 4 | 0 | 0 | NO | 648.2545 | 164055.9607 | ASCO | NFB 553 A417 SL-24 VDC |  | 01A, 07 | 1 | 1BAB | [7 empty] | 41003 | 45598 | 42831 |  |  | -2 | 2
11119 | 29200000TL | 03483 | EG1017020 | P | 58018677 | 58 | EGTL Spares | Mtce | 50 | 50Z | BEARING:BALL,MOTOR ODE,SGL ROW | 30MM ID,62MM OD,16MM WD | Bearings & Accessories - All :LIGHT SERIES,SHIELD,C3,STL CAGE, 1.5 HP, 130-XA-010-M, 130-XA-002-M 130-XX-042A/B-M, WAX FILTRATION PACKAGE | EA | 2 | 0 | 0 | NO | 0 | 0.001 |  |  |  | 01,21,22 | 1 | [8 empty] | 41512
11120 | 29200000TL | 03483 | EG1017006 | P | 58018681 | 58 | EGTL Spares | Mtce | 50 | 50Z | BEARING:BALL,MOTOR ODE,SGL ROW | 40MM ID,80MM OD,18MM WD | Bearings & Accessories - All :LIGHT SERIES,SHIELD,C3,STL CAGE, 7.5 HP, 130-PC-002A/B-M, 130-PD-001A/B/C/D-M, DB-300797, WAX FILTRATION PACKAGE | EA | 2 | 0 | 0 | NO | 31 | 4812.13 |  |  |  | 01,21,22 | 1 |  | 2BBB | [6 empty] | 41514
11121 | 29300000TL | 03483 | EG1021013 | P | 58018716 | 58 | EGTL Spares | Mtce | 56 | 56Z | WASHER: LOCK SPRING,M16 NOM | 17MM ID, 27.4MM OD | *OBS*Fastener-BottWa : 3.3MM THK, ZINC PLTD STL, 50 PER PACK | PK | 2 | 1 | 2 | YES | 40 | 63788 | AALL AMERICAN FASTENERS. | 91202A253-50 | 91202A253-50 | 00 | 1 | 2CAC | 2CAC | [6 empty] | 43770 |  | 45743
11122 | 29200000TL | 03483 | EG1019015 | P | 58018740 | 58 | EGTL Spares | Mtce | 50 | 50Z | BEARING: MOTOR NDE | 315MM DIA X 28MM WD | Bearings & Accessories - All :CENTRALLY FLG,HEAVY SERIES,TIN BABBITT, CROSS REF DWG: SOL06676, FOR 173-PX-004A/B-M | EA | 2 | 0 | 0 | NO | 529.5408 | 82211.52 | GE/SKF | 235A2525AC01/7219BECBM |  | 01,21,22 | 1 | 2BBB | 2BBB |  | SEE ADDITIONAL INFO |  |  |  |  | 41003 | 44205 | 41680
11123 | 29200000TL | 03483 | EG1020001 | P | 58018957 | 58 | EGTL Spares | Mtce | 66 | 66Z | BEARING: ROLLER FRONT, SINGLE | ROW, 100 MM ID, 215 MM OD | Valve-Other : 47 MM WD,CN, MANUF STD, 110-PC-112A-M/B-M, 110-PC-212A-M, 110-PC-212B-M, (FOR CHILLED WATER PUMPS) | EA | 4 | 0 | 0 | NO | 352 | 54648 | SKF | 23322-078-000-9 |  | 01,21,22 | 1 | 2CAC | [7 empty] | 41321
11124 | 29300000TL | 03483 | EG1017008 | P | 58019038 | 58 | EGTL Spares | Mtce | 14 | 14Z | BOX: CONTROL, SPLIT UNIT | HVAC SYSTEM | Instruments - Other & Parts : SPLIT UNIT, ASSY, 25, ADMIN & WKSHP SPLIT UNITS / 5/6 | EA | 1 | 0 | 1 | YES | 695 | 250547.5 | CARRIER | 40QN660006 |  | 01,10,22 | 1 | 2CAB | 1BBB | [6 empty] | 43820 |  | 43861
11125 | 29200000TL | 03483 | EG1026001 | P | 58019155 | 58 | EGTL Spares | Mtce | 87 | 87B | GUN: STEAM, 3/8 IN, NONE POWER | 8 GPM CAPACITY | *OBS*Machinery-Misc- : | EA | 2 | 1 | 2 | NO | 81.0104 | 12575.25 | AALADIN | E01-0048 |  | 00 | 1 | 3XAC | 3XAC |  | E01-0181 |  |  |  |  | 41003
11126 | 29200000TL | 03483 | EG1028012 | S | 58019202 | 58 | EGTL Spares | Mtce | 86 | 86Z | KIT | BRAKE RHS | Automotive - Parts and Accessories: CONTAINS PADS, BOLTS, PINS, NUTS, BUKKEHAVE GLOBAL SPARE PARTS INC | EA | 1 | 0 | 0 | NO | 364.1469 | 56526.53 | IVECO | 42537363 |  | 00 | 1 | 3XAC | 2CBC | [6 empty] | 41003
11127 | 29200000TL | 03483 | EG1028012 | S | 58019206 | 58 | EGTL Spares | Mtce | 86 | 86Z | KIT | REPAIR, PAD | Automotive - Parts and Accessories: CONTAINS RETURN SPRINGS, BOLTS, NUTS, SPRINGS, BUKKEHAVE GLOBAL SPARE PARTS INC | EA | 1 | 0 | 0 | NO | 167.3216 | 25973.33 | IVECO | 42550957 |  | 00 | 1 | 3XAC | 2CBC | [6 empty] | 41003
11128 | 29200000TL | 03483 | EG1017009 | P | 58019225 | 58 | EGTL Spares | Mtce | 86 | 86Z | BELT | V CRANK SHAFT PULLEY | Automotive - Parts and Accessories: 500341810, RBR, BUKKEHAVE GLOBAL SPARE PARTS, INC. | EA | 2 | 0 | 0 | NO | 118.0352 | 18322.61 | IVECO | 500341810 |  | 00 | 1 | 3XAC | 2CBC | [6 empty] | 41003
11129 | 29200000TL | 03483 | EG1017018 | P | 58019238 | 58 | EGTL Spares | Mtce | 86 | 86Z | BELT | V ALTERNATOR | Automotive - Parts and Accessories: 504129824,RBR, BUKKEHAVE GLOBAL SPARE PARTS, INC. | EA | 2 | 0 | 0 | NO | 76.9099 | 11938.73 | IVECO | 504129824 |  | 00 | 1 | 3XAC | 2CBC | [6 empty] | 41003
11130 | 29200000TL | 03483 | EG1028012 | S | 58019241 | 58 | EGTL Spares | Mtce | 51 | 51B | LIGHT | LEFT SIDE, CLEAR | Electric Components - Lighting : ASSY, BUKKEHAVE GLOBAL SPARE PARTS, INC, | EA | 2 | 0 | 0 | NO | 48.6063 | 7545.15 | IVECO | 504074032 |  | 00 | 1 | 3XAC | 2CBC | [6 empty] | 41003
11131 | 29200000TL | 03483 | EG1019011 | P | 58019242 | 58 | EGTL Spares | Mtce | 51 | 51B | LAMP: 5W, 24V, WHITE | INCANDESCENT BULB, METAL BASE | Electric Components - Lighting : PICKUP TRUCK & MINIBUS BUKKEHAVE GLOBAL SPARE PARTS, INC | EA | 10 | 0 | 0 | NO | 3.3204 | 515.43 | IVECO | 18118690 |  | 00 | 1 | 3XAC | [7 empty] | 41003
11132 | 29200000TL | 03483 | EG1019011 | P | 58019247 | 58 | EGTL Spares | Mtce | 51 | 51Z | RELAY: TACHOGRAPH, 24V | 1 CONTACT, 24VAC COIL | Electric-Other : BLADE TERMINAL, PLASTIC ENCLOSURE, BUKKEHAVE GLOBAL SPARE PARTS, INC | EA | 1 | 0 | 0 | NO | 201.846 | 31332.56 | IVECO | 504047333 |  | 00 | 1 | 3XAC | [7 empty] | 41003
11133 | 29200000TL | 03483 | EG1019011 | P | 58019249 | 58 | EGTL Spares | Mtce | 86 | 86Z | PLATE | DIODE, METAL | Automotive - Parts and Accessories: BUKKEHAVE GLOBAL SPARE PARTS, INC | EA | 1 | 0 | 0 | NO | 17.0622 | 2648.57 | IVECO | 98438338 |  | 00 | 1 | 3XAC | 2CBC | [6 empty] | 41003
11134 | 29200000TL | 03483 | EG1017010 | P | 58019308 | 58 | EGTL Spares | Mtce | 86 | 86Z | BELT | V ALTERNATOR | Automotive - Parts and Accessories: 4898547, RBR, BUKKEHAVE GLOBAL SPARE PARTS, INC. | EA | 2 | 0 | 0 | NO | 50.1665 | 7787.34 | IVECO | 4898547 |  | 00 |  | 3XAC | 2CBC | [6 empty] | 41003
11135 | 29200000TL | 03483 | EG1028012 | P | 58019310 | 58 | EGTL Spares | Mtce | 86 | 86Z | KIT | BRAKE, REAR WHEEL | Automotive - Parts and Accessories: CONTAINS PADS, BOLTS, NUTS, PINS, BUKKEHAVE GLOBAL SPARE PARTS INC | EA | 1 | 0 | 0 | NO | 27.6636 | 4294.22 | IVECO | 7980687 |  | 00 |  | 3XAC | 2CBC | [6 empty] | 41003
11136 | 29200000TL | 03483 | EG1028012 | S | 58019362 | 58 | EGTL Spares | Mtce | 86 | 86Z | KIT | BRAKE | Automotive - Parts and Accessories: CONTAINS PADS, BOLTS, NUTS, PINS, BUKKEHAVE GLOBAL SPARE PARTS INC | EA | 1 | 0 | 0 | NO | 118.4753 | 18390.92 | IVECO | 93162177 |  | 00 |  | 3XAC | 2CBC | [6 empty] | 41003
11137 | 29200000TL | 03483 | EG1019011 | P | 58019369 | 58 | EGTL Spares | Mtce | 51 | 51Z | RELAY: PANEL, 24V | 1 CONTACT, 24V AC COIL | Electric-Other : BLADE TERMINAL, PLASTIC ENCLOSURE, ELEC EQUIP ON PANEL, BUKKEHAVE GLOBAL SPARE PARTS, INC | EA | 1 | 0 | 0 | NO | 20.0826 | 3117.42 | IVECO | 500362250 |  | 00 |  | 3XAC | [7 empty] | 41003
11138 | 29200000TL | 03483 | EG1018010 | P | 58019433 | 58 | EGTL Spares | Mtce | 14 | 14Z | GUARD:GAUGE,1/4 IN X 1/2 IN | CPVC/VITON | Instruments - Other & Parts : 160 LB, FPT, MAN PN L990.PA,1/4X1/2F,CPVC,NA,VITON, (CHEMICAL DOSING SKIDS)DIAPHAREM GAURD/GAUGE,1/4 IN X 1/2 IN OEM PN L990.PA CHANGE TO L990.PT | EA | 2 | 0 | 0 | NO | 1288.6 | 395632.415 | WIKA INSTRUMENTS | L990.PT | 991-05058841.88 | 01,10,22 | 1 | 2CAB | [7 empty] | 40914 | 42421 | 42535
11139 | 29200000TL | 03483 | EG1026015 | S | 58019451 | 58 | EGTL Spares | Mtce | 66 | 66Z | REGULATOR: BACK PRESSURE | 150 PSIG, 1/2 IN, SOC, 316 SS | Valve-Other : T-SERIES, VITON DIAPHRAGM, (CHEMICAL DOSING SKIDS)PART NUMBER BTP050-SVS-OSS HAS BEEN REPLACED BY BPM050-SVS-OSS. | EA | 3 | 0 | 0 | NO | 615.5 | 101249.75 | GRIFFCO | BPM050-SVS-OSS | 991-50502523.88 | 01,10,22 | 1 | 2CAB | [7 empty] | 40914 | 43144 | 41949
11140 | 29300000TL | 03483 | EG1017017 | P | 58019458 | 58 | EGTL Spares | Mtce | 66 | 66A | VALVE: BALL,3/4 IN,2000 LB | COMP, 316 SS BODY, 316 SS | Valve-Ball : BALL & STEM, FULL PORT, 3 PIECE, HANDLE OPERATED, 450 DEG.F, R PTFE, STRAIGHT (CHEMICAL DOSING SKIDS) | EA | 5 | 1 | 2 | YES | 306.27 | 133386.8874 | SWAGELOK | SS-63TS12 | 991-05056203.88 | 02,22 | 1 | 2CAB | [6 empty] | SWAGE680 | 43770 | 44841 | 44853
11141 | 29200000TL | 03483 | EG1026004 | P | 58019611 | 58 | EGTL Spares | Mtce | 86 | 86Z | GAUGE: LEVEL SIGHT | 5 IN, 5 IN LG, 2/2 IN -13 | Automotive - Parts and Accessories: CLEAR PLASTIC, 125PSI, ZINC PLATED STEEL | EA | 1 | 0 | 0 | NO | 110 | 18425 | ELASTEC INC | 4GAUGSI010 |  | 00 | 1 | 3XAC | [7 empty] | 41003 |  | 41990
11142 | 29200000TL | 03483 | EG1017018 | P | 58019623 | 58 | EGTL Spares | Mtce | 86 | 86Z | GAUGE: VACUUM 2.5 DIAL 1/4 NPT | 0 TO -30 PSI RANGE | Automotive - Parts and Accessories: SS CASE, POLYCARBONATE TUBE, SS, 1/4 NPT BOTTOM, BOTTOM MOUNT, LIQUID FILLED | EA | 1 | 0 | 0 | NO | 344 | 56588 | ELASTEC INC | 4GAUGVA010 |  | 00 | 1 | 3XAC | [7 empty] | 41003 |  | 41968
11143 | 29200000TL | 03483 | EG1025014 | P | 58019640 | 58 | EGTL Spares | Mtce | 66 | 66F | PLATE: 3 IN 150 LB RF, | CHECK VALVE | Valve - Parts & Accessories :CARBON STEEL, | EA | 2 | 0 | 0 | NO | 276.66 | 42951.465 | CRANE | 14629-C0-04 |  | 00 | 1 | 2CAB |  |  | 818879M001 |  |  |  |  | 41003
11144 | 29200000TL | 03483 | EG1025014 | P | 58019641 | 58 | EGTL Spares | Mtce | 66 | 66F | SPRING: WAFER CHECK VALVE | FOAM SKIDS AND BAGS | Valve - Parts & Accessories :CARBON STEEL, | EA | 1 | 0 | 0 | NO | 151.66 | 23545.215 | CRANE | 14796-19 |  | 01,22 | 1 | 2CAB |  |  | 818879M001 |  |  |  |  | 41003
11145 | 29200000TL | 03483 | EG1025014 | P | 58019642 | 58 | EGTL Spares | Mtce | 66 | 66F | PIN: 3 IN 150 LB RF | CHECK VALVE | Valve - Parts & Accessories :CARBON STEEL, | EA | 2 | 0 | 0 | NO | 50 | 7762.5 | CRANE | 26519-1-04 |  | 01,22 | 1 | 2CAB |  |  | 818879M001 |  |  |  |  | 41003
11146 | 29200000TL | 03483 | EG1025014 | P | 58019643 | 58 | EGTL Spares | Mtce | 50 | 50Z | BEARING: SLEEVE 3 IN 150 LB RF | CHECK VALVE | Bearings & Accessories - All :CARBON STEEL, | EA | 4 | 0 | 0 | NO | 10 | 1552.5 | CRANE | 12232-14-04 |  | 01,21,22 | 1 | 2CAB |  |  | 818879M001 |  |  |  |  | 41003
11147 | 29200000TL | 03483 | EG1025014 | P | 58019644 | 58 | EGTL Spares | Mtce | 66 | 66F | RING: RETAINING 3 IN 150 LB RF | CHECK VALVE | Valve - Parts & Accessories :SNAP, CARBON STEEL, | EA | 1 | 0 | 0 | NO | 48.33 | 7503.2325 | CRANE | 26520-1-E7 |  | 01,22 | 1 | 2CAB |  |  | 818879M001 |  |  |  |  | 41003
11148 | 29200000TL | 03483 | EG1025014 | P | 58019645 | 58 | EGTL Spares | Mtce | 66 | 66F | INSERT: PIN, CARBON STEEL | 6 IN-150 LBS RF CHECK VALVE | Valve - Parts & Accessories : | EA | 2 | 0 | 0 | NO | 50 | 7762.5 | CRANE | 26521-1-04 |  | 01,22 | 1 | 2CAB |  |  | 818879M001 |  |  |  |  | 41003
11149 | 29200000TL | 03483 | EG1025014 | P | 58019646 | 58 | EGTL Spares | Mtce | 66 | 66F | PLATE: 6 IN 150 LB RF | CARBON STEEL | Valve - Parts & Accessories :CHECK VALVE | EA | 2 | 0 | 0 | NO | 661.66 | 102722.715 | CRANE | 14629-B0-04 |  | 00 | 1 | 2CAB |  |  | 818879M001 |  |  |  |  | 41003
11150 | 29200000TL | 03483 | EG1025014 | P | 58019647 | 58 | EGTL Spares | Mtce | 66 | 66F | SPRING:WAFER CHECK VALVE | CARBON STEEL | Valve - Parts & Accessories : | EA | 2 | 0 | 0 | NO | 181.66 | 28202.715 | CRANE | 21468-6 |  | 01,22 | 1 | 2CAB |  |  | 818879M001 |  |  |  |  | 41003
11151 | 29200000TL | 03483 | EG1025014 | P | 58019648 | 58 | EGTL Spares | Mtce | 66 | 66F | PIN: 6 IN 150 LB RF | CARBON STEEL | Valve - Parts & Accessories :CHECK VALVE | EA | 2 | 0 | 0 | NO | 121.66 | 18887.715 | CRANE | 26519-3-04 |  | 01,22 | 1 | 2CAB |  |  | 818879M001 |  |  |  |  | 41003
11152 | 29200000TL | 03483 | EG1025014 | P | 58019649 | 58 | EGTL Spares | Mtce | 50 | 50Z | SPRING: WAFER CHECK VALVE | CARBON STEEL | Bearings & Accessories - All : | EA | 3 | 0 | 0 | NO | 133.33 | 20699.4825 | CRANE | 12232-5-04 |  | 01,22 | 1 | 2CAB |  |  | 818879M001 |  |  |  |  | 41003
11153 | 29200000TL | 03483 | EG1025014 | P | 58019650 | 58 | EGTL Spares | Mtce | 50 | 50Z | BEARING | ANNULAR BALL | Bearings & Accessories - All :H LUG RETAINERLESS, DUO-CHEK II SERIES, CS | EA | 4 | 0 | 0 | NO | 133.33 | 20699.4825 | CRANE | 12232-13-04 |  | 01,21,22 | 1 | 2CAB | 2CBC |  | 818879M001 |  |  |  |  | 41003
11154 | 29200000TL | 03483 | EG1025014 | P | 58019651 | 58 | EGTL Spares | Mtce | 66 | 66F | RING: RETAINING 6 IN 150 LB RF | SNAP, CARBON STEEL | Valve - Parts & Accessories : | EA | 1 | 0 | 0 | NO | 231.66 | 35965.215 | CRANE | 26520-60-E7 |  | 01,22 | 1 | 2CAB |  |  | 818879M001 |  |  |  |  | 41003
11155 | 29200000TL | 03483 | EG1025014 | P | 58019652 | 58 | EGTL Spares | Mtce | 66 | 66F | INSERT: PIN, CARBON STEEL | 6 IN 150 LB RF | Valve - Parts & Accessories :CHECK VALVE | EA | 2 | 0 | 0 | NO | 175 | 27168.75 | CRANE | 26521-3-04 |  | 01,22 | 1 | 2CAB |  |  | 818879M001 |  |  |  |  | 41003
11156 | 29200000TL | 03483 | EG1025014 | P | 58019653 | 58 | EGTL Spares | Mtce | 54 | 54D | PACKING: 6 IN 150 LB RF | GATE VALVE, CARBON STEEL | Packing / Glands / Stuffing Boxes : J35 CASTING | EA | 1 | 0 | 0 | NO | 126.66 | 19663.965 | CRANE | 47J35PKSET |  | 01,22 | 1 | 2CAB |  |  | 818879M001 |  |  |  |  | 41003
11157 | 29200000TL | 03483 | EG1025014 | P | 58019654 | 58 | EGTL Spares | Mtce | 54 | 54A | GASKET: 6 IN 150 LB RF, | GATE VALVE | Gaskets : CRANE J35 CASTING REFERENCE SP-83-100, | EA | 1 | 0 | 0 | NO | 158.33 | 24580.7325 | CRANE | 47J35GSKT |  | 00 | 1 | 2CAB |  |  | 818879M001 |  |  |  |  | 41003
11158 | 29300000TL | 03483 | EG1016009 | P | 58019660 | 58 | EGTL Spares | Mtce | 54 | 54A | BUSHING:THROTTLE, 66 MM ID X | 86 MM OD X 20 MM WD | Seals : ORKOT C322(TLM) WRAS, BUSH STUFFINGBOX, ORKOT C322 TLM, 110-PC-112A/B, 110-PC-212A, 110-PC-212B, (CHILLED WATER PUMPS) | EA | 2 | 0 | 1 | YES | 1484.44 | 2280219.4556 | SPP | 22494.079 | 22494.079 | 01,22 | 1 | 2CAC | 1BBB |  | E44089-02 (45) |  |  |  |  | 43770 |  | 45875
11159 | 29300000TL | 03483 | EG1019004 | P | 58019661 | 58 | EGTL Spares | Mtce | 76 | 76F | RING: WEAR,218.25 MM ID X | 238 MM OD X 27 MM WD | Pump - Centrifugal - Parts : BRZ GR CT1, CASE, 110-PC-112A/B, 110-PC-212A, 110-PC-212B, (CHILLED WATER PUMPS) | EA | 2 | 0 | 1 | YES | 3516.065 | 5731389.8261 | SPP | 22490.473.01 | 22490.473.01 | 01,22 | 1 | 2CAC |  |  | E44089-02 (23) |  |  |  |  | 43770 |  | 45434
11160 | 29200000TL | 03483 | EG1021012 | P | 58019706 | 58 | EGTL Spares | Mtce | 54 | 54A | SEAL:INFLATABLE, 25.53 IN X | 61.53 IN X 10 IN LG,FABRIC | Seals : REINFORCED EPDM (FRESH CATALYST PACKAGE) | EA | 2 | 0 | 0 | NO | 2648.015 | 439390.1825 | PAWLING | PRS332-191 | 641220 | 01,22 | 1 | 2BBB | 1BBB |  | 620023 |  |  |  |  | 40914 | 41741 | 41886
11161 | 29200000TL | 03483 | EG1025008 | P | 58019710 | 58 | EGTL Spares | Mtce | 57 | 57A | BELLOWS:DUST,2-5 PSI,NEOPRENE | FRESH CATALYST PACKAGE |  | EA | 2 | 0 | 0 | NO | 2752 | 427248 | A&A | FC-163347 |  | 01,22 | 1 | 2BBB | 1CCC | [6 empty] | 41321
11162 | 29200000TL | 03483 | EG1021012 | P | 58019715 | 58 | EGTL Spares | Mtce | 66 | 66F | SEAT:VALVE, BUTTERFLY,8 IN VLV | 7-1/2 IN ID MOLDED, WHITE | Valve - Parts & Accessories :NITRILE, FOR 544364 BF VALVE, (FRESH CATALYST PACKAGE) | EA | 2 | 0 | 0 | NO | 123.68 | 19201.32 | SURE SEAL | 300169 | 570163 | 01,22 | 1 | 2BBB |  |  | 300169 |  |  |  |  | 40914
11163 | 29200000TL | 03483 | EG1021004 | P | 58019727 | 58 | EGTL Spares | Mtce | 51 | 51C | TRANSFORMER: DRY, 0.35KVA | 120 VAC, 50/60HZ, 1PH | Electric Components - Motor / Generator :230/460 VAC | EA | 1 | 0 | 0 | NO | 127.2 | 19747.8 | SMC | #AE06-0350 |  | 01,10,22 | 1 | 2BBB |  |  | 610365 |  |  |  |  | 41003
11164 | 29200000TL | 03483 | EG1021004 | P | 58019728 | 58 | EGTL Spares | Mtce | 51 | 51Z | KIT | FUSE, FOR TRANSFORMER | Electric-Other : CONTAINS (2) PRIMARY FUSES,(1) SECONDARY FUSE | EA | 5 | 0 | 0 | NO | 18.78 | 2915.595 | SMC | #PL-79906 |  | 01,22 | 1 | 2BBB | 2CBC |  | 610365 |  |  |  |  | 41003
11165 | 29200000TL | 03483 | EG1021004 | S | 58019729 | 58 | EGTL Spares | Mtce | 72 | 72Z | LUBRICATOR: MICRO-FOG | 1/2'' PTF UNI-DIRECTIONAL | EXCELON 74 MICRO-FOG LUBRICATOR, 1/2 PORT SIZE, MANUAL 1/4 TURN DRAIN, 7 FLUID oz (0.2 LITER) TRANSPARENT WITH GUARDP/N: L74M-4AP-QPN, USED ON UNIT 30 JOLTERS | EA | 2 | 0 | 0 | NO | 135 | 41297.325 | EXCELON | L74M-4AP-QPN |  | 01,10,22 | 1 | 1BBB | 1BBB |  | 610365 |  |  | L74M |  | 41003 | 43383 | 43396
11166 | 29200000TL | 03483 | EG1020002 | P | 58019733 | 58 | EGTL Spares | Mtce | 14 | 14B | CONTROLLER: PROGRAMMABLE LOGIC | 20 INPUT, 12 OUTPUT | Programmable Logic Controllers : 32 I/O CAPACITY, MICROLOGIX 1400 | EA | 2 | 0 | 0 | NO | 657.02 | 101989.2146 | SMC | 1766-L32BWA |  | 01,11,22 | 1 | 2BBB |  |  | 610365 |  |  |  |  | 41003 | 41541 | 41654
11167 | 29200000TL | 03483 | EG1021003 | P | 58019761 | 58 | EGTL Spares | Mtce | 66 | 66H | VALVE: RELIEF,SAFETY,15 LB SET | 1/2 IN,FNPT INLET,1 IN,FNPT | Valve-Safety Relief : OUTLET, 5000 LB, 316 SS BODY, 316 SS, NITROGEN OPERATED, -450 DEG F TO 750 DEG F, TEFLON (FRESH CATALYST PACKAGE) | EA | 1 | 0 | 0 | NO | 1038.75 | 161265.9375 | BIMBA | #961100MA | 642088 | 02,22 | 1 | 2BBB |  |  | EGTL1-300171-300172 |  |  |  |  | 40914 |  | 41924
11168 | 29200000TL | 03483 | EG1026002 | P | 58019773 | 58 | EGTL Spares | Mtce | 14 | 14Z | SWITCH: PRESSURE, 125/250 VAC | FRESH CATALYST | Instruments - Other & Parts : 10A, 1/2 IN NPT, BOTTOM, 0-4 BAR RANGE, SPDT, EP ENCLOSURE | EA | 2 | 0 | 0 | NO | 618.6925 | 99396.686 | BOURDON HAENNI | RP2-ER.651 | RP2-ER.651 | 01,10,22 | 1 | 2BBB |  |  | 300180 |  |  |  |  | 40914 | 41893 | 41948
11169 | 29200000TL | 03483 | EG1026003 | P | 58019775 | 58 | EGTL Spares | Mtce | 51 | 51Z | INTERFACE:OPERATOR,24VDC 1A | FRESH CATALYST PACKAGE | Electric-Other : PANELVIEW 700, ETHERNET & RS232 PRINTER PORTS | EA | 1 | 0 | 0 | NO | 6164.55 | 957046.39 | ALLEN BRADLEY | # 2711PT7C4D1 | 641023 | 00 | 1 | 2BBB |  |  | 300180 |  |  |  |  | 40914
11170 | 29200000TL | 03483 | EG1025009 | P | 58019791 | 58 | EGTL Spares | Mtce | 51 | 51Z | TRANSFORMER:DRY,2KVA,230/460 | VAC,125 VAC,,50/60HZ,1PH | Electric-Other : FRESH CATALYST PACKAGE | EA | 1 | 0 | 0 | NO | 752 | 116748 | ACME | #FS-2-2000 | 641411 | 01,10,22 | 1 | 2BBB |  |  | 300181 |  |  |  |  | 40914
11171 | 29200000TL | 03483 | EG1025009 | P | 58019807 | 58 | EGTL Spares | Mtce | 51 | 51Z | TRANSFORMER:DRY,1KVA,230/460 | VAC,120 VAC,50/60HZ,1PH | Electric-Other : FRESH CATALYST PACKAGE | EA | 1 | 0 | 0 | NO | 966.1 | 149987.03 | ACME | #FS-2-1000 | 549801 | 01,10,22 | 1 | 2BBB |  |  | 300181 |  |  |  |  | 40914
11172 | 29200000TL | 03483 | EG1020006 | P | 58019809 | 58 | EGTL Spares | Mtce | 14 | 14H | SWITCH:PRESSURE,FRESH CATALYST | PACKAGE,125/250/480 VAC 15A | Pressure measuring and control Instruments : &quot;1/2 IN NPTF, BOTTOM, 250-300PSI RANGE, SPDT, EP ENCLOSURE, CLASS I&II, DIV I&II 1/2 IN NPT 316L PRESSURE CONNECTION; 316L DIAPHRAGM; VITON O-RING; 0.06 IN ORIFICE; 250 TO 3500&quot; | EA | 2 | 0 | 0 | NO | 361.78 | 59512.81 | UNITED ELECTRIC | #J120-489 | 640747 | 01,10,22 | 1 | 2BBB |  |  | 300180 |  |  |  |  | 40914 | 41896 | 41948
11173 | 29200000TL | 03483 | EG1020006 | P | 58019810 | 58 | EGTL Spares | Mtce | 14 | 14Z | SWITCH:PROXIMITY,SPDT,48 VDC/ | 120 VAC,0.416/.25A,1PH,50/60HZ | Instruments - Other & Parts : "1NO, BRACKET MOUNT, 5/8 IN BOLT, CLASS I & II, DIV. I & II, 144 IN LONG130-XX-005, (FRESH CATALYST PACKAGE)" | EA | 2 | 0 | 0 | NO | 276.42 | 45471.09 | SOLDO | #BLT210NL144 | 641030 | 01,10,22 | 1 | 2BBB |  |  | 300180 |  |  |  |  | 40914 | 41895 | 41948
11174 | 29200000TL | 03483 | EG1026002 | P | 58019828 | 58 | EGTL Spares | Mtce | 51 | 51B | ENCLOSURE:LIGHT,NEMA 1 | 18.39MM WD X 4.33MM HT X | Electric Components - Lighting : 1.77MM DP, POLYCARBONATE (FRESH CATALYST PACKAGE) | EA | 1 | 0 | 0 | NO | 573.4 | 89020.35 | RITTAL | #9968111 | 641461 | 00 | 1 | 2BBB |  |  | 300181 |  |  |  |  | 40914
11175 | 29200000TL | 03483 | EG1026002 | S | 58019830 | 58 | EGTL Spares | Mtce | 14 | 14Z | ENCODER:INCREMENTAL,5-15V | FRESH CATALYST PACKAGE | Instruments - Other & Parts : Encoder, Ex, Incremental, 5-15V, Class 1 &II, Div 1, Groups D, E, F, G (ENCODER,EX INCREMENTAL, BEI# H38D-2400-ABZC-4469-SC-UL2,2400:1,DUAL CHANNEL W INDEX,5-15V LINE DRIVER,CLASS 1& 2, DIV1, GROUPS D,E,F&G,1/2-14 NPSF)"CLA | EA | 2 | 0 | 0 | NO | 2142.2492 | 332556.25 | BEI | H38D-2400-ABZC-4469-SC- | 641021 | 01,22 | 1 | 2BBB |  |  | 300180 |  |  |  |  | 40914 | 41745 | 41753
11176 | 29200000TL | 03483 | EG1026007 | P | 58019835 | 58 | EGTL Spares | Mtce | 51 | 51Z | REACTOR:LINE,200V-24V INPUT | 12A,3PH,50/60HZ | Electric-Other : NEMA 1 (FRESH CATALYST PACKAGE) | EA | 2 | 0 | 0 | NO | 365.63 | 56764.06 | ALLEN BRADLEY | 1321-3RA12-B | 641655 | 22 | 1 | 2BBB |  |  | 300181 |  |  |  |  | 40914
11177 | 29200000TL | 03483 | EG1026002 | P | 58019844 | 58 | EGTL Spares | Mtce | 11 | 11Z | POWER SUPPLY:PLC,85-265 VAC | INPUT,24V OUTPUT,2.8A OUTPUT | Computer Hardware - Peripherals : FRESH CATALYST PACKAGE | EA | 1 | 0 | 0 | NO | 946.09 | 295652.1875 | ALLEN BRADLEY | # 1756-PA72/C | 641095 | 01,10,22 | 1 | 2BBB |  |  | 300181 |  |  |  |  | 40914 | 42470 | 42533
11178 | 29200000TL | 03483 | EG1021003 | P | 58019878 | 58 | EGTL Spares | Mtce | 66 | 66F | REGULATOR: PRESSURE,NITROGEN | 85 CFM INLET,0.2176 PSI OUTLET | Valve - Parts & Accessories :1 IN NPT, CS BODY, VALVE, 130-PCV-0218, (FRESH CATALYST PACKAGE) | EA | 1 | 0 | 0 | NO | 327.5 | 50844.375 | EXPERITEC | HSR | 641486 | 01,10,22 | 1 | 2BBB |  |  | 620286 |  |  |  |  | 40914
11179 | 29200000TL | 03483 | EG1021003 | P | 58019890 | 58 | EGTL Spares | Mtce | 66 | 66H | VALVE: RELIEF,AIR PRESSURE | 100 LB SET,1 IN,150 LB FLANGE | Valve-Safety Relief : INLET, 1 IN, 150 LB FLANGE OUTLET, 150 LB, CS BODY, 316 SS, NITROGEN OPERATED, 550 DEG F, PLASTIC SEAT (FRESH CATALYST PACKAGE) | EA | 1 | 0 | 0 | NO | 2543.75 | 394917.1875 | NOSHOK | #81S1S8A8A-8 | 641526 | 02,22 | 1 | 2BBB |  |  | 620286 |  |  |  |  | 40914
11180 | 29200000TL | 03483 | EG1023014 | P | 58019933 | 58 | EGTL Spares | Mtce | 87 | 87B | SPROCKET:17 TEETH,3-7/16 IN | BORE,SGL ROW,1-1/2 IN PITCH | *OBS*Machinery-Misc- : 8.92 IN OD, 8.163 IN ROOT DIA, STL, STD KEYWAY (FRESH CATALYST PACKAGE) | EA | 1 | 0 | 0 | NO | 471.28 | 73166.22 | MARTIN | #120B17 | 640657 | 22 | 1 | 2BBB | 2BBB |  | 620132 |  |  |  |  | 40914
11181 | 29200000TL | 03483 | EG1018010 | P | 58019944 | 58 | EGTL Spares | Mtce | 66 | 66S | VALVE: SOLENOID,3/8 IN PIPE | 1.1 CV ORIFICE,24 VDC | Valve - On/Off, solenoid, actuated :REXROTH BOSCH DIRECTIONAL CONTROL VALVE CREAM SZ1 EPDS, ISO 5599-1 PNEUMATIC SYSTEM, ZINC BODY, 2-POSITION 5-PORT, 150 LB, MANIFOLD BASE, DIRECT ACTING, EP, EXTERNAL PILOT, EP ENCLOSURE, 1.1 CV (FRESH CATALYST PACKAGE | EA | 4 | 3 | 6 | NO | 577.702 | 89678.252 | REXROTH | R432006419 | 640772 | 02,22 | 1 | 2 | [7 empty] | 40914 | 42379 | 41764
11182 | 29200000TL | 03483 | EG1023014 | P | 58019953 | 58 | EGTL Spares | Mtce | 87 | 87B | SPROCKET:17 TEETH,3-1/2 IN | BORE,SGL ROW,1-1/2 IN PITCH | *OBS*Machinery-Misc- : 8.92 IN OD,8.163 IN ROOT DIA, STL, STD KEYWAY (FRESH CATALYST PACKAGE) | EA | 1 | 0 | 0 | NO | 598.13 | 92859.6825 | IBT | 17T3.5 | 641297 | 22 | 1 | 2BBB | 2BBB |  | 620133 |  |  |  |  | 40914
11183 | 29300000TL | 03483 | EG1017001 | P | 58019959 | 58 | EGTL Spares | Mtce | 72 | 72C | REGULATOR: FILTER,AIR,5-150 | PSI INLET,90 PSI OUTLET | Filtration-Media : 3/8 IN NPT, ZINC BODY (FRESH CATALYST PACKAGE) | EA | 1 | 1 | 2 | YES | 500 | 797350 | NORGREN | #B72G-3AK-ST3-RMG | 640769 | 01,10,22 | 1 | 2BBB | [7 empty] | 43770 |  | 45773
11184 | 29200000TL | 03483 | EG1025010 | P | 58019983 | 58 | EGTL Spares | Mtce | 54 | 54A | GASKET: SPIRAL WOUND,2 IN PIPE | 300 LB,SS INNER RING,CS OUTER | Gaskets : RING, FLEXIBLE GRAPHITE FILLER, 304 SS WINDING, CGI, 3MM THK, 130-VR-105/205, DWG# 110A207, 110A208, 110A210, 110A212, 210A207, 210A208, 210A210, 210A212 (LIFT REACTORS) | EA | 24 | 0 | 0 | NO | 20.0013 | 3105 | IHI |  | 110N727-A442 | 01,22 | 1 | 1AXX |  |  | 110A207, 110A208, 110A210 |  |  |  |  | 40914 | 44672
11185 | 29200000TL | 03483 | EG1022006 | P | 58019986 | 58 | EGTL Spares | Mtce | 54 | 54A | GASKET: SPIRAL WOUND,4 IN PIPE | 300 LB,SS INNER RING,CS OUTER | Gaskets : RING,FLEXIBLE GRAPHITE FILLER,304 SS WINDING,CGI,3MM THK, 130-VR-105/205, DWG# 110A205, 110A206, 110A213, 210A205, 210A206, 210A213, (LIFT REACTORS) | EA | 4 | 0 | 0 | NO | 3.29 | 510.7396 | IHI |  | 110N727-A446 | 01,22 | 1 | 1AXX |  |  | 110A205, 110A206, 110A213 |  |  |  |  | 40914 | 41912 | 41936
11186 | 29200000TL | 03483 | EG1026011 | P | 58020063 | 58 | EGTL Spares | Mtce | 87 | 87B | BUSHING: DRIVE TAPER LOCK | 1-1/2IN BORE 3/8IN X 5/8IN LG | *OBS*Machinery-Misc- : BOLTS, 55 MM PCD DIA BOLT CIRCLE, 3/8 IN WIDE KEYSEAT, CI, 1610 | EA | 1 | 0 | 0 | NO | 21.0589 | 3268.98 | PAN MIXERS SA | V20016 |  | 01 | 1 | 3XAC | 3XAC |  | V200-N-001 |  |  |  |  | 41003
11187 | 29200000TL | 03483 | EG1025009 | P | 58020065 | 58 | EGTL Spares | Mtce | 87 | 87B | KEY: 3/8 IN WD 1/4 IN TK 67 MM | LONG, STEEL | *OBS*Machinery-Misc- : | EA | 1 | 0 | 0 | NO | 1.4931 | 231.7714 | PAN MIXERS SA | V20044-1 |  | 01,22 | 1 | 3XAC | 3XAC |  | V100-N-004 |  |  |  |  | 41003
11188 | 29200000TL | 03483 | EG1025009 | P | 58020066 | 58 | EGTL Spares | Mtce | 87 | 87B | KEY: DRIVE SHAFT, STEEL | MIXERS FOR REFRACTORY | *OBS*Machinery-Misc- : | EA | 1 | 0 | 0 | NO | 1.1425 | 177.3555 | PAN MIXERS SA | V20043 |  | 01,22 | 1 | 3XAC | 3XAC |  | V200-N-003 |  |  |  |  | 41003
11189 | 29200000TL | 03483 | EG1025009 | P | 58020080 | 58 | EGTL Spares | Mtce | 87 | 87B | KEY | DRIVE SHAFT STEEL, | *OBS*Machinery-Misc- : 3/8 IN WIDE 1/4 IN THICK X 45 MM LONG, STL | EA | 1 | 0 | 0 | NO | 1.3503 | 209.602 | PAN MIXERS SA | V20044 |  | 01,22 | 1 | 3XAC | 3XAC |  | V200-N-003 |  |  |  |  | 41003
11190 | 29200000TL | 03483 | EG1026011 | P | 58020083 | 58 | EGTL Spares | Mtce | 56 | 56Z | SCREW: MACHINE 10 MM DIA | STEEL | *OBS*Fastener-BottWa : 30 MM LG, 1.5 MM PITCH, COUNTER SUNK SLOTTERED HD, MILD STL, METRIC STD, GR 4.8, METRIC STD | EA | 40 | 0 | 0 | NO | 0.4025 | 62.4775 | PAN MIXERS SA | 10030MS |  | 02,21,22 | 1 | 3XAC | 3XAC |  | V200-N-002 |  |  |  |  | 41003
11191 | 29200000TL | 03483 | EG1025009 | P | 58020111 | 58 | EGTL Spares | Mtce | 87 | 87B | KEY: 16 MM WD, 10 MM THICK | STEEL | *OBS*Machinery-Misc- : | EA | 1 | 0 | 0 | NO | 4.2196 | 655.0062 | PAN MIXERS SA | V30044 |  | 01,22 | 1 | 3XAC | 3XAC |  | V300-N-003 |  |  |  |  | 41003
11192 | 29200000TL | 03483 | EG1026011 | S | 58020116 | 58 | EGTL Spares | Mtce | 56 | 56Z | BOLT: MIXER, 16 MM DIA, | 30 MM LG 2.0 MM PITCH | *OBS*Fastener-BottWa : HEX HEAD 24 MM ACROSS FLATS HD, MILD STEEL, METRIC STD, GR 4.8, | EA | 20 | 0 | 0 | NO | 1.2983 | 201.5404 | PAN MIXERS SA | 16030MB |  | 02 | 1 | 3XAC | 3XAC |  | V300-N-002 |  |  |  |  | 41003
11193 | 29200000TL | 03483 | EG1023003 | S | 58020341 | 58 | EGTL Spares | Mtce | 54 | 54A | SEAL: LABYRINTH,214.262 MM | SHAFT OD,32.08 MM WD,131.09 MM | Seals : DF5 089 A01, (RECYCLE COMPRESSOR) | EA | 1 | 0 | 0 | NO | 6777.3675 | 1673517.897 | DRESSER RAND | 586-829-201 | 586-829-201 | 01,22 | 1 | 1AXX | 1BBB |  | 586-829-201 |  |  |  |  | 40914 | 45278 | 43489 |  |  |  |  | -1 | 1
11194 | 29200000TL | 03483 | EG1024001 | P | 58020488 | 58 | EGTL Spares | Mtce | 28 | 28E | EDUCTOR: ANDREPAIR KITS | 1 IN X 1-1/2 IN, 3000 PSI MAX | Fire and Gas Control Systems : ELKHART BRASS FOAM EDUCCTOR CAT 241-N3R CPM80 (PART NUMBER 33074000, 39024001 57344000 AND 33074000)http://www.elkhartbrass.com/files/aa/downloads/drawings/InLine-Eductor_Parts.pdf | EA | 3 | 2 | 4 | NO | 741.2668 | 198034.0875 | ELKHART BRASS | 241-N3R |  | 00 | 1 | [8 empty] | 41003 | 43420 | 42885
11195 | 29200000TL | 03483 | EG1017016 | P | 58020501 | 58 | EGTL Spares | Mtce | 67 | 67B | ELEMENT:ROD OVEN,120 VOLT 500W | METAL,500 WATT HEATING ELEMENT | Welding - Supplies : | EA | 1 | 0 | 0 | NO | 74.0296 | 11491.61 | KEEN | 301022 |  | 01 | 1 | 3XAC | [7 empty] | 41003
11196 | 29200000TL | 03483 | EG1017016 | P | 58020502 | 58 | EGTL Spares | Mtce | 67 | 67B | ELEMENT:ROD OVEN,120 VOLT 500W | 240 VOLT 500W,METAL | Welding - Supplies : REPLACEMENT HEATING ELEMENT | EA | 1 | 0 | 0 | NO | 74.0296 | 11491.61 | KEEN | 301039 |  | 01 | 1 | 3XAC | [7 empty] | 41003
11197 | 29200000TL | 03483 | EG1022010 | P | 58020552 | 58 | EGTL Spares | Mtce | 66 | 66F | KIT:PACKING KIT ,STOP VALVE | BULK Y-PATTERN MANUAL VALVES | Valve - Parts & Accessories :CONTAINS FLEXIBLE GRAPHITE PACKING, JC 1625 TOP AND BOTTOM RINGS,1 FLEXIBLE GRAPHITE INNER RING,1.37 IN OD X .875 IN ID, JC 1625, YFADAA, MN PO 1 1.5 D36124PT, PO 4 1.5 D36124P | EA | 31 | 0 | 0 | NO | 183.0118 | 28410.75 | FLOWSERVE | 990858 |  | 01,22 | 1 | 2CCC | [5 empty] | SEE ADDITIONAL INFO |  | 41344
11198 | 29200000TL | 03483 | EG1022004 | P | 58020553 | 58 | EGTL Spares | Mtce | 66 | 66F | KIT:PACKING KIT ,STOP VALVE | BULK Y-PATTERN MANUAL VALVES | Valve - Parts & Accessories :CLASS 1690 CONTAINS FLEXIBLE GRAPHITE PACKING,SIZE 3/4 IN AND 1 IN, JC 1625 TOP AND BOTTOM RINGS, FLEXIBLE GRAPHITE INNER RING,.995 IN OD X .625 IN ID, JC 1625, YDAC01, YDAC04, | EA | 100 | 0 | 0 | NO | 140.009 | 21735 | FLOWSERVE | 990836 |  | 01,22 | 1 | 2CCC | [5 empty] | SEE ADDITIONAL INFO |  | 41344
11199 | 29200000TL | 03483 | EG1021015 | P | 58020562 | 58 | EGTL Spares | Mtce | 54 | 54A | GASKET:VALVE 4 IN CLASS 1100 | STOP VALVE, FLEXIBLE GRAPHITE | Gaskets : AND METAL WIRE,4.486 IN OD X 3.970 IN ID ROUND, PS, YEADAE, MN PO 14 4 B4014(CF8C)PTY, PO 20, 4 B4014PTY, (FOR BULK Y-PATTERN MANUAL VALVES) | EA | 6 | 0 | 0 | NO | 1485.0957 | 230546.25 | FLOWSERVE | 657859 |  | 01,22 | 1 | 2CCC | [5 empty] | SEE ADDITIONAL INFO |  | 41344
11200 | 29200000TL | 03483 | EG1021002 | P | 58020563 | 58 | EGTL Spares | Mtce | 66 | 66F | KIT:PACKING KIT 4 IN | CLASS 1100 STOP | Valve - Parts & Accessories :FOR Y-PATTERN MANUAL VALVES, CONTAINS FLEXIBLE GRAPHITE PACKING, JC 1625 TOP AND BOTTOM RINGS (1 EACH),(3) FLEXIBLE GRAPHITE INNER RINGS,2.035 IN OD X 1.375 IN ID, ARGO 524, YEADAE, 07-45075-21, | EA | 6 | 0 | 0 | NO | 330.0213 | 51232.5 | FLOWSERVE | 990918 |  | 01,22 | 1 | 2CCC | [5 empty] | SEE ADDITIONAL INFO |  | 41344
11201 | 29200000TL | 03483 | EG1021002 | P | 58020566 | 58 | EGTL Spares | Mtce | 54 | 54A | GASKET:VALVE 3 IN CLASS 700 | STOP VALVE FLEXIBLE GRAPHITE | Gaskets : ROUND, YDAC02 (FOR BULK Y-PATTERN MANUAL VALVES) | EA | 2 | 0 | 0 | NO | 119.0077 | 18474.75 | FLOWSERVE | 958148 |  | 01,22 | 1 | 2CCC | [5 empty] | PO 17: 3 D614FJPTY |  | 41344
11202 | 29200000TL | 03483 | EG1021002 | P | 58020567 | 58 | EGTL Spares | Mtce | 66 | 66F | KIT:PACKING KIT, | 3 IN CLASS 700 STOP VALVE | Valve - Parts & Accessories :&quot;FOR Y-PATTERN MANUAL VALVES,CONTAINS FLEXIBLE GRAPHITE PACKING, JC 1625 YDAC02&quot; | EA | 2 | 0 | 0 | NO | 270.0174 | 41917.5 | FLOWSERVE | 990915 |  | 01,22 | 1 | 2CCC | [5 empty] | PO 17: 3 D614FJPTY |  | 41344
11203 | 29200000TL | 03483 | EG1021002 | P | 58020571 | 58 | EGTL Spares | Mtce | 66 | 66Z | KIT: PACKING, 2 IN | CLASS 1690 BW ENDS, | Valve-Other : &quot;FOR Y-PATTERN MANUAL VALVES,CONTAINS JC 1625 TOP AND BOTTOME RINGS,GRAPHITE CENTER RINGS, JC 1625, YDCC06, 07-45075-22, MN PO 18 2 D36128PT, PO 21 2 D36128(F22)AFFFJPT YFAAAG YEADAA YBADAB&quot; | EA | 22 | 0 | 0 | NO | 246.0158 | 38191.5 | FLOWSERVE | 980358 |  | 01,22 | 1 | 2CCC | [5 empty] | SEE ADDITIONAL INFO |  | 41344
11204 | 29200000TL | 03483 | EG1021002 | P | 58020572 | 58 | EGTL Spares | Mtce | 66 | 66Z | KIT: PACKING KIT, 6 IN | CLASS 1500 STOP VALVE | Valve-Other : FOR Y-PATTERN MANUAL VALVES,CONTAINS GARLOCK 1303 DRY FLEXIBLE GRAPHITE PACKING,TOP AND BOTTOM RINGS,CENTER RINGS DIE FORMED GRAPHITE, YFGCAC | EA | 6 | 0 | 0 | NO | 454.0292 | 70483.5 | FLOWSERVE | 990917 |  | 01,22 | 1 | 2CCC | [5 empty] | PO 23: 6 B7514(CF8M)HHPTY |  | 41344
11205 | 29200000TL | 03483 | EG1022010 | P | 58020573 | 58 | EGTL Spares | Mtce | 54 | 54A | GASKET:6 IN 1500 LB STOP VALVE | FLEXIBLE GRAPHITE, RND | Gaskets : YFGCAC, (FOR BULK Y-PATTERN MANUAL VALVES) | EA | 4 | 0 | 0 | NO | 1350.087 | 209587.5 | FLOWSERVE | 656221 |  | 01,22 | 1 | 2CCC | [5 empty] | PO 23: 6 B7514(CF8M)HHPTY |  | 41344
11206 | 29300000TL | 03483 | EG1016010 | P | 58020595 | 58 | EGTL Spares | Mtce | 50 | 50Z | BEARING:MOTOR DRIVE END | 50MM ID X 110MM OD X 27MM WD | Bearings & Accessories - All :2 SEAL,HEAVY SERIES,CS, FOR EXPROOF, 30 HP, 1800RPM, 3/60/460V, CLASS II, DIV I, GROUPS F & G | EA | 2 | 0 | 1 | YES | 41 | 59177.35 | IBT | 6310 2ZJ SKF |  | 01,21,22 | 1 |  |  |  | EGTL-CPS-ELE-BM-300181 |  |  |  |  | 43782 | 44920 | 45977
11207 | 29200000TL | 03483 | EG1028005 | S | 58020674 | 58 | EGTL Spares | Mtce | 66 | 66A | LOCKOUT:TAGOUT,POLYPROPYLENE | FOR BALL VALVE 1/2IN -2 1/2IN | Valve-Ball : LOTO, DEVICE, SMALL, NOTE THIS ITEM RESTRICTED FOR USE IN NMA SBU LOCKOUT/TAGOUT PROGRAM ONLY DO NOT USE FOR ANY OTHER PURPOSE | EA | 10 | 0 | 0 | NO | 41.71 | 6478.8207 | BRADY | BS07A |  | 01 | 1 | 3XAC | [7 empty] | 41003 |  | 41571
11208 | 29200000TL | 03483 | EG1023010 | S | 58020736 | 58 | EGTL Spares | Mtce | 54 | 54D | O-RING:78.97 MM ID,86.03 MM OD | 3.53 MM WD,VITON AD, BS235 | *OBS*GS&P-O-Rings : DF5 089 A01 (RECYCLE COMPRESSOR) | EA | 3 | 0 | 0 | NO | 232.6688 | 36120.7775 | DRESSER RAND | R4312 VITON AD | R4312 VITON AD | 01,22 | 1 | 1AXX | 1AXX |  | R4312 VITON AD |  |  |  |  | 40914 | 45278 | [5 empty] | -1 | 1
11209 | 29200000TL | 03483 | EG1023010 | P | 58020738 | 58 | EGTL Spares | Mtce | 54 | 54D | O-RING:25 MM ID,29 MM OD | 2 MM WD,VITON AD | *OBS*GS&P-O-Rings : DF5 089 A01 (RECYCLE COMPRESSOR) | EA | 11 | 0 | 0 | NO | 59.1179 | 9177.7838 | DRESSER RAND | I1047 VITON AD | I1047 VITON AD | 01,22 | 1 | 1AXX | 1AXX |  | I1047 VITON AD |  |  |  |  | 40914 | 45278 | [5 empty] | -1 | 1
11210 | 29200000TL | 03483 | EG1023010 | S | 58020739 | 58 | EGTL Spares | Mtce | 54 | 54D | O-RING:28.25 MM ID,33.49 MM OD | 2.62 MM WD,VITON AD,BS122 | *OBS*GS&P-O-Rings : DF5 089 A01 (RECYCLE COMPRESSOR) | EA | 29 | 0 | 0 | NO | 60.5686 | 9403.0038 | DRESSER RAND | R3112 VITON AD | R3112 VITON AD | 01,22 | 1 | 1AXX | 1AXX |  | R3112 VITON AD |  |  |  |  | 40914 | 45278 | [5 empty] | -1 | 1
11211 | 29200000TL | 03483 | EG1023010 | S | 58020740 | 58 | EGTL Spares | Mtce | 54 | 54D | O-RING:37.77 MM ID,43.01 MM OD | 2.62 MM WD,VITON AD,BS128 | *OBS*GS&P-O-Rings : DF5 089 A01 (RECYCLE COMPRESSOR) | EA | 29 | 0 | 0 | NO | 85.4182 | 13260.78 | DRESSER RAND | R3150 VITON AD | R3150 VITON AD | 01,22 | 1 | 1AXX | 1AXX |  | R3150 VITON AD |  |  |  |  | 40914 | 45278 | [5 empty] | -1 | 1
11212 | 29200000TL | 03483 | EG1023010 | S | 58020742 | 58 | EGTL Spares | Mtce | 54 | 54D | O-RING:25 MM ID,29 MM OD | 4 MM WD,VITON A70 | *OBS*GS&P-O-Rings : DF5 089 A01 (RECYCLE COMPRESSOR) | EA | 3 | 0 | 0 | NO | 21.948 | 3407.3313 | DRESSER RAND | I1047 VITON A70 | I1047 VITON A70 | 01,22 | 1 | 1AXX | 1AXX |  | I1047 VITON A70 |  |  |  |  | 40914 | 45278 | [5 empty] | -1 | 1
11213 | 29200000TL | 03483 | EG1023010 | P | 58020744 | 58 | EGTL Spares | Mtce | 54 | 54D | O-RING:28.25 MM ID,33.49 MM OD | 2.62 MM WD,VITON A90,BS122 | *OBS*GS&P-O-Rings : 150-XF-002A/B, DF5 089 A01, (RECYCLE COMPRESSOR) | EA | 6 | 0 | 0 | NO | 22.4866 | 3490.9375 | DRESSER RAND | R3112 VITON A90 | R3112 VITON A90 | 01,22 | 1 | 1AXX | 1AXX |  | R3112 VITON A90 |  |  |  |  | 40914
11214 | 29200000TL | 03483 | EG1024015 | P | 58020912 | 58 | EGTL Spares | Mtce | 66 | 66Q | VALVE: GATE 3/4 IN | 150 LB, RF FLG, DUAL-STAMPED | Valve - Gate : F316/F316L SS ASTM A182 BODY, COMBINATION NO 12 TRIM, STD PORT, SOLID WEDGE, HANDWHEEL OPERATED, FLEXIBLE GRAPHITE PACKING WITH CORROSION INHIBITOR, BB,OS&Y, API-602, GAGCAC, OMB Valve Code: AAB14AA010586 | EA | 5 | 0 | 0 | NO | 570.008 | 160972.7059 | OMB | F1-814-SF F316L F316HFS |  | 02 | 1 | 2CAC | [7 empty] | 40915 | 45771 | 42784 | -1 | 1 |  |  | -2 | 1
11215 | 29300000TL | 03483 | EG1027015 | P | 58020917 | 58 | EGTL Spares | Mtce | 66 | 66Q | VALVE: GATE 1 IN | 800 LB, SW, DUAL-STAMPED | Valve - Gate : OLD PART NUMBER: 810-F316L-12-SW NEW PART NUMBER: 815-SW F316L F316HFS OMB VALVE CODE: AB85AA010H14 MATERIAL DESCRIPTION:VALVE: GATE 1 IN800 LB, SW, DUAL-STAMPEDF316/F316L SS ASTM A182 BODY, COMBINATION NO 12 TRIM, STD PORT, SOLID WEDGE, HA | EA | 3 | 2 | 4 | YES | 537.84 | 805304.999 | OMB | 815-SW F316L F316HFS |  | 02 | 1 | 2CAC | [7 empty] | 43770 | 45501 | 45531 |  |  | -9 | 2
11216 | 29200000TL | 03483 | EG1022012 | P | 58020932 | 58 | EGTL Spares | Mtce | 66 | 66Q | VALVE: GATE 3/4 IN | 800 LB, SW, CS | Valve - Gate : ASTM A105 (UNS K03504) BODY, COMBINATION NO 12 TRIM, STD PORT, SOLID WEDGE, HANDWHEEL OPERATED, FLEXIBLE GRAPHITE PACKING WITH CORROSION INHIBITOR, BB, OS&Y, API-602, GYACAF | EA | 27 | 0 | 0 | NO | 70 | 10866.1 | OMB | 810-12-SW X THD |  | 02 | 1 | 2CAC | [7 empty] | 40915 | 45569 |  |  |  | -1 | 1 | -2 | 1
11217 | 29200000TL | 03483 | EG1025015 | S | 58020935 | 58 | EGTL Spares | Mtce | 66 | 66Q | VALVE: GATE 3/4 IN | 1500 LB, SW X FNPT, CS | Valve - Gate : ASTM A105 (UNS K03504) BODY, COMBINATION NO 5 TRIM, STD PORT, SOLID WEDGE, HANDWHEEL OPERATED, FLEXIBLE GRAPHITE PACKING WITH CORROSION INHIBITOR, WELDED BONNET, OS&Y, API-602, GFADAB | EA | 1 | 0 | 0 | NO | 312.05 | 95581.5622 | OMB | LR910-5-SW X THD |  | 02 | 1 | 2CAC | [7 empty] | 40915 | 43891 | 43423
11218 | 29200000TL | 03483 | EG1028006 | P | 58020944 | 58 | EGTL Spares | Mtce | 66 | 66Q | VALVE: GATE 1-1/2 IN | 150 LB, BW, CS | Valve - Gate : ASTM A105 (UNS K03504) BODY, COMBINATION NO 12 TRIM, SOLID WEDGE, HANDWHEEL OPERATED, FLEXIBLE GRAPHITE PACKING WITH CORROSION INHIBITOR, BB, OS&Y, API-602, SCH 160 BORE, SEVERE NACE SERVICE | EA | 2 | 0 | 0 | NO | 475.9294 | 86301.495 | OMB | 810-12-S/160-NACE |  | 02,04 | 1 | 2CAC | [7 empty] | 40915 | 43543 | 41789
11219 | 29200000TL | 03483 | EG1026007 | S | 58020948 | 58 | EGTL Spares | Mtce | 66 | 66Q | VALVE: GATE 1-1/2 IN | 800 LB, SW X FNPT, CS | Valve - Gate : ASTM A105 (UNS K03504) BODY, COMBINATION NO 12 TRIM, STD PORT, SOLID WEDGE, HANDWHEEL OPERATED, FLEXIBLE GRAPHITE PACKING WITH CORROSION INHIBITOR, BB, OS&Y, API-602, GYAAAE | EA | 4 | 0 | 0 | NO | 339.994 | 61734.9924 | OMB | 810-12-SW X THD |  | 02 | 1 | 2CAC | [7 empty] | 40915 | 44598 | 41789
11220 | 29200000TL | 03483 | EG1017014 | P | 58021397 | 58 | EGTL Spares | Mtce | 34 | 34Z | SOLUTION:ELECTROLYTE 20% (KCL) | POTASSIUM CHLORIDE AQUEOUS | Laboratory - Other :POTASSIUM CHLORIDE SOLUTION (KCL)=3mol/L, 250ML, PN 6.2308.020FOR HIGH PURITY ANALYZER TAG: 171-AT-0310, 172-AT-0015, 172-AT-0115 MANUFACTURER: METROHM AG, CH-9101 HERISAU, SWITZERLAND SYMBOL 58021397 REPLACES SYMBOL 58021344 (DUPLICAT | EA | 11 | 0 | 0 | NO | 94.2569 | 28873.0189 | METROHM AG | 6.2308.020 |  | 12,22 | 1 | 1AXX | [7 empty] | 41003 | 45732 | 43638 | -1 | 1
11221 | 29300000TL | 03483 | EG1017007 | P | 58021494 | 58 | EGTL Spares | Mtce | 50 | 50Z | BEARING: SLEEVE | SLEEVE BEARING (INSULATED) | SLEEVE BEARING (INSULATED) - PART NUMBER: 076876034B FOR ABB-BALDOR RELIANCE USA ELECTRIC MOTOR:700HP 4000V 1196 RPM SPEC NO. A58 0540 3190; AS PER API 541 HYDRO DYNAMIC RADIAL BEARING. FRAME SIZE 37CG400JZ; SF 1.15FL; AMP 91.8; MOTOR WEIGHT 10080 LBS; R | EA | 2 | 1 | 2 | YES | 7286.555 | 2765246.7497 | SEE ITEM NOTES | 076876034B |  | 01,21,22 | 1 | 1AXX | 2BCB |  | EGTL1-TBW-FUR-DS-720006 |  |  |  |  | 43770 | 44869 | 44033
11222 | 29300000TL | 03483 | EG1017007 | P | 58021495 | 58 | EGTL Spares | Mtce | 50 | 50Z | BEARING: SLEEVE | SLEEVE BEARING (INSULATED) | SLEEVE BEARING (INSULATED) - PART NUMBER: 610837012GA FOR ABB-BALDOR ELECTRIC MOTOR USA. SERIAL NUMBER: K1305130021, 700HP 4000V 1196 RPM SPEC NO. A58 0540 3190; AS PER API 541 HYDRO DYNAMIC RADIAL BEARING. FRAME SIZE 37CG400JZ; SF 1.15FL; AMP 91.8; MOTO | EA | 2 | 1 | 2 | YES | 7598.905 | 2883783.4988 | BALDOR RELIANCE MOTOR | 610837012GA |  | 01,21,22 | 1 | 1AXX | 2BCB |  | EGTL1-TBW-FUR-DS-720006 |  |  | K130513002 |  | 43770 | 44869 | 44033
11223 | 29200000TL | 03483 | EG1021012 | P | 58021523 | 58 | EGTL Spares | Mtce | 64 | 64B | BELT: V,PICKUP TRUCK & MINIBUS | 90916-T2005,RBR | Power Transmission Equipment & Replacement Parts : KUN25L-PRMDHV 2009 | EA | 1 | 0 | 0 | NO | 34.6445 | 5377.86 | TOYOTA | 90916-T2005 |  | 01 | 1 | 2CAC | [7 empty] | 41003
11224 | 29200000TL | 03483 | EG1021012 | P | 58021524 | 58 | EGTL Spares | Mtce | 87 | 87B | HOSE:RADIATOR,1-1/4 IN DIA,RBR | CURVED,NO 1,KUN25L-PRMDHV 2009 | *OBS*Engines - Other : | EA | 1 | 0 | 0 | NO | 6.8009 | 1055.7 | TOYOTA | 16571-0L030 |  | 01 | 1 | 2CAC | 2CAC | [6 empty] | 41003
11225 | 29200000TL | 03483 | EG1021012 | P | 58021525 | 58 | EGTL Spares | Mtce | 87 | 87B | HOSE:RADIATOR,1-1/4 IN DIA,RBR | CURVED,NO 2,KUN25L-PRMDHV 2009 | *OBS*Engines - Other : | EA | 1 | 0 | 1 | NO | 6.8009 | 1055.7 | TOYOTA | 16572-0L030 |  | 01 | 1 | 2CAC | 2CAC | [6 empty] | 41003
11226 | 29200000TL | 03483 | EG1026005 | P | 58021533 | 58 | EGTL Spares | Mtce | 86 | 86Z | ABSORBER: SHOCK | PICKUP TRUCKS & MINIBUS | Automotive - Parts and Accessories: ASSY, KUN25L-PRMDHV 2009 | EA | 2 | 0 | 0 | NO | 22.74 | 3530.39 | TOYOTA | 48531-09550 |  | 01 | 1 | 2CAC | [7 empty] | 41003
11227 | 29200000TL | 03483 | EG1021012 | P | 58021560 | 58 | EGTL Spares | Mtce | 87 | 87B | HOSE:RADIATOR,1-1/4 IN DIA,RBR | CURVED,NO 1, HZB50L-ZGMSS 2009 | *OBS*Engines - Other : | EA | 1 | 0 | 1 | NO | 8.81 | 1367.7525 | TOYOTA | 16571-17071 |  | 01 | 1 | 2CAC | 2CAC | [6 empty] | 41003
11228 | 29200000TL | 03483 | EG1021012 | P | 58021561 | 58 | EGTL Spares | Mtce | 87 | 87B | HOSE:RADIATOR,1-1/4 IN DIA,RBR | CURVED,NO 2, HZB50L-ZGMSS 2009 | *OBS*Engines - Other : | EA | 1 | 0 | 0 | NO | 8.8111 | 1367.75 | TOYOTA | 16572-17101 |  | 01 | 1 | 2CAC | 2CAC | [6 empty] | 41003
11229 | 29200000TL | 03483 | EG1026005 | P | 58021568 | 58 | EGTL Spares | Mtce | 86 | 86Z | ABSORBER: SHOCK | ASSY, HZB50L-ZGMSS 2009 | Automotive - Parts and Accessories: | EA | 2 | 0 | 0 | NO | 19.9826 | 3101.9 | TOYOTA | 48510-39676 |  | 01 | 1 | 2CAC | [7 empty] | 41003
11230 | 29200000TL | 03483 | EG1021012 | P | 58021582 | 58 | EGTL Spares | Mtce | 86 | 86Z | BELT: TIMING,13568-59106 | LAN25L TRMDEN | Automotive - Parts and Accessories: | EA | 1 | 0 | 0 | NO | 33.5844 | 5213.3 | TOYOTA | 13568-59106 |  | 01 | 1 | 2CAC | [7 empty] | 41003
11231 | 29200000TL | 03483 | EG1021012 | P | 58021585 | 58 | EGTL Spares | Mtce | 87 | 87B | HOSE:RADIATOR,1-1/4 IN DIA,RBR | CURVED, NO 1, LAN25L-TRMDEN | *OBS*Engines - Other : | EA | 1 | 0 | 0 | NO | 6.8009 | 1055.7 | TOYOTA | 16571-05070 |  | 01 | 1 | 2CAC | 2CAC | [6 empty] | 41003
11232 | 29200000TL | 03483 | EG1021012 | P | 58021586 | 58 | EGTL Spares | Mtce | 87 | 87B | HOSE:RADIATOR,1-1/4 IN DIA,RBR | CURVED,NO 2, LAN25L-TRMDEN | *OBS*Engines - Other : | EA | 1 | 0 | 1 | NO | 11.9016 | 1847.48 | TOYOTA | 16572-05060 |  | 01 | 1 | 2CAC | 2CAC | [6 empty] | 41003
11233 | 29200000TL | 03483 | EG1026001 | P | 58021590 | 58 | EGTL Spares | Mtce | 51 | 51B | LAMP:100W,120V,CLEAR | LH-30 REPLACEMENT | Electric Components - Lighting : | EA | 12 | 0 | 0 | NO | 8.8508 | 1373.9613 | BBA FILM BULBS | 3E NDT |  | 01,10 | 1 | 3XAC | [7 empty] | 41003
11234 | 29300000TL | 03483 | EG1016011 | P | 58021661 | 58 | EGTL Spares | Mtce | 14 | 14H | GAUGE: PRESSURE | 0-3000 RANGE,2-1/2 IN DIAL | Pressure measuring and control Instruments : 1/4 IN NPT,316 SS CASE,BRASS TUBE,BRASS,BACK,PANEL MOUNT,GLYCERINE FILLED, GLASS FRONT | EA | 1 | 0 | 1 | YES | 206.4396 | 315000 | ASHCROFT | 63-1008SL-02B-3000PSI |  | 05 | 1 | 3XAC | [7 empty] | 43770 |  | 45183
11235 | 29200000TL | 03483 | EG1021001 | P | 58021735 | 58 | EGTL Spares | Mtce | 72 | 72Z | FILTER | AIR | *OBS*Filtration-Elem : OF304 | EA | 1 | 0 | 0 | NO | 72.4294 | 11243.21 | TSURUMI | 119808-12520 |  | 01 | 1 | 3XAC | 3XAC | [6 empty] | 41003
11236 | 29200000TL | 03483 | EG1021008 | P | 58021741 | 58 | EGTL Spares | Mtce | 72 | 72Z | FILTER | FUEL | *OBS*Filtration-Elem : OF036 | EA | 4 | 0 | 0 | NO | 112.5145 | 17465.63 | ARMSTRONG POWER SYSTEMS | 3329289 |  | 01 | 1 | 3XAC | 3XAC | [6 empty] | 41003
11237 | 29200000TL | 03483 | EG1021001 | P | 58021742 | 58 | EGTL Spares | Mtce | 72 | 72Z | FILTER: OIL | 11.791 H X 4.650 OD 95 X2.5 MM | *OBS*Filtration-Elem : THD,GLASS ELEMENT,35 MICRON,METAL HSG, OF036 | EA | 8 | 0 | 0 | NO | 82.5107 | 12808.13 | ARMSTRONG POWER SYSTEMS | 3101869 |  | 01 | 1 | 3XAC | 3XAC | [6 empty] | 41003
11238 | 29200000TL | 03483 | EG1021001 | P | 58021743 | 58 | EGTL Spares | Mtce | 72 | 72Z | FILTER:PRECHARGE | 4.18 IN L X 3.69 IN OD | *OBS*Filtration-Elem : METAL HSG, OF036 | EA | 4 | 0 | 0 | NO | 24.0031 | 3726 | ARMSTRONG POWER SYSTEMS | 3098689 |  | 01 | 1 | 3XAC | 3XAC | [6 empty] | 41003
11239 | 29300000TL | 03483 | EG1026014 | P | 58021965 | 58 | EGTL Spares | Mtce | 53 | 53Z | COUPLER:QUICK CONNECT, | FEMALE | Fittings - Tube : | EA | 1 | 0 | 1 | YES | 456.23 | 708639.2475 | GROVE | 7364002661 |  | 01 | 1 | 3XAC | 1BBB | [6 empty] | 43770 |  | 45593
11240 | 29200000TL | 03483 | EG1026012 | P | 58022344 | 58 | EGTL Spares | Mtce | 74 | 74Z | ASSEMBLY:VALVE BELLOWS,INCONE | WAX FILTRATION PACKAGE | *OBS*Machinery-Misc- : "ASSY, PSV 0037, PSV 0033, PSV 0029, PSV-0041 DRESSER, INC. HAS NOT AUTHORIZED ANY COMPANY OR ANY INDIVIDUAL TO MANUFACTURE REPLACEMENT PARTS FOR ITS VALVE PRODUCTS. WHEN ORDERING REPLACEMENT VALVE PARTS,"ITEM THE SAME AS 58100649 | EA | 1 | 0 | 0 | NO | 1705.86 | 519860.835 | DRESSER | 4659829 | 4659829 | 00 | 1 | 2CBB |  |  | 40 |  |  |  |  | 40914 | 42511 | 42533
11241 | 29200000TL | 03483 | EG1019013 | P | 58022346 | 58 | EGTL Spares | Mtce | 76 | 76Z | KIT:SPARE PARTS SET,FOR PX032 | API CENTRIFUGAL PUMPS | Pumps-Other : &quot;CONTAINS MECHANICAL SEAL, BALL BEARING, O-RING SET, 150-EP-001/007 A/B, EGTL1-SLZ-MEC-DD-501546&quot; | ST | 1 | 0 | 0 | NO | 1104.5885 | 171487.36 | LEFA | LOS102728050021 | LOS102728050021 | 01 | 1 | 2BAB |  |  | 700852/700855 |  |  |  |  | 40914
11242 | 29200000TL | 03483 | EG1019013 | P | 58022347 | 58 | EGTL Spares | Mtce | 76 | 76Z | KIT:SPARE PARTS SET,FOR PX040 | API CENTRIFUGAL PUMPS | Pumps-Other : &quot;CONTAINS MECHANICAL SEAL, BALL BEARING, O-RING SET, 150-EP-001/007 A/B OIL COOLERS , EGTL1-SLZ-MEC-DS-501546, &quot; | ST | 1 | 0 | 0 | NO | 1104.5885 | 171487.36 | LEFA | LOS102728050022 | LOS102728050022 | 01 | 1 | 2BAB |  |  | 700852/700855 |  |  |  |  | 40914
11243 | 29300000TL | 03483 | EG1019012 | P | 58022363 | 58 | EGTL Spares | Mtce | 50 | 50Z | BEARING: BALL,ANGULAR CONTACT | SGL ROW,45 MM ID,100 MM OD | Bearings & Accessories - All :"25 MM WD, MEDIUM SERIES, BRASS CAGE, 177-PX-020/021, EGTL1-SLZ-MEC-DD-771204 PART 26.00, SKF 7309 BECBM, (API CENTRIFUGAL PUMPS)" | PC | 1 | 2 | 3 | YES | 119.5102 | 182001.3386 | SKF | 7309 BECBM | 7309 BECBM | 01,21,22 | 1 | 2BAB |  |  | 7309 BECBM |  |  | 7309 BECBM | KESL04 | 43853 | 45947 | 45951 | -5 | 7 | -2 | 1 | -3 | 2
11244 | 29200000TL | 03483 | EG1019020 | P | 58022502 | 58 | EGTL Spares | Mtce | 14 | 14D | KIT | MAINTENANCE FOR CL2 | Level Measuring Instruments : CCS14X INCLUDES ELECTROLYTE CCY 14-F 50ML FOR CCS 140/141 & REPLACEMENT CARTRIDGES CCY 14-WP (2 PCS READY MADE) FOR CHLORINE ANALYZER. TAG: 171-AT-0201 & 171-AT-0202 MANUFRACTURER: ENDRESS + HAUSER, FLOATS ROAD, MANCHESTER, | EA | 2 | 0 | 0 | NO | 423.5808 | 112288.7731 | ENDRESS & HAUSER | 71076921 | 71076921 | 01,12,22 | 1 |  | 2CBC |  | EGTL1-SEA-INS-SC-740751 |  |  |  |  | 40914 | 43049 | 43080
11245 | 29200000TL | 03483 | EG1017004 | P | 58022604 | 58 | EGTL Spares | Mtce | 51 | 51C | KIT: REPAIR | FOR MOTOR | Electric Components - Motor / Generator :CONTAINS (7) BRAKE PISTON, (6) VANE, (6) SEALS, (10) O-RINGS, (8) SPRINGS, (24) DISCS, (1) GREASE, (2) GASKETS, (2) NEEDLE SLEEVE, (1) STRAIGHT PIN, (2) RETAINING RING, (8) ACHS, (4) HEX SOCKETS, (4) NUTS, (8) WASH | EA | 6 | 3 | 5 | NO | 487.5 | 75674.0815 | JD NEUHAUS | MTR/KIT/NM01B1 |  | 01 | 1 | 3XAC | [7 empty] | 41086 |  | 41499
11246 | 29200000TL | 03483 | EG1023006 | P | 58022716 | 58 | EGTL Spares | Mtce | 65 | 65A | PIN:GROOVE,316 SS | WAX FILTRATION PACKAGE | Tools - Hand / Power :130-PV-0181 B | EA | 1 | 0 | 0 | NO | 17.6011 | 2732.4 | EMERSON FISHER | 1B599335072 | 1B599335072 | 01,22 | 1 | 1BAB |  |  | DWNG 2A |  |  |  |  | 40914 | 44027
11247 | 29200000TL | 03483 | EG1018010 | P | 58022875 | 58 | EGTL Spares | Mtce | 51 | 51E | BREAKER: CIRCUIT | 480 VAC, 2 POLE, 30A | Electric Components - Conduit / Fitting :THERMAL MAGNETIC, 14 KACAIC, WITH 24VDC SHUNT TRIP WITHOUT SHUNT TRIP IS ACCEPTABLE | EA | 3 | 2 | 3 | NO | 223.0287 | 34620.75 | EATON | GD2030 |  | 01,10 | 1 | 30AC | [7 empty] | 41086
11248 | 29300000TL | 03483 | EG1027013 | P | 58022881 | 58 | EGTL Spares | Mtce | 51 | 51E | CONNECTOR: ELECTRICAL TERMINAL | LUG,500 MCM COND,COPPER | Electric Components - Conduit / Fitting :TINNED COPPER CONNECTOR,(2) HOLE TERMINATION,NO INSUL,BURGUNDY, SPLICE | EA | 7 | 3 | 5 | YES | 60.6371 | 90983.9994 | RAYCHEM | 500 YA342N |  | 01 | 1 | 30AC | 1CCC | [6 empty] | 45095 |  | 45564
11249 | 29200000TL | 03483 | EG1018010 | P | 58022948 | 58 | EGTL Spares | Mtce | 51 | 51Z | BREAKER: CIRCUIT, THERMAL | MAGNETIC,480VAC, 2POLE,50A | Electric-Other : 14 KACAIC, WITH 24VDC SHUNT TRIP WITHOUT SHUNT TRIP IS ACCEPTABLE, WITH 24VDC | EA | 3 | 2 | 3 | NO | 223.0287 | 34620.75 | EATON | GD2050 |  | 01,10 | 1 | 30AC | [7 empty] | 41086
11250 | 29200000TL | 03483 | EG1018010 | P | 58022949 | 58 | EGTL Spares | Mtce | 51 | 51Z | BREAKER: CIRCUIT, THERMAL | MAGNETIC,480 VAC,2 POLE,20A | Electric-Other : 14 KACAIC, WITH 24VDC SHUNT TRIP WITHOUT SHUNT TRIP IS ACCEPTABLE | EA | 1 | 2 | 3 | NO | 223.0287 | 34620.75 | EATON | GD2020 |  | 01,10 | 1 | 30AC | [7 empty] | 41086 | 45614 |  |  |  | -2 | 1
11251 | 29200000TL | 03483 | EG1018010 | P | 58022961 | 58 | EGTL Spares | Mtce | 51 | 51Z | BREAKER: CIRCUIT | THERMAL MAGNETIC,2 POLE,40A | Electric-Other : WITH 24VDC SHUNT TRIP WITHOUT SHUNT TRIP IS ACCEPTABLE | EA | 3 | 2 | 3 | NO | 223.0287 | 34620.75 | EATON | GD2040 |  | 01,10 | 1 | 30AC | [7 empty] | 41086
11252 | 29200000TL | 03483 | EG1021009 | P | 58022974 | 58 | EGTL Spares | Mtce | 56 | 56Z | BLADE: BAND SAW, 1/2 IN WD | 44-7/8 IN LG X 0.020 IN THK | *OBS*Tools - Other : 18 TPI,BI-METAL BLADES BLADE, PORTABLE, STD | EA | 90 | 125 | 250 | NO | 16.0517 | 4531.0438 | LENOX | 38EW18 |  | 01 | 1 | 30AC | [7 empty] | 41086 | 45607 | 42691 |  |  | -60 | 2 | -40 | 2
11253 | 29200000TL | 03483 | EG1024010 | P | 58023036 | 58 | EGTL Spares | Mtce | 51 | 51E | BODY: CONDUIT OUTLET, 3/4 IN H | 2 HUB, TYPE LB, FORM 7,THD | Electric Components - Conduit / Fitting :ALUM,90 DEG HUB PLACEMENT,BACK ACCESS OPENING,WITHOUT COVER & GASKET | EA | 50 | 25 | 50 | NO | 5.8508 | 908.2125 | CROUSE-HINDS | LB27SA |  | 01 | 1 | 30AC | [7 empty] | 41086
11254 | 29200000TL | 03483 | EG1021008 | P | 58023053 | 58 | EGTL Spares | Mtce | 51 | 51E | BODY: CONDUIT OUTLET | 1-1/4 IN HUB,2 HUB,TYPE LB | Electric Components - Conduit / Fitting :FORM 7,THD,ALUM,90 DEG HUB PLACEMENT, BACK ACCESS OPENING, WITHOUT COVER & GASKET | EA | 25 | 13 | 25 | NO | 13.9018 | 2157.98 | CROUSE-HINDS | LB47SA |  | 01 | 1 | 30AC | [7 empty] | 41086
11255 | 29200000TL | 03483 | EG1021011 | P | 58023059 | 58 | EGTL Spares | Mtce | 51 | 51E | COVER: CONDUIT OUTLET BODY | BLANK,FORM 7,1-1/2 IN,CU FREE | Electric Components - Conduit / Fitting :ALUM | EA | 25 | 13 | 25 | NO | 4.2505 | 659.81 | CROUSE-HINDS | 570SA |  | 01 | 1 | 30AC | [7 empty] | 41086
11256 | 29200000TL | 03483 | EG1025015 | P | 58023061 | 58 | EGTL Spares | Mtce | 51 | 51E | BODY: CONDUIT OUTLET | 1-1/2 IN HUB,2 HUB,TYPE LB | Electric Components - Conduit / Fitting :FORM 7,THD,ALUM,90 DEG HUB PLACEMENT, BACK ACCESS OPENING,WITHOUT COVER & GASKET | EA | 25 | 13 | 25 | NO | 18.3024 | 2841.08 | CROUSE-HINDS | LB57SA |  | 01 | 1 | 30AC | [7 empty] | 41086
11257 | 29200000TL | 03483 | EG1021011 | P | 58023097 | 58 | EGTL Spares | Mtce | 51 | 51E | BODY: CONDUIT OUTLET | 1 IN HUB,3 HUB,TYPE T,FORM 7 | Electric Components - Conduit / Fitting :THD,ALUM,TEE HUB PLACEMENT,FRONT ACCESS OPENING,WITHOUT COVER & GASKET | EA | 25 | 13 | 25 | NO | 11.1015 | 1723.28 | CROUSE-HINDS | T37-SA |  | 01 | 1 | 30AC | [7 empty] | 41086
11258 | 29200000TL | 03483 | EG1021011 | P | 58023106 | 58 | EGTL Spares | Mtce | 51 | 51E | ELBOW: CONDUIT, 45 DEG | 3/4 IN,FEMALE,FERALOY IRON | Electric Components - Conduit / Fitting :ALLOY, EXPLOSION-PROOF SHORT ELBOW | EA | 25 | 13 | 25 | NO | 5.3007 | 822.83 | CROUSE-HINDS | EL2 |  | 01 | 1 | 30AC | [7 empty] | 41086
11259 | 29200000TL | 03483 | EG1021013 | P | 58023114 | 58 | EGTL Spares | Mtce | 51 | 51E | ELBOW: CONDUIT, 90 DEG | 1/2IN,MALE-FEMALE,FERALOY IRON | Electric Components - Conduit / Fitting :ALLOY, EXPLOSION-PROOF SHORT ELBOW | EA | 13 | 13 | 38 | NO | 6.8009 | 1055.7 | CROUSE-HINDS | EL196 |  | 01 | 1 | 30AC | [7 empty] | 41086 | 43866
11260 | 29200000TL | 03483 | EG1026011 | P | 58023120 | 58 | EGTL Spares | Mtce | 51 | 51E | ELBOW: CONDUIT, 90 DEG | 3/4 IN,FEMALE,FERALOY IRON | Electric Components - Conduit / Fitting :ALLOY, EXPLOSION-PROOF SHORT ELBOW | EA | 25 | 13 | 25 | NO | 5.0507 | 784.0125 | CROUSE-HINDS | EL29 |  | 01 | 1 | 30AC | [7 empty] | 41086
11261 | 29200000TL | 03483 | EG1026006 | P | 58023124 | 58 | EGTL Spares | Mtce | 51 | 51E | ELBOW: CONDUIT, 45 DEG | 1/2 IN,FEMALE,FERALOY IRON | Electric Components - Conduit / Fitting :ALLOY, EXPLOSION-PROOF SHORT ELBOW | EA | 25 | 13 | 25 | NO | 4.9006 | 760.725 | CROUSE-HINDS | EL1 |  | 01 | 1 | 30AC | [7 empty] | 41086
11262 | 29200000TL | 03483 | EG1021013 | P | 58023129 | 58 | EGTL Spares | Mtce | 51 | 51E | ELBOW: CONDUIT, 45 DEG | 1 IN,FEMALE-FEMALE,FERALOY | Electric Components - Conduit / Fitting :IRON, ALLOY, EXPLOSION-PROOF SHORT ELBOW | EA | 25 | 13 | 25 | NO | 7.1509 | 1110.04 | CROUSE-HINDS | EL3 |  | 01 | 1 | 30AC | [7 empty] | 41086
11263 | 29200000TL | 03483 | EG1021013 | P | 58023151 | 58 | EGTL Spares | Mtce | 51 | 51E | COVER: CONDUIT OUTLET BODY | BLANK,FORM 7,1 IN,CU FREE | Electric Components - Conduit / Fitting :ALUM | EA | 25 | 13 | 25 | NO | 3.2004 | 496.8 | CROUSE-HINDS | 370SA |  | 01 | 1 | 30AC | [7 empty] | 41086
11264 | 29200000TL | 03483 | EG1021013 | S | 58023153 | 58 | EGTL Spares | Mtce | 51 | 51E | BODY: CONDUIT OUTLET | 1 IN HUB,2 HUB,TYPE LB,FORM 7 | Electric Components - Conduit / Fitting :CONDUIT OUTLET BODY,THD,ALUM,90 DEG HUB PLACEMENT,SIDE ACCESS OPENING,WITHOUT COVER & GASKET | EA | 25 | 13 | 25 | NO | 9.2512 | 1436.06 | CROUSE-HINDS | LB37-SA |  | 01 | 1 | 30AC | [7 empty] | 41086
11265 | 29200000TL | 03483 | EG1021012 | P | 58023154 | 58 | EGTL Spares | Mtce | 51 | 51E | BODY: CONDUIT OUTLET | 2 IN HUB,3 HUB,TYPE T,FORM 7 | Electric Components - Conduit / Fitting :THD,ALUM,TEE HUB PLACEMENT,SIDE ACCESS OPENING,WITHOUT COVER & GASKET | EA | 13 | 10 | 15 | NO | 33.9544 | 5270.74 | CROUSE-HINDS | T67-SA |  | 01 | 1 | 30AC | [7 empty] | 41086 | 43837
11266 | 29200000TL | 03483 | EG1028007 | P | 58023170 | 58 | EGTL Spares | Mtce | 51 | 51E | STRAP: GROUNDING,BRAID | 12IN LG,FLEXIBLE CU, TWO BRAID | Electric Components - Conduit / Fitting :600A RATING INDOOR/720A RATING OUTDOOR, TWO BRAID, 600A RATING INDOOR/720A RATING OUTDOOR | EA | 15 | 8 | 15 | NO | 103.4133 | 16052.85 | BURNDY | B2F12 |  | 00 | 1 | 30AC | [7 empty] | 41086
11267 | 29200000TL | 03483 | EG1021011 | S | 58023190 | 58 | EGTL Spares | Mtce | 51 | 51E | HANGER: FIXTURE, BALL | 3/4 IN STEM,MALLEABLE IRON | Electric Components - Conduit / Fitting :LUMINAIRE, FLEXIBLE PENDANT MOUNT | EA | 5 | 3 | 5 | NO | 25.3033 | 3927.83 | CROUSE-HINDS | UNJ2 |  | 01 | 1 | 30AC | [7 empty] | 41086
11268 | 29300000TL | 03483 | EG1025009 | S | 58023214 | 58 | EGTL Spares | Mtce | 51 | 51E | ENCLOSURE:JUNCTION BOX | 16 IN X 14 IN X 6 IN,SS | Electric Components - Conduit / Fitting :TYPE 4X CLAMP COVER,NEMA 4X, CLAMP COVER (NOT CONTINUOUS HINGE) | EA | 1 | 0 | 1 | YES | 479.905 | 795436.081 | HOFFMAN | A1614NFSS |  | 00 | 1 | 30AC | [7 empty] | 43770 | 45842 | 45524 | -1 | 1 |  |  | -3 | 3
11269 | 29200000TL | 03483 | EG1018005 | P | 58023218 | 58 | EGTL Spares | Mtce | 51 | 51E | STRIP: TERMINAL 1, | NYLON,63 MM X 60 MM X 11.9 MM | Electric Components - Conduit / Fitting :600V POWER | EA | 200 | 100 | 200 | NO | 2.8504 | 442.4625 | WEIDMULLER | 1020400000 WDU16 |  | 01 | 1 | 30AC | [7 empty] | 41086
11270 | 29200000TL | 03483 | EG1022013 | S | 58023231 | 58 | EGTL Spares | Mtce | 87 | 87B | KIT:MAINTENANCE,QAS 115 | HYDRAULIC TORQUE MACHINES | *OBS*Machinery-Misc- : CONTAINS RESERVOIR GASKET,FILLER CAP,RELIEF VALVE ASSY 1500 PSI,FILTER,RELIEF VALVE ASSY 10000 PSI,SEAT FITTING TORQUE TO 440/460 IN LBS,CU WASHER 0.7 X ½ X 1/32,O-RING 3/8 X ¼ X 1/16,(2) BACKUP,WASHER 0.385 X 0.282 X 0.05,POPP | KT | 1 | 0 | 0 | NO | 245.1816 | 38059.54 | HYTORC | 90203 |  | 01 |  | 3XAC | 3XAC | [6 empty] | 41086 | 42895
11271 | 29200000TL | 03483 | EG1019011 | P | 58023233 | 58 | EGTL Spares | Mtce | 87 | 87B | KIT:MAINT.,FOR MK-HY-10MXT | HYDRAULIC TORQUE MACHINES | Engines - Parts : CONTAINS DRIVE PLATE ROLL PIN,LEVER ASSY,REACTION PAWL SPRING,ROD END PIN,DRIVE PAWL SPRING,REACTION ARM LEVER ASSY,SPIRALOX DR RETAINER,SHROUD SCREWS,SECONDARY DR PAWL SPR,SHROUD SPRING SCREW,SHROUD SPRING,SEAL KIT,1/4 IN | KT | 3 | 0 | 0 | NO | 816.2165 | 193005.7167 | HYTORC | MK-HY-10MXT |  | 01 |  | 3XAC | [7 empty] | 41086 | 42895 | 42999
11272 | 29200000TL | 03483 | EG1022015 | P | 58023255 | 58 | EGTL Spares | Mtce | 66 | 66F | FILTER: DILUENT INLET, 3IN LG | 5 MICRON, STAINLESS STEEL HSG | Valve - Parts & Accessories :REPLACE EACH YEAR | EA | 2 | 1 | 2 | NO | 130 | 25539.8 | GALVESTON VALVE & FITTING | SS-4F-05 |  | 01,22 | 1 | 1AXX |  |  | EGTL1-KTI-QAS-OM-ZZ5001 |  |  |  |  | 41086 |  | 42141
11273 | 29200000TL | 03483 | EG1021009 | P | 58023265 | 58 | EGTL Spares | Mtce | 28 | 28C | TAG | RELIEF SECTION | BULK TAGS - D01 SITE MULTI FIELD REQ. NO. PI401 ZZ-PI401-006 | EA | 2000 | 1000 | 2000 | NO | 0 | 0 | AMERICAN LOCK CO. | 1496EGTL |  | 00 |  |  | 2CBC | [6 empty] | 42988
11274 | 29200000TL | 03483 | EG1019021 | P | 58023369 | 58 | EGTL Spares | Mtce | 50 | 50Z | BEARING:BALL RADIAL,SGL ROW | 30MM ID,62MM OD,16MM WD | Bearings & Accessories - All :LIGHT SERIES,NON-FILLING,1.1MM,STL CAGE, FOR MOTOR GE TYPE 5KS145XAB330K2 MATERIAL NA 145TC, 1155 RPM, CROSS REF DWG: EGTL1-UNI-ELE-DD-710103 1289-71-E121-03, SH.19&20, MAN PART NO | EA | 3 | 0 | 0 | NO | 81.1022 | 12988.303 | ARGO INTERNATIONAL CORP. |  |  | 01,21,22 | 1 | [8 empty] | 41086 | 42511 | 41741
11275 | 29200000TL | 03483 | EG1019021 | P | 58023370 | 58 | EGTL Spares | Mtce | 50 | 50Z | BEARING:BALL RADIAL,SGL ROW | 25MM ID,52MM OD,15MM WD | Bearings & Accessories - All :LIGHT SERIES,NON-FILLING,1.1MM,STL CAGE, FOR MOTOR GE TYPE 5KS145XAB330K2 MATERIAL NA 145TC, 1155 RPM, CROSS REF DWG: EGTL1-UNI-ELE-DD-710103 1289-71-E121-03, SH.19&20, | EA | 1 | 0 | 0 | NO | 518.4825 | 83986.03 | SKF | 6205-Z/C3 |  | 01,21,22 | 1 | [8 empty] | 41086 | 44498
11276 | 29300000TL | 03483 | EG1019021 | S | 58023374 | 58 | EGTL Spares | Mtce | 50 | 50Z | BEARING: BALL,RADIAL,SGL ROW | 30MM ID,62MM OD,16MM WD | Bearings & Accessories - All :LIGHT SERIES,NON-FILLING,1.1MM,STL CAGE, FOR MOTOR GE TYPE 5KS143XAB281 MATERIAL NA 143TC, 1750 RPM, CROSS REF DWG: EGTL1-UNI-ELE-DD-710103 1289-71-E121-03, SH.29&30, MAN PART NO: | EA | 1 | 1 | 2 | YES | 75 | 109428 | SKF | 6206-Z/C3 | 235A2502AM01 | 01,21,22 | 1 | [8 empty] | 43770 |  | 45993
11277 | 29200000TL | 03483 | EG1026005 | P | 58023536 | 58 | EGTL Spares | Mtce | 64 | 64B | BELT: V,ROBOX FAN BLOWER | SPZ1700,1700MM OUTSIDE CIRCUM | Power Transmission Equipment & Replacement Parts : 10MM TOP WD,8MM THK,RBR/CLOTH, (MINIMUM ORDER Q.TY 2 PCS./THE INSTALLED ONES) | EA | 6 | 0 | 0 | NO | 46.1637 | 7166.905 | ROBUSCHI |  |  | 01 | 1 | 2CAC |  |  | IM574-4 |  |  |  |  | 41086 | 43249
11278 | 29200000TL | 03483 | EG1019003 | P | 58023549 | 58 | EGTL Spares | Mtce | 50 | 50Z | BEARING:BALL, DEEP GROOVE, SGL | ROW,70MM ID,150MM OD,35MM WD | Bearings & Accessories - All :&quot;6300 SERIES,2.1MM,STL CAGE, FOR MOTOR GE TYPE 5KS364XAA253 (MIN. ORDER Q.TY 2 PCS.) MATERIAL NA 364T, 1785 RPM, CROSS REF DWG: EGTL1-UNI-ELE-DD-710103 1289-71-E121-03,&quot; | EA | 2 | 0 | 0 | NO | 566.6707 | 87975.62 | ARGO INTERNATIONAL CORP. |  |  | 01,21,22 | 1 | [8 empty] | 41086
11279 | 29200000TL | 03483 | EG1019002 | P | 58023550 | 58 | EGTL Spares | Mtce | 50 | 50Z | BEARING: BALL,RADIAL,SGL ROW | 65MM ID,120MM OD,23MM WD | Bearings & Accessories - All :&quot;LIGHT SERIES,NON-FILLING SLOT,2.1MM,STL CAGE, FOR MOTOR GE TYPE 5KS365XAA143 (MIN. ORDER Q.TY 2 PCS.) MATERIAL NA 365:TS, 3570 RPM, CROSS REF DWG: EGTL1-UNI-ELE-DD-710103 1289-7&quot; | EA | 2 | 0 | 0 | NO | 524.4998 | 81428.6 | ARGO INTERNATIONAL CORP. |  |  | 01,21,22 | 1 | [8 empty] | 41086
11280 | 29200000TL | 03483 | EG1019002 | P | 58023551 | 58 | EGTL Spares | Mtce | 50 | 50Z | BEARING:BALL, DEEP GROOVE, SGL | ROW,60MM ID,130MM OD,31MM WD | Bearings & Accessories - All :&quot;6300 SERIES,NON-FILLING,2.1MM,STL CAGE, FOR MOTOR GE TYPE 5KS324XAA280 (MIN. ORDER Q.TY 2 PCS.) MATERIAL NA 324TS, 1765 RPM, CROSS REF DWG: EGTL1-UNI-ELE-DD-710103 12&quot; | EA | 2 | 0 | 0 | NO | 487.6003 | 75699.95 | ARGO INTERNATIONAL CORP. |  |  | 01,21,22 | 1 | [8 empty] | 41086
11281 | 29200000TL | 03483 | EG1019021 | P | 58023552 | 58 | EGTL Spares | Mtce | 50 | 50Z | BEARING: BALL,RADIAL,SGL ROW | 0MM ID,90MM OD,20MM WD | Bearings & Accessories - All :LIGHT SERIES,NON-FILLING,2MM,STL CAGE, FOR MOTOR GE TYPE 5KS324XAA178 (MIN. ORDER Q.TY 2 PCS.) MATERIAL NA 324TS, 3575,CROSS REF DWG: EGTL1-UNI-ELE-DD-710103 / 1289-71-E121-03, SH | EA | 2 | 0 | 0 | NO | 392.7159 | 60969.15 | ARGO INTERNATIONAL CORP. |  |  | 01,21,22 | [9 empty] | 41086
11282 | 29200000TL | 03483 | EG1017018 | P | 58023553 | 58 | EGTL Spares | Mtce | 50 | 50Z | BEARING: BALL,RADIAL,SGL ROW | 50MM ID,110MM OD,27MM WD | Bearings & Accessories - All :6300 SERIES,NON-FILLING,2MM,STL CAGE, FOR MOTOR GE TYPE 5KS286XAB267K2 (MIN. ORDER Q.TY 2 PCS.)286TS, 1775 RPM,286TC, 1775 RPM, CROSS REF DWG: EGTL1-UNI-ELE-DD-710103 | EA | 2 | 0 | 0 | NO | 95.6 | 14840.9715 | ARGO INTERNATIONAL CORP. |  |  | 01,21,22 | 1 | [8 empty] | 41086 | 43687 | 41852
11283 | 29200000TL | 03483 | EG1019004 | P | 58023554 | 58 | EGTL Spares | Mtce | 50 | 50Z | BEARING: BALL,DEEP GROOVE SGL | ROW, RADIAL,45MM ID,100MM OD | Bearings & Accessories - All :25MM WD,6300 SERIES,NON-FILLING,1.5MM,STL CAGE, FOR MOTOR GE TYPE 5KS254XAB167K2 (MIN. ORDER Q.TY 2 PCS.) 254T, 3555 RPM, CROSS REF DWG: EGTL1-UNI-ELE-DD-710103 1289-71-E121-0 | EA | 4 | 0 | 0 | NO | 29.0013 | 4756.835 | ARGO INTERNATIONAL CORP. |  |  | 01,21,22 | 1 | [8 empty] | 41086 |  | 41899
11284 | 29200000TL | 03483 | EG1019021 | P | 58023556 | 58 | EGTL Spares | Mtce | 50 | 50Z | BEARING: BALL,RADIAL,SGL ROW | 40MM ID,80MM OD,18MM WD | Bearings & Accessories - All :LIGHT SERIES,NON-FILLING,1.5MM,STL CAGE, FOR MOTOR GE TYPE 5KS213XAB171K2 (MIN. ORDER Q.TY 2 PCS.) 213T, 3535 RPM, CROSS REF DWG: EGTL1-UNI-ELE-DD-710103 / 1289-71-E121-03, SH.25& | EA | 4 | 0 | 0 | NO | 118.216 | 18822.5252 | ARGO INTERNATIONAL CORP. |  |  | 01,21,22 | 1 | [8 empty] | 41086 |  | 41946
11285 | 29300000TL | 03483 | EG1019013 | P | 58023846 | 58 | EGTL Spares | Mtce | 66 | 66S | KIT:SEAL,GP-085S-335A/C2 CYL | BALL VALVES AND ACTUATORS | Valve-Regulators : CONTAINS SEAL, GP-085S-335A/C2 FIBER ACTUATOR, | EA | 1 | 0 | 1 | YES | 533.5 | 192326.75 | ROTORK | GP-085S-335A/C2 | WGCP335 | 01 | 1 | 2CAB | 2BBB |  | EGTL1-LWI-INS-IN-453199 |  |  |  |  | 43820 |  | 43878
11286 | 29200000TL | 03483 | EG1025014 | P | 58023904 | 58 | EGTL Spares | Mtce | 54 | 54A | O'RING: BS4518-3793-57 | CYL HEAD | Seals : FOR 1ST STAGE CYLINDER. FAIRWAY SEALS SUPPLIER P/N - 25900/1480 | EA | 3 | 0 | 0 | NO | 41 | 6365.25 | DRESSER RAND | 25900/1500 |  | 01 |  |  | 1BBB | [6 empty] | 41395 | 44735
11287 | 29200000TL | 03483 | EG1021003 | P | 58023995 | 58 | EGTL Spares | Mtce | 66 | 66O | VALVE:CHECK, DN50 (2 IN),300LB | STD,BW,CS ASTM A105N BODY | Valve - Check : 316 SS SPRING,CS ASTM A105N CAP,SS ASTM A182 GR F6A PISTON & SEAT,ALLOY STL ASTM A193 GR B7 STELLITED, BOLTS/STUDS/NUTS,LIFT/PISTON,1-WAY, NON-EXTENDED, STD WALL, APCI SPEC 4WP | EA | 2 | 0 | 0 | NO | 249.5621 | 38739.53 | CAPITAL | RP457/B4 |  | 02 |  | 2BAC | [7 empty] | 41086
11288 | 29200000TL | 03483 | EG1022007 | P | 58023996 | 58 | EGTL Spares | Mtce | 66 | 66O | VALVE: CHECK,DN25 (1 IN),800LB | 1 IN SW END,CS ASTM A105N BODY | Valve - Check : SS ASTM A182 GR F6A PISTON/SEAT,316 SS SPRING,CS ASTM A105N CAP,ALLOY STL ASTM A193 GR B7 STELLITED BOLTS/STUDS/NUTS,1 IN PORT,LIFT/PISTON,SOCKET WELD,ONE WAY, NON-EXTEND | EA | 3 | 0 | 0 | NO | 87.6722 | 13611.11 | CAPITAL | RP454/SW |  | 02 |  | 2BAC | [7 empty] | 41086
11289 | 29300000TL | 03483 | EG1021005 | P | 58023997 | 58 | EGTL Spares | Mtce | 66 | 66O | VALVE:CHECK,DN40 (1.5IN),800LB | 1.5IN SW END,CS ASTM A105N | Valve - Check : BODY,SS ASTM A182 GR F6A PISTON/SEAT, 316 SS SPRING,1.5 IN PORT, LIFT/PISTON, SOCKET WELD,ONE WAY, NON-EXTENDED, NPS 1 APCI SPEC 4WPIV-WACNCL080SWCA01, CS ASTM A105N CAP | EA | 3 | 0 | 1 | YES | 4250 | 6200920 | CAPITAL | RP456/SW |  | 02 |  | 2BAC | [7 empty] | 43770 |  | 45826
11290 | 29300000TL | 03483 | EG1022008 | P | 58024013 | 58 | EGTL Spares | Mtce | 66 | 66Q | VALVE: GATE | DN20 (0.75 IN),800 LB | Valve - Gate : 3/4 IN SW X FNPT,CS ASTM A105N BODY,CS ASTM A105N BONNET,SS ASTM A182 F6A STELLITED SEAT/STEM,SS AISI 416 HANDWHEEL BUSHING,CS SATM A105 GLAND FLG,SS ASTM A182 FLA WEDGE,ALLOY STL ASTM A193 GR B7/ASTMA194 GR 2H BOLTS/STUDS | EA | 1 | 1 | 2 | YES | 113 | 180201.1 | ARMSTRONG-DOUGLAS FORGED | R253/TS | R253/TS | 02 |  | 2BAC | [7 empty] | 43770 | 45870 | 45730 | -1 | 1
11291 | 29200000TL | 03483 | EG1023008 | S | 58024017 | 58 | EGTL Spares | Mtce | 66 | 66Z | VALVE: GLOBE, | NON-EXTENDED, CARBON STEEL BO | SCREWED ENDS, FNPT, CL800 SIZE: DN15, NPS .5 APCI SPEC 4WPIV-WUCNGL080TFCA01, CAPITAL VALVES LIMITED, SUPPLIER PART NO.: R352/TH. TO BE USED IN UTILITY SERVICE | EA | 18 | 0 | 0 | NO | 198.5847 | 30832.2979 |  | R352/TH |  | 01A,02,05,07 | [9 empty] | 41761 | 45563 |  |  |  | -1 | 1
11292 | 29200000TL | 03483 | EG1021008 | P | 58024019 | 58 | EGTL Spares | Mtce | 66 | 66Z | VALVE, GLOBE, | NON-EXTENDED, CARBON STEEL BOD | Valve-Other : SCREWED ENDS, FNPT, CL800 SIZE: DN25, NPS 1 APCI SPEC 4WPIV-WACNGL080TFCA01, CAPITAL VALVES LIMITED, SUPPLIER PART NO.: R354/TH | EA | 20 | 0 | 0 | NO | 54.0685 | 8394.16 |  |  |  | 00 | [9 empty] | 41761
11293 | 29200000TL | 03483 | EG1021008 | P | 58024021 | 58 | EGTL Spares | Mtce | 66 | 66Z | VALVE, GLOBE, | NON-EXTENDED, CARBON STEEL BO | Valve-Other : STANDARD WALL BW ENDS, CL300 SIZE: DN50, NPS 2 APCI SPEC 4WPIV-WUCNGL030BUCA01, CAPITAL VALVES LIMITED, SUPPLIER PART NO.: R357/B4. | EA | 5 | 0 | 0 | NO | 306.5637 | 47587.8796 |  |  |  | 02 | [9 empty] | 41761
11294 | 29200000TL | 03483 | EG1021016 | P | 58024022 | 58 | EGTL Spares | Mtce | 66 | 66R | VALVE: GLOBE | DN20 (0.75 IN),800 LB,3/4IN SW | Valve - Globe : END,CS ASTM A105N BODY,CS ASTM A105N BONNET,SS ASTM A182 GR F6A DISC/STELLITED SEAT/STELLITED STEM,AISI 416 HANDWHEEL BUSHING,CS ASTM A105 GLAND FLG,ALLOY STL ASTM A193 GR B7/ASTM A194 GR 2H BOLTS/STUDS/NUTS,3/4 | EA | 3 | 0 | 0 | NO | 50.24 | 15383.9904 | CAPITAL | R353/SW |  | 02 |  | 2BAC | [7 empty] | 41086 | 43200 | 43239
11295 | 29200000TL | 03483 | EG1021013 | P | 58024025 | 58 | EGTL Spares | Mtce | 66 | 66R | VALVE: GLOBE | DN15 (0.5 IN),800 LB,SW X FNPT | Valve - Globe : CS ASTM A105N BODY,CS ASTM A105N BONNET,SS ASTM A182 F6A DISC/STEM/STELLITED SEAT,416 SS HANDWHEEL BUSHING,CS ASTM A105 GLAND FLG,ALLOY STL ASTM A193 GR B7 & ASTM A194 GR 2H BOLTS/STUDS/NUTS,MANUAL HANDWHEEL OPER | EA | 7 | 0 | 0 | NO | 38.0343 | 5904.82 | CAPITAL | R352/SE |  | 02 |  | 2BAC | [7 empty] | 41086 | 42325
11296 | 29200000TL | 03483 | EG1021006 | S | 58024026 | 58 | EGTL Spares | Mtce | 66 | 66Z | VALVE: GLOBE DN20 (0.75 IN ) | 800LB, CS BODY, SW X FNPT | Valve-Other : CL800 SIZE: DN20, NPS .75 APCI SPEC 4WPIV-WSCNGL080SFCA01, CAPITAL VALVES LIMITED, SUPPLIER PART NO.: R353/SE | EA | 24 | 0 | 0 | NO | 42.7731 | 6641.4741 |  |  |  | 02 | [9 empty] | 41596 | 45780 |  | -2 | 1
11297 | 29200000TL | 03483 | EG1021014 | P | 58024030 | 58 | EGTL Spares | Mtce | 66 | 66R | VALVE: GLOBE | DN15 (0.5 IN),800 LB | Valve - Globe : 1/2 IN SW X FNPT,F316L SS ASTM A182 BODY,F316L SS ASTM A182 BONNET,F316 SS ASTM A182 DISC/SEAT/STEM,25% GLASS-FILLED PTFE DISC INSERT,SS AISI 303 HANDWHEEL BUSHING ,F304 SS ASTM A182 GLAND FLG,SS ASTM A193 GR B8/ASTM A194 | EA | 2 | 0 | 0 | NO | 158.43 | 24596.26 | CAPITAL | R352T/SE |  | 02 |  | 2BAC | [7 empty] | 41086
11298 | 29200000TL | 03483 | EG1021014 | P | 58024042 | 58 | EGTL Spares | Mtce | 66 | 66O | VALVE: CHECK | DN15(0.5IN),800LB,1/2IN SW END | Valve - Check : F316L SS ASTM A182 BODY,F316 SS ASTM A182 ARM,SS ASTM A193 GR B8 BOLT/STUD/NUT,F316L SS ASTM A182 CAP,F316 SS ASTM A182 DISC,PTFE 25% GLASS-FILLED DISC INSERT,316 SS DISC NUT,316 SS PIVOT PIN,F316 SS ASTM A18 | EA | 2 | 0 | 0 | NO | 152.3 | 23644.58 | CAPITAL | RS552T/SW |  | 02 |  | 2BAC | [7 empty] | 41086
11299 | 29200000TL | 03483 | EG1021014 | P | 58024043 | 58 | EGTL Spares | Mtce | 66 | 66Q | VALVE: GATE | DN15 (0.5 IN),800 LB,SW,F316L | Valve - Gate : SS ASTM A182 BODY,F316L SS ASTM A182 BONNET,F316 SS ASTM A182 STEM/WEDGE/SEAT,303 SS HANDWHEEL BUSHING,F304 SS ASTM GLAND FLG,SS ASTM A193 GR B8/ASTM A194 GR 8 BOLTS/STUDS/NUTS,WEDGE,MANUAL HANDWHEEL OPERATED,NON-E | EA | 2 | 0 | 0 | NO | 160.6 | 24933.15 | CAPITAL | R252/SW |  | 02 |  | 2BAC | [7 empty] | 41086
11300 | 29200000TL | 03483 | EG1021016 | P | 58024044 | 58 | EGTL Spares | Mtce | 66 | 66O | VALVE: CHECK | DN50 (2 IN),300 LB,STD,BW,CS | Valve - Check : ASTM A105N BODY,316 SS SPRING,CS ASTM A105N CAP,SS ASTM A182 GR F6A PISTON & SEAT,ALLOY STL ASTM A193 GR B7 STELLITED BOLTS/STUDS/NUTS,LIFT/PISTON,1-WAY, NON-EXTENDED, APCI SPEC 4WPIV-WUCNCL0 | EA | 1 | 0 | 0 | NO | 249.5621 | 38739.53 | CAPITAL | RP457/B4 |  | 02 |  | 2BAC | [7 empty] | 41086
11301 | 29200000TL | 03483 | EG1021016 | P | 58024049 | 58 | EGTL Spares | Mtce | 66 | 66R | VALVE: GLOBE | DN15 (0.5 IN),800LB,THD X FNPT | Valve - Globe : CS ASTM A105N BODY,CS ASTM A105N BONNET,SS ASTM A182 GR F6A DISC/STEM/STELLITED SEAT,416 SS HANDWHEEL BUSHING,CS ASTM A105 GLAND FLG,ALLOY STL ASTM A193 GR B7/ASTM A194 GR 2H BOLTS/STUDS/NUTS,MANUAL HANDWHEEL OP. TO BE USED IN ASU FLUIDS: | EA | 11 | 0 | 0 | NO | 198.5849 | 30832.2979 | CAPITAL | R352/TH |  | 02 |  | 2BAC | [7 empty] | 41086 | 45149 | 41453 |  |  |  |  | -2 | 1
11302 | 29200000TL | 03483 | EG1021006 | P | 58024051 | 58 | EGTL Spares | Mtce | 66 | 66Q | VALVE: GATE 2 IN 800 LB RB STD | BW CS ANSI B16.25 | Valve - Gate : ASTM A105N/ASTM A216 GR WCB BODY,CS ASTM A105N/ASTM A216 GR WCB BONNET,SS ASTM A182 GR F6A STEM/WEDGE/STELLITED SEAT,416 SS/NODULAR IRON HANDWHEEL BUSHING,CS ASTM A105 GLAND FLG,ALLOY STL ASTM A193 GR B7/ASTM A194 G | EA | 9 | 0 | 0 | NO | 212.3937 | 32976.2117 | DOUGLAS CHERO | R257/B4 |  | 02 | 1 | 2BAC | [7 empty] | 41086 |  | 41453
11303 | 29200000TL | 03483 | EG1021013 | P | 58024053 | 58 | EGTL Spares | Mtce | 66 | 66R | VALVE: GLOBE | DN20 (0.75IN),800LB,THD X FNPT | CS ASTM A105N BODY,CS ASTM A105N BONNET,SS ASTM A182 GR F6A DISC/STEM/STELLITED SEAT,416 SS HANDWHEEL BUSHING,CS ASTM A105 GLAND FLG,ALLOY STL ASTM A193 GR B7/ASTM A194 GR 2H BOLTS/STUDS/NUTS, MANUAL HANDWHEEL O. | EA | 2 | 0 | 0 | NO | 166.1989 | 32041.0389 | CAPITAL/CAMERON/OMB | R353/TH |  | 02 |  | 2BAC | [7 empty] | 41086 | 45886 | 43547 | -2 | 2 |  |  | -4 | 1
11304 | 29200000TL | 03483 | EG1021014 | P | 58024054 | 58 | EGTL Spares | Mtce | 66 | 66R | VALVE: GLOBE | DN25 (1 IN),800 LB,SW,CS ASTM | Valve - Globe : A105N BODY,CS,ASTM A105N BONNET,SS ASTM A182 F6A STELLITED DISC/STEM/STELLITED SEAT,416 SS HANDWHEEL BUSHING,CS ASTM A105 GLAND FLG,ALLOY STL ASTM A193 GR B7 & ASTM A194 GR 2H BOLTS/STUDS/NUTS,MANUAL HANDWHEEL OPE | EA | 10 | 0 | 0 | NO | 48.4216 | 7517.46 | CAPITAL | R354/SW |  | 02 |  | 2BAC | [7 empty] | 41086 | 44831
11305 | 29200000TL | 03483 | EG1022015 | P | 58024056 | 58 | EGTL Spares | Mtce | 66 | 66Q | VALVE: GATE | DN25 (1 IN),800 LB,SW,CS ASTM | Valve - Gate : A105N BODY,CS ASTM A105N BONNET,SS ASTM A182 GR F6A STELITED STEM/WEDGE/SEAT,416 SS HANDWHEEL BUSHING,CS ASTM A105 GLAND FLG,ALLOY STL ASTM A193 GR B7/ASTM A194 GR 2H BOLTS/STUDS/NUTS,WEDGE,MANUAL HANDWHEEL OPERATE | EA | 7 | 0 | 0 | NO | 76.2549 | 11838.58 | CAPITAL | R254/SW |  | 02 |  | 2BAC | [7 empty] | 41086 | 45409 |  |  |  | -3 | 1
11306 | 29200000TL | 03483 | EG1021015 | P | 58024059 | 58 | EGTL Spares | Mtce | 66 | 66Q | VALVE: GATE | DN40 (1.5 IN),800 LB,SW | Valve - Gate : 1-1/4CR ALLOY STL ASTM A182 GR F11 BODY,1-1/4CR STL ASTM A182 GR F11 BONNET,ALLOY STL ASTM A182 GR F11 STEM,SS ASTM A182 GR F11 WEDGE,ASTM A182 GR F11 INTEGRAL/RENEWALBLE STELLITED SEAT,ALLOY STL ASTM A193 GR B8/ASTM A19 | EA | 7 | 0 | 0 | NO | 296.5376 | 46037.47 | CAPITAL | R252-7/SW |  | 02 |  | 2BAC | [7 empty] | 41086 | 43319
11307 | 29200000TL | 03483 | EG1024014 | S | 58024061 | 58 | EGTL Spares | Mtce | 66 | 66R | VALVE: GLOBE | DN20 (0.75 IN),800 LB,SW | Valve - Globe : 1-1/4CR ALLOY STL ASTM A182 GR F11 BODY,1-1/4CR STL ASTM A182 GR F11 BONNET,SS ASTM A182 GR F11 STELLITED DISC,ALLOY ASTM A182 GR F11 STEM,ASTM A182 GR F11 INTEGRAL/RENEWALBLE STELLITED SEAT,ALLOY STL ASTM A193 GR B8/A | EA | 5 | 2 | 3 | NO | 277.084 | 84906.0811 | CAPITAL/CAMERON/OMB |  |  | 02 |  | 2BAC | [7 empty] | 41086 | 43391 | 43672
11308 | 29200000TL | 03483 | EG1021003 | S | 58024062 | 58 | EGTL Spares | Mtce | 66 | 66R | VALVE: GLOBE | DN25 (1 IN),800 LB,SW,1-1/4CR | Valve - Globe : ALLOY STL ASTM A182 GR F11 BODY,1-1/4CR STL ASTM A182 GR F11 BONNET,SS ASTM A182 GR F11 STELLITED DISC,ALLOY ASTM A182 GR F11 STEM,ASTM A182 GR F11 INTEGRAL/RENEWALBLE STELLITED SEAT,ALLOY STL ASTM A193 GR B8/ASTM | EA | 13 | 0 | 0 | NO | 287.76 | 76523.6012 | CAPITAL |  |  | 02,21 |  | 2BAC | [7 empty] | 41086 | 45788 | 43486 | -5 | 1 | -1 | 1
11309 | 29200000TL | 03483 | EG1022007 | P | 58024063 | 58 | EGTL Spares | Mtce | 66 | 66R | VALVE: GLOBE | DN40 (1.5 IN),800LB,SW,1-1/4CR | Valve - Globe : ALLOY STL ASTM A182 GR F11 BODY,1-1/4CR STL ASTM A182 GR F11 BONNET,SS ASTM A182 GR F11 STELLITED DISC,ALLOY ASTM A182 GR F11 STEM,ASTM A182 GR F11 INTEGRAL/RENEWALBLE STELLITED SEAT,ALLOY STL ASTM A193 GR B8/AS | EA | 1 | 0 | 0 | NO | 423.042 | 98403.4943 | CAPITAL |  |  | 02,21 |  | 2BAC | [7 empty] | 41086 | 43430 | 42927
11310 | 29200000TL | 03483 | EG1021006 | P | 58024064 | 58 | EGTL Spares | Mtce | 66 | 66Q | VALVE: GATE | DN20 (0.75IN),800LB,SW,1-1/4CR | Valve - Gate : ALLOY STL ASTM A182 GR F11 BODY,1-1/4CR STL ASTM A182 GR F11 BONNET,ALLOY STL ASTM A182 GR F11 STEM,SS ASTM A182 GR F11 WEDGE,ASTM A182 GR F11 INTEGRAL/RENEWALBLE STELLITED SEAT,ALLOY STL ASTM A193 GR B8/ASTM A1 | EA | 2 | 0 | 0 | NO | 321.325 | 83905.245 | CAPITAL | R252-7/SW |  | 02,21 |  | 2BAC | [7 empty] | 41086 | 43431
11311 | 29200000TL | 03483 | EG1021007 | P | 58024066 | 58 | EGTL Spares | Mtce | 66 | 66Q | VALVE: GATE | DN25 (1 IN),800 LB,SW,1-1/4CR | Valve - Gate : ALLOY STL ASTM A182 GR F11 BODY,1-1/4CR STL ASTM A182 GR F11 BONNET,ALLOY STL ASTM A182 GR F11 STEM,SS ASTM A182 GR F11 WEDGE,ASTM A182 GR F11 INTEGRAL/RENEWALBLE STELLITED SEAT,ALLOY STL ASTM A193 GR B8/ASTM A194 | EA | 13 | 0 | 0 | NO | 185.81 | 28847 | CAPITAL | R252-7/SW |  | 02,21 |  | 2BAC | [7 empty] | 41086 | 45923 |  | -4 | 2 | -1 | 1
11312 | 29200000TL | 03483 | EG1021014 | P | 58024071 | 58 | EGTL Spares | Mtce | 66 | 66O | VALVE: CHECK | DN40 (1.5 IN),800 LB,SW,SS | Valve - Check : F316L SS ASTM A182 BONNET,F316 SS ASTM A182 DISC,PTFE 25% GLASS-FILLED DISC INSERT,316 SS DISC NUT,316 SS PIVOT PIN,F316L SS ASTM A182 CAP,F316 SS ASTM A182 ARM,F316 SS ASTM A182 SEAT,SS ASTM A193 GR B8 BOLT/STU | EA | 2 | 1 | 2 | NO | 317.9 | 49353.98 | CAPITAL | RS556T/SW |  | 02 |  | 2BAC | [7 empty] | 41086
11313 | 29200000TL | 03483 | EG1022007 | P | 58024073 | 58 | EGTL Spares | Mtce | 66 | 66Q | VALVE: GATE | DN50 (2 IN),300 LB,STD,BW,CS | Valve - Gate : ASTM A105N/ASTM A216 GR WCB BODY,CS ASTM A105N/ASTM A216 GR WCB BONNET,SS ASTM A182 GR F6A STEM/WEDGE/STELLITED SEAT,416 SS/NODULAR IRON HANDWHEEL BUSHING,CS ASTM A105 GLAND FLG,ALLOY STL ASTM A193 GR B7/ASTM A194 G | EA | 3 | 0 | 0 | NO | 219.0928 | 34014.76 | CAPITAL | R257/B4 |  | 02 |  | 2BAC | [7 empty] | 41086 | 45799 |  | -1 | 1
11314 | 29200000TL | 03483 | EG1021003 | P | 58024076 | 58 | EGTL Spares | Mtce | 66 | 66Q | VALVE: GATE | DN15 (0.5 IN),800 LB,SW,CS | Valve - Gate : ASTM A105N BODY,CS ASTM A105N BONNET,SS ASTM A182 GR F6A STELITED STEM/WEDGE/SEAT,416 SS HANDWHEEL BUSHING,CS ASTM A105 GLAND FLG,ALLOY STL ASTM A193 GR B7/ASTM A194 GR 2H BOLTS/STUDS/NUTS,WEDGE,MANUAL HANDWHEEL OPERA | EA | 5 | 2 | 5 | NO | 62.9448 | 9772.18 | CAPITAL | R252/SW |  | 02 |  | 2BAC | [7 empty] | 41086
11315 | 29200000TL | 03483 | EG1021004 | P | 58024078 | 58 | EGTL Spares | Mtce | 66 | 66Q | VALVE: GATE | DN15 (0.5 IN),800 LB,SW X FNPT | Valve - Gate : CS ASTM A105N BODY,CS ASTM A105N BONNET,SS ASTM A182 GR F6A STELITED STEM/WEDGE/SEAT,416 SS HANDWHEEL BUSHING,CS ASTM A105 GLAND FLG,ALLOY STL ASTM A193 GR B7/ASTM A194 GR 2H BOLTS/STUDS/NUTS,WEDGE,MANUAL HANDWHEE | EA | 2 | 1 | 2 | NO | 600.88 | 93268.1413 | CAPITAL | R252/TS |  | 02 |  | 2BAC | [7 empty] | 41086 | 41512 | 41599
11316 | 29200000TL | 03483 | EG1021008 | P | 58024080 | 58 | EGTL Spares | Mtce | 66 | 66Z | VALVE, GLOBE, | NON-EXTENDED, CARBON STEEL BO | Valve-Other : STANDARD WALL BW ENDS, CL300 SIZE: DN50, NPS 2 APCI SPEC 4WPIV-WACNGL030BUCA01, CAPITAL VALVES LIMITED, SUPPLIER PART NO.: R357/B4 | EA | 2 | 0 | 0 | NO | 306.5637 | 47587.8796 |  |  |  | 02 | [9 empty] | 41761
11317 | 29200000TL | 03483 | EG1021006 | P | 58024084 | 58 | EGTL Spares | Mtce | 66 | 66R | VALVE: GLOBE | DN15 (0.5 IN),800 LB,SW X FNPT | Valve - Globe : CS ASTM A105N BODY,CS ASTM A105N BONNET,SS ASTM A182 GR F6A DISC/STEM/STELLITED SEAT,416 SS HANDWHEEL BUSHING,CS ASTM A105N GLAND FLG,ALLOY STL ASTM A193 GR B7/ASTM A194 GR 2H BOLTS/STUDS/NUTS,MANUAL HANDWHEEL OP | EA | 5 | 0 | 0 | NO | 70.744 | 10983 | CAPITAL | R352/SE |  | 02 |  | 2BAC | [7 empty] | 41086
11318 | 29200000TL | 03483 | EG1022006 | P | 58024085 | 58 | EGTL Spares | Mtce | 66 | 66Z | VALVE: GLOBE, | NON-EXTENDED, CARBON STEEL BOD | Valve-Other : SW X FNPT, CL800 SIZE: DN20, NPS .75 APCI SPEC 4WPIV-WACNGL080SFCA01, CAPITAL VALVES LIMITED, SUPPLIER PART NO.: R353/SE | EA | 1 | 0 | 0 | NO | 42.7801 | 6640.7555 |  |  |  | 02 | [9 empty] | 41761 | 42765
11319 | 29200000TL | 03483 | EG1021006 | P | 58024086 | 58 | EGTL Spares | Mtce | 66 | 66R | VALVE: GLOBE | DN20 (0.75IN),800 LB,SW X FNPT | Valve - Globe : CS ASTM A105N BODY, CS ASTM A105N BONNET, SS ASTM A182 F6A DISC/STEM/STELLITED SEAT,416 SS HANDWHEEL BUSHING,CS ASTM A105 GLAND FLG,ALLOY STL ASTM A193 GR B7 & ASTM A194 GR 2H BOLTS/STUDS/NUTS,MANUAL HANDWHEEL OPE | EA | 2 | 0 | 0 | NO | 42.7746 | 6640.7555 | CAPITAL | R353/SE |  | 02 |  | 2BAC | [7 empty] | 41086
11320 | 29200000TL | 03483 | EG1021014 | P | 58024087 | 58 | EGTL Spares | Mtce | 66 | 66Z | VALVE: CHECK | SWING, NON-EXTENDED, STAINLESS | Valve-Other : SW ENDS, CL800 SIZE: DN25, NPS 1 APCI SPEC 4WPIV-WASNCH080SWCA01, CAPITAL VALVES LIMITED, SUPPLIER PART NO.: RS554T/SW | EA | 1 | 0 | 0 | NO | 251.2535 | 39002.08 |  |  |  | 02 | [9 empty] | 41761
11321 | 29200000TL | 03483 | EG1025007 | P | 58024102 | 58 | EGTL Spares | Mtce | 66 | 66O | VALVE: CHECK | DN150 (6 IN),150 LB,CAST SS | Valve - Check : ASTM 351 GR CF8M BODY,INC X-750 SPRING,316 SS HINGE PIN & STOP PIN,CAST SS ASTM 351 GR CF8M PLATE,METAL SEAT,WAFER,-20 TO 100 DEG F,G,STD, DUO-PLATE, NON-EXTENDED, APCI SPEC 4WPIV-WASNCD015WFC | EA | 2 | 0 | 0 | NO | 882.28 | 136973.97 | CRANE |  |  | 02 |  | 2BAC | [7 empty] | 41086
11322 | 29200000TL | 03483 | EG1025007 | P | 58024103 | 58 | EGTL Spares | Mtce | 66 | 66O | VALVE: CHECK | DN100 (4 IN),150 LB,CS ASTM | Valve - Check :CRANE DUO-CHECK 4G15SVF‐201, 4” / WAFER / CLASS 150 / CS BODY / VITON SEAT / 316 SS PLATES / INCONEL X 750, SPRINGS A216 GR WCB BODY,INC X-750 SPRING,316 SS HINGE PIN & STOP PIN,VITON SEAT,WAFER,-20 TO 400 DEG F,VITON,G,STD, DUO-PLATE, NON | EA | 2 | 0 | 0 | NO | 681.24 | 207983.2072 | CRANE DUO-CHECK | 4G15SVF‐201 |  | 02 |  | 2BAC | [5 empty] | 4G15SVF‐201 |  | 41086 | 42876 | 43222
11323 | 29200000TL | 03483 | EG1026015 | P | 58024107 | 58 | EGTL Spares | Mtce | 66 | 66O | VALVE: CHECK | DN50 (2 IN),150 LB,CS ASTM | Valve - Check : A216 GR WCB BODY,INC X-750 SPRING,316 SS HINGE PIN & STOP PIN,METAL TO METAL SEAT,WAFER,-420 TO 1000 DEG F,G,STD, DUO-PLATE, NON-EXTENDED, APCI SPEC 4WPIV-WHCNCD015WFCR01, CRANE DUO-CHECK, SUPP | EA | 1 | 0 | 0 | NO | 319 | 97754.36 | CRANE |  |  | 02 |  | 2BAC | 1BBB | [6 empty] | 41086 | 43545 | 43629
11324 | 29200000TL | 03483 | EG1025007 | P | 58024108 | 58 | EGTL Spares | Mtce | 66 | 66O | VALVE: CHECK | DN80 (3 IN),150 LB,CS ASTM | Valve - Check : A216 GR WCB BODY,INC X-750 SPRING,316 SS HINGE PIN & STOP PIN,VITON SEAT,WAFER,-20 TO 400 DEG F,VITON,G,STD, DUO-PLATE, NON-EXTENDED, APCI SPEC 4WPIV-WACNCD015WFCR01, CRANE DUO-CHECK, SUPPLIER | EA | 5 | 0 | 0 | NO | 1118.24 | 342671.2291 | CRANE |  |  | 02 |  | 2BAC | [7 empty] | 41086 | 43512 | 43523
11325 | 29200000TL | 03483 | EG1026015 | P | 58024111 | 58 | EGTL Spares | Mtce | 66 | 66O | VALVE: CHECK | DN80 (3 IN),150 LB,CAST SS | Valve - Check : ASTM 351 GR CF8M BODY,INC X-750 SPRING,316 SS HINGE PIN & STOP PIN,CAST SS ASTM 351 GR CF8M PLATE,METAL TO METAL SEAT,WAFER,-20 TO 100 DEG F,G,STD, DUO-PLATE, NON-EXTENDED, APCI SPEC 4WPIV-WASN | EA | 1 | 0 | 0 | NO | 550.5509 | 85462.02 | CRANE |  |  | 02 |  | 2BAC | [7 empty] | 41086
11326 | 29200000TL | 03483 | EG1026015 | P | 58024114 | 58 | EGTL Spares | Mtce | 66 | 66O | VALVE: CHECK | DN100 (4IN),300LB,CAST SS ASTM | Valve - Check : 351 GR CF8M BODY,INC X-750 SPRING,316 SS HINGE PIN & STOP PIN,CAST SS ASTM 351 GR CF8M PLATE,METAL TO METAL SEAT,WAFER,-20 TO 100 DEG F,G,STD, DUO-PLATE, NON-EXTENDED, APCI SPEC 4WPIV-WAS | EA | 1 | 0 | 0 | NO | 669.5663 | 103936.77 | CRANE |  |  | 02 |  | 2BAC | [7 empty] | 41086
11327 | 29200000TL | 03483 | EG1026015 | P | 58024116 | 58 | EGTL Spares | Mtce | 66 | 66O | VALVE: CHECK | DN50 (2 IN),300 LB,CAST SS | Valve - Check : ASTM 351 GR CF8M BODY,INC X-750 SPRING,316 SS HINGE PIN & STOP PIN,CAST SS ASTM 351 GR CF8M PLATE,METAL TO METAL SEAT,WAFER,-20 TO 100 DEG F,G,STD, DUO-PLATE, NON-EXTENDED, APCI SPEC 4WPIV-WASN | EA | 2 | 0 | 0 | NO | 414.68 | 64379.07 | CRANE |  |  | 02 |  | 2BAC | [7 empty] | 41086
11328 | 29200000TL | 03483 | EG1026015 | P | 58024117 | 58 | EGTL Spares | Mtce | 66 | 66O | VALVE: CHECK | DN80 (3 IN),300 LB,CAST SS | Valve - Check : ASTM 351 GR CF8M BODY,INC X-750 SPRING,316 SS HINGE PIN & STOP PIN,CAST SS ASTM 351 GR CF8M PLATE,METAL SEAT,WAFER,-20 TO 100 DEG F,METAL TO METAL,G,STD, DUO-PLATE, NON-EXTENDED, APCI SPEC 4WPI | EA | 1 | 0 | 0 | NO | 582.195 | 90374.13 | CRANE |  |  | 02 |  | 2BAC | [7 empty] | 41086
11329 | 29200000TL | 03483 | EG1025007 | S | 58024118 | 58 | EGTL Spares | Mtce | 66 | 66O | VALVE: CHECK | DN150 (6 IN),150 LB,CS ASTM | Valve - Check : A216 GR WCB BODY,INC X-750 SPRING,316 SS HINGE PIN & STOP PIN,VITON SEAT,WAFER,-20 TO 400 DEG F,VITON,G,STD, DUO-PLATE, NON-EXTENDED, APCI SPEC 4WPIV-WACNCD015WFCR01, CRANE DUO-CHECK, <6 SS >4 | EA | 4 | 1 | 2 | NO | 1378.2775 | 400405.5761 | CRANE |  |  | 02 |  | 2BAC | [7 empty] | 41086 | 43346 | 43549
11330 | 29200000TL | 03483 | EG1026015 | P | 58024119 | 58 | EGTL Spares | Mtce | 66 | 66O | VALVE: CHECK | DN100 (4 IN),300 LB,SS ASTM | Valve - Check : A351 GR CF8M BODY,INC X-750 SPRING,316 SS HINGE PIN & STOP PIN,SS ASTM 351 GR CF8M PLATE,METAL SEAT,WAFER,-20 TO 100 DEG F,METAL TO METAL,G,STD, DUO-PLATE, NON-EXTENDED, APCI SPEC 4WPIV-ZASNCD | EA | 1 | 0 | 0 | NO | 741.8156 | 115152.03 | CRANE |  |  | 02 |  | 2BAC | [7 empty] | 41086
11331 | 29200000TL | 03483 | EG1026015 | P | 58024127 | 58 | EGTL Spares | Mtce | 66 | 66O | VALVE: CHECK | DN50 (2 IN),150 LB,CS ASTM | Valve - Check : A216 GR WCB BODY,INC X-750 SPRING,316 SS HINGE PIN & STOP PIN,VITON SEAT,WAFER,-20 TO 400 DEG F,VITON,G,STD, DUO-PLATE, NON-EXTENDED, APCI SPEC 4WPIV-WHCNCD015WFCR01, CRANE DUO-CHECK, SUPPLIER | EA | 1 | 0 | 1 | NO | 448.4 | 137406.9194 | CRANE |  |  | 02 |  | 2BAC | 1BBB | [6 empty] | 41086 | 43545 | 43629
11332 | 29200000TL | 03483 | EG1026015 | S | 58024128 | 58 | EGTL Spares | Mtce | 66 | 66O | VALVE: CHECK | DN80 (3 IN),150 LB,CS ASTM | Valve - Check : A216 GR WCB BODY,INC X-750 SPRING,316 SS HINGE PIN & STOP PIN,METAL SEAT,WAFER,-420 TO 1000 DEG F,METAL TO METAL,G,STD, DUO-PLATE, NON-EXTENDED, APCI SPEC 4WPIV-WSCNCD015WFCR01, CRANE DUO-CHECK | EA | 1 | 0 | 0 | NO | 180.32 | 27994.68 | CRANE |  |  | 02 |  | 2BAC | [7 empty] | 41086 | 44077
11333 | 29200000TL | 03483 | EG1025007 | P | 58024130 | 58 | EGTL Spares | Mtce | 66 | 66O | VALVE: CHECK | DN100 (4 IN),300 LB,CAST SS | Valve - Check : ASTM 351 GR CF8M BODY,INC X-750 SPRING,316 SS HINGE PIN & STOP PIN,VITON SEAT,CAST SS ASTM 351 GR CF8M PLATE,WAFER,-20 TO 100 DEG F,VITON,G,STD, DUO-PLATE, NON-EXTENDED, APCI SPEC 4WPIV-WXSNCD | EA | 1 | 0 | 0 | NO | 699.8102 | 108631.53 | CRANE | G30CVF-9CLASS AA CLEAN |  | 02 |  | 2BAC | [7 empty] | 41086
11334 | 29200000TL | 03483 | EG1028005 | S | 58024151 | 58 | EGTL Spares | Mtce | 66 | 66R | VALVE: GLOBE | DN20 (0.75IN),300LB,3/4IN FNPT | Valve - Globe : BRZ ASTM B62 UNS C83600 BODY,BRZ ASTM B62 UNS C83600 BONNET,BRASS ASTM B283 UNS C37700 BACKSEAT INTEGRAL DISC,304 SS A479 SEAT INTEGRAL STEM,BRASS ASTM B283 UNS C37700 GLAND PACK’G RINGS,BRZ ASTM B584 UNS C932 | EA | 5 | 2 | 5 | NO | 62.65 | 9726.41 | HEROSE | 01305.0600.7006 |  | 02 |  | 2BAC | [7 empty] | 41086
11335 | 29200000TL | 03483 | EG1021006 | P | 58024152 | 58 | EGTL Spares | Mtce | 66 | 66R | VALVE: GLOBE | DN15 (0.5 IN),300 LB,1/2 IN | Valve - Globe : BRZ ASTM B62 UNS C83600 BODY,SS PIPE STUB,BRZ ASTM B62 UNS C83600 BONNET,INTEGRAL BACKSEAT,BRASS ASTM B283 UNS C37700 DISC,304 SS A479 INTEGRAL STEM/SEAT,321 SS A213 EXTENSION TUBE,BRASS ASTM B283 UNS C37700 GLAND P | EA | 2 | 0 | 0 | NO | 70.86 | 11001.02 | HEROSE | 01301.1521.7007 |  | 02 |  | 2BAC | [7 empty] | 41086
11336 | 29200000TL | 03483 | EG1021006 | P | 58024157 | 58 | EGTL Spares | Mtce | 66 | 66R | VALVE: GLOBE | DN20 (0.75 IN),300 LB,3/4 IN | Valve - Globe : FNPT,BRZ ASTM B62 UNS C83600 BODY,BRZ ASTM B62 UNS C83600 BONNET,BRASS ASTM B283 UNS C37700 BACKSEAT INTEGRAL DISC,BRZ B103 ALLOY A DISC NUT,304 SS A479 TYPE 304 SEAT INTEGRAL STEM,BRASS ASTM B283 UNS C37700 GLAND | EA | 2 | 0 | 0 | NO | 319.425 | 49587.865 | HEROSE | 01305.0600.7906 |  | 02 |  | 2BAC | [7 empty] | 41086 | 45569 | 41737 |  |  | 0 | 2
11337 | 29200000TL | 03483 | EG1024002 | S | 58024198 | 58 | EGTL Spares | Mtce | 66 | 66C | KIT:REPAIR, | FOR 18 IN BUTTERFLY VALVE | Valve-Butterfly : CONTAINS (1) 24 IN 815 GASKET PN 004 0431 50,(1) TFM SEAL SET PN 004 0129 49,(1) 18 IN 815/830 SEAT-EXTREME PN 002 0871 9J, FOR: VALVE, BUTTERFLY, GEAR OPERATED, NON-EXTENDED, CARBON STEEL BODY, | EA | 2 | 1 | 2 | NO | 956.8621 | 148552.84 | JAMESBURY | RKW-675XZ |  | 01 |  | 2BAC | [7 empty] | 41086
11338 | 29200000TL | 03483 | EG1022002 | P | 58024199 | 58 | EGTL Spares | Mtce | 66 | 66Z | VALVE: NEEDLE | DN15 (0.5 IN),6000 LB,FNPT | Valve-Other : 316 SS BODY,316 SS SEAL HOUSING/SPINDLE/TIP/PUSHER,MANUAL T HANDLE OPERATED,464 DEG F MAX @ REDUCED PRESSURE,PTFE,1-WAY, NON-EXTENDED, APCI SPEC 4WPIV-WASNNE600TFOL01, NON-EXTENDED, APCI SPEC | EA | 46 | 25 | 50 | NO | 39 | 6054.75 | OLIVER | F50S/OXY |  | 02 |  | 2ABC | [7 empty] | 41086 | 42078
11339 | 29200000TL | 03483 | EG1022002 | P | 58024203 | 58 | EGTL Spares | Mtce | 66 | 66Z | VALVE:NEEDLE, NON-EXTENDED | SS BODY, SW ENDS, CL6000 | SIZE: DN15, NPS .5 APCI SPEC 4WPIV-WASNNE600SWOL01, OLIVER VALVES LTD, SUPPLIER PART NO.: F50S/OXY/SW-B16.11 | EA | 10 | 0 | 0 | NO | 46.0032 | 7142 |  |  |  | 02 |  |  | 1CCC | [6 empty] | 41623
11340 | 29200000TL | 03483 | EG1022002 | P | 58024204 | 58 | EGTL Spares | Mtce | 66 | 66Z | VALVE, NEEDLE, | NON-EXTENDED, STAINLESS STEEL | Valve-Other : | EA | 3 | 0 | 0 | NO | 8.94 | 1387.7499 |  |  |  | 02 | [9 empty] | 41761
11341 | 29300000TL | 03483 | EG1016005 | P | 58024231 | 58 | EGTL Spares | Mtce | 50 | 50Z | BEARING: BALL | DEEP GROOVE, MOTOR DE | Bearings & Accessories - All :110-CB-104/204-M, MOTOR DE, 110-CB-104/204-M | EA | 2 | 1 | 2 | YES | 36 | 16575.12 |  | 6205 2ZC3 |  | 01,21,22 |  | 2CAC |  |  | EGTL1-MAN-MEC-DS-100010 |  |  |  | FENL076 | 43770 | 45656 | 44934 |  |  | -3 | 1
11342 | 29200000TL | 03483 | EG1019011 | P | 58024234 | 58 | EGTL Spares | Mtce | 50 | 50Z | BEARING: ROLLER | MOTOR DE, 110-XP-100/200-M | Bearings & Accessories - All : | EA | 1 | 0 | 0 | NO | 299.0193 | 46419.75 |  | NF19_1_0008_00 |  | 01,21,22 |  | 2CAC |  |  | EGTL1-MAN-MEC-DS-100010 |  |  |  |  | 41086
11343 | 29200000TL | 03483 | EG1019006 | P | 58024235 | 58 | EGTL Spares | Mtce | 50 | 50Z | BEARING: ROLLER | MOTOR NDE, 110-XP-100/200-M | Bearings & Accessories - All : | EA | 1 | 0 | 0 | NO | 299.0193 | 46419.75 |  | NF19_1_0008_00 |  | 01,21,22 |  | 2CAC |  |  | EGTL1-MAN-MEC-DS-100010 |  |  |  |  | 41086
11344 | 29200000TL | 03483 | EG1016005 | P | 58024237 | 58 | EGTL Spares | Mtce | 50 | 50Z | BEARING: BALL | DEEP GROOVE, MOTOR NDE | Bearings & Accessories - All :MOTOR NDE, 110-PC-104/204-M | EA | 2 | 0 | 0 | NO | 2669.2331 | 414425.13 |  |  |  | 01,21,22 | 1 | 2CAC |  |  | EGTL1-MAN-MEC-DS-100010 |  |  |  |  | 41086
11345 | 29200000TL | 03483 | EG1016005 | P | 58024243 | 58 | EGTL Spares | Mtce | 50 | 50Z | BEARING: BALL | DEEP GROOVE, MOTOR NDE | Bearings & Accessories - All : | EA | 2 | 0 | 0 | NO | 1913.6009 | 297105.68 |  |  |  | 01,21,22 | 1 | 2CAC |  |  | EGTL1-MAN-MEC-DS-100010 |  |  |  |  | 41086
11346 | 29200000TL | 03483 | EG1020017 | P | 58024323 | 58 | EGTL Spares | Mtce | 71 | 71D | WASHER | M42 X 3 | Compressor - Gas - Unit & Parts : ST 2ND; SCM 435H CASING BOLT ASSEMBLY; FEED GAS COMPRESSOR | EA | 3 | 0 | 0 | NO | 0 | 0 | MHI | 2112-51 |  | 01 | 1 |  | 1BBB |  | 769-45518C001 |  |  |  |  | 41889
11347 | 29200000TL | 03483 | EG1020017 | P | 58024326 | 58 | EGTL Spares | Mtce | 71 | 71D | BOLT: DIAPHRAGM | BL-SET, | Compressor - Gas - Unit & Parts : SCM 440, REFERENCE DRAWING NUMBER: 769-22842J005;FEED GAS COMPRESSOR | EA | 6 | 0 | 0 | NO | 0 | 0 | MHI | 2551-15 |  | 02 | 1 |  | 1BBB |  | 769-22842J005 |  |  |  |  | 41889 | 44473
11348 | 29200000TL | 03483 | EG1017004 | P | 58030023 | 58 | EGTL Spares | Mtce | 51 | 51Z | RELAY: DP TUBE BASE RELAY | 10A @240VAC/ 30VDC | Electric-Other : 3 FORM C,3 FORM C CONTACT,3PDT,120VAC COIL,PIN STYLE TERMINALS TERMINAL,DIN RAIL MOUNT,PLASTIC ENCLOSURE | EA | 6 | 0 | 0 | NO | 47.9297 | 7440.1882 | A-B | 700-HA33A1-4 |  | 01,10 | 1 |  |  |  | 9721E01-5 |  |  |  |  | 41299 |  | 41823
11349 | 29200000TL | 03483 | EG1025012 | P | 58030061 | 58 | EGTL Spares | Mtce | 54 | 54D | PACKING: RING SET | 3 NOS RINGS,TFE-CARBON,V RING | Packing / Glands / Stuffing Boxes : 1/2 IN X 7/8 INCH | EA | 4 | 0 | 0 | NO | 31.2764 | 9085.3354 | FISHER | 12A9016X022 |  | 01,22 | 1 | 1BAA |  |  | FORM 5290 |  |  |  |  | 41086 | 45776 | 42605 | -1 | 1
11350 | 29200000TL | 03483 | EG1024004 | P | 58030063 | 58 | EGTL Spares | Mtce | 66 | 66F | DIAPHRAGM: ACTUATOR SIZE 20 | 300 MM,3.5 BAR NITRILE | Valve - Parts & Accessories :FV-0321,EU03526393, FV-0341, EU03526394, FV-0361,EU03526395, FV-0301, EU03526392, FV-0321,EU03526393 | EA | 2 | 0 | 0 | NO | 266.0171 | 41299.16 | ALPRET CONTROLS | 26A4668X012 |  | 00 | 1 | 1BAA |  |  | DWG NO48 |  |  |  |  | 41086
11351 | 29300000TL | 03483 | EG1017003 | P | 58030068 | 58 | EGTL Spares | Mtce | 14 | 14Z | ACCELEROMETER:TRANSDUCER | 330400,490 M/S² - 50 G SCALE | Instruments - Other & Parts : 10 HZ TO 15 KHZHZ, DF5 089 A01 Part number ;330400-01-00 (1/4-28 UNF). WQUIP TAG NO..110-PC-121/221/A/B Tag is 110-VE-1815/2815 | EA | 1 | 0 | 1 | YES | 1456.87 | 2200893.509 | BENTLEY NEVADA | 330400-01-00 (1/4-28 UNF) |  | 22 | 1 | 1AXX |  |  | E7087499 |  |  |  |  | 43770 | 45686 | 45413 | -1 | 1
11352 | 29300000TL | 03483 | EG1026013 | P | 58060328 | 58 | EGTL Spares | Mtce | 54 | 54A | GASKET: SPIRAL WOUND | 304 SS IR/OR 6INCH 300LB D-5 | Gaskets : ASME B.16.20 3-4-600 FG. GASKET 6X300# D-05 150-VD-016 MD507 | EA | 1 | 0 | 1 | YES | 95 | 147558.75 | FLEXITALLLIC |  |  | 01,22 | [9 empty] | 45317 |  | 45517
11353 | 29200000TL | 03483 | EG1017007 | P | 58060378 | 58 | EGTL Spares | Mtce | 14 | 14I | TRANSMITTER:TEMPERATURE 0-100C | 3144PD5A2E1M5C4Q4 | Temperature and heat measuring instruments : for the LACT183-TT-0501183-TT-0502183-TT-0503 | EA | 1 | 1 | 2 | NO | 1981 | 604205 | EMERSON-ROSEMOUNT | 3144PD5A2E1M5C4Q4 |  | 22 | [8 empty] | KGISL106 | 41764 | 44018 | 42591
11354 | 29200000TL | 03483 | EG1028010 | S | 58060763 | 58 | EGTL Spares | Mtce | 56 | 56Z | BOLTS:HEX, M20X60L | FOR HOT CONDENSATE COOLER | FOR HOT CONDENSATE COOLER HEX.B/N/2PW BS3692 GR8.8 (SPARE); PMC413 | EA | 6 | 0 | 0 | NO | 24 | 7344 | HYDROBOLT GROUP USA |  |  | 02 | [5 empty] | EGTL ZZ ITEMS |  |  |  | 43308 | 43787 | 43342
11355 | 29300000TL | 03483 | EG1021014 | S | 58061398 | 58 | EGTL Spares | Mtce | 54 | 54A | GASKET:SPIRAL WOUND | TYPE:SPIRAL WOUND PIPE | GSKT SPRL WND; ASME B16.20; ASME B16.5 CL 150; TP316 SS WDG; PTFE FLR; SS INR RING, CS OTR RNG. | EA | 3 | 3 | 5 | YES | 31.5 | 45465.525 | LAMONS GASKET COMPANY |  |  | 01,02 | 1 | 2BAC | [7 empty] | 44214 |  | 45890
11356 | 29200000TL | 03483 | EG1026004 | P | 58062027 | 58 | EGTL Spares | Mtce | 56 | 56Z | BOLT: STUD, 5/8 IN X 105MM LG | WITH TWO HEAVY HEX NUTS | A.STL B7/2H TO AP SPEC 4WPI-MWCK01 | EA | 2 | 0 | 0 | NO | 4.83 | 1480.1535 | LAMONS |  |  | 02 |  |  | 2BBB | [5 empty] | INL396 | 43500 | 44980 | 43516 |  |  |  |  | -16 | 1
11357 | 29300000TL | 03483 | EG1022011 | S | 58062144 | 58 | EGTL Spares | Mtce | 53 | 53Z | MANIFOLD: PR-AA-M-F-CM-MTG | SWAGELOK | 5 VALVE MANIFOLD 1/2" NPTF1 X 1/2" NPTFP-AA-TEFLON-MONE-VENT OLIVER VALVE MODEL # PR-AA-M-F-CM-MTG-MB WITH ASSEMBLING KIT | EA | 2 | 1 | 2 | YES | 470.9 | 178709.6774 | SWAGELOK | PFR 2648 VSS008 |  | 00 |  |  | 2BBB | [6 empty] | 44174 |  | 44263
11358 | 29200000TL | 03483 | EG1018021 | P | 58063325 | 58 | EGTL Spares | Mtce | 14 | 14H | SWITCH PRESSURE SENSOR DIAPH | SIZE:1/4IN-18 NPT 1.2-16PSIG | CCS CUSTOMS CONTROL SENSORS INC. PRESSURE SWITCH MODEL# 646GE1 ADJUSTABLE SET POINT RANGE PSIG (BAR) 1.2-16 (0.08-1.1)/.4-15.2 (.03-1.04), DEAD BAND PSI (BAR).8 (0.06) SYSTEM PRESSURE PSIG (BAR) 500 (35), PROOF PRESSURE PSIG (BAR)750 (52) SPDT*STANDARD* C | EA | 2 | 0 | 0 | NO | 181.1657 | 55328 | AXISTRADE INC. | 646GE*1 |  | 00 | 1 | 2BAC |  |  | EGTL1-BTZ-INS-DS-100001 |  |  | 646GE1 |  | 42967 | 45428 |  |  |  | -1 | 1
11359 | 29200000TL | 03483 | EG1022001 | P | 58063820 | 58 | EGTL Spares | Mtce | 66 | 66Z | KIT: REPAIR | ZZ-172-XXV-0020-KIT | REPAIR KIT TO FIT XOMOX 14" XUPF11200F TOV BUTTERFLY VALVE SPARE PARTS KITS INCLUDE THE FOLLOWING: 1 X LAMINATION GRAPHITE/STAINL. STEEL (PART-NO. 3); 1 X GASKET (LAMINATED SEAL/DISC) GRAPHITE (PART-NO. 4); 1 X GASKET (COVER) GRAPHITE (PART-NO. 7); 3 X | ST | 4 | 0 | 0 | NO | 1114.56 | 341568.0576 | XOMOX | QETXO 03500001 |  | 01A, 02, 21 | 1 | 1AXX | [5 empty] | 14" 9363A-CBCBST62HS1-X |  | 43396
11360 | 29200000TL | 03483 | EG1019018 | P | 58063907 | 58 | EGTL Spares | Mtce | 66 | 66Z | BATTERY: LEAD ACID | GL55607-E3267-001 | 12 V, 7 A, Lead Acid Battery, NP7-12S PART NO. NP712 | EA | 2 | 0 | 0 | NO | 10.1002 | 3082.98 | YUASA | NP7-12 |  | 00 | 1 | 2BAC | [5 empty] | NP SERIES |  | 43202
11361 | 29200000TL | 03483 | EG1020006 | P | 58064165 | 58 | EGTL Spares | Mtce | 67 | 67B | ELECTROROD | WELDING | WELDING ELECTRO ROD 3.2 X 350MM AWS A5.4 E308L-17; 111PCS PER PACK | EA | 2 | 0 | 0 | NO | 0 | 0 |  |  |  | 00 | 1 | 2BAC | 2CBC | [6 empty] | 42987
11362 | 29200000TL | 03483 | EG1022007 | P | 58064706 | 58 | EGTL Spares | Mtce | 01 | 01A | SCREW | SELF TAPPING 6.3 X 22 MM |  | EA | 2000 | 1000 | 2000 | NO | 0 | 0 | AIR PRODUCTS |  |  | 00 |  |  | 2CBC | [6 empty] | 42988
11363 | 29300000TL | 03483 | EG1022007 | S | 58064767 | 58 | EGTL Spares | Mtce | 01 | 01A | NUT: HEX M10 | STAINLESS STEEL 7900-100167 |  | EA | 300 | 210 | 300 | YES | 0.2 | 75.9 | AIR PRODUCTS |  |  | 00 |  |  | 1BBB | [6 empty] | 43863 |  | 44054
11364 | 29300000TL | 03483 | EG1024012 | S | 58100031 | 58 | EGTL Spares | Mtce | 66 | 66H | VALVE:RELIEF TYPE:SAFETY SET | PRESS.:8.4 BARG INLET SIZE:3/4 | IN INLET CONN:MNPT OUTLET SIZE:1 IN OUTLET CONN:FNPT DESIGN RATING:321.879KG/HR BODY MATL:BRONZE TRIM:SS SPRING OPERATED:PRESSURE TEMP RATING:60 DEG SOFTGOODS:KEL F (PCTFE) TAG - 110-PSV-0725-R1, 110-PSV-0726-R1, 110-PSV-0727-R1, 110-PSV-0728-R1, 110-PS | EA | 16 | 11 | 16 | YES | 615.14 | 255990.511 | BAILEY BIRKETT | 656504 |  | 00 | 1 |  | 1BBB |  | EGTL1-APP-PRO-PI-100041 |  |  |  | GEOS390 | 43782 | 45111 | 44381 |  |  |  |  | -1 | 1
11365 | 29300000TL | 03483 | EG1022002 | P | 58100038 | 58 | EGTL Spares | Mtce | 66 | 66H | VALVE:PRESSURE,110-PSV-1063-R1 | INLET SIZE-50MM, OUTLET-MM | INLET-, & OUTLET-,; FOR PC-104 RELIEF VALVE; MODEL NUMBER-DBDS 10G1X/100 | EA | 1 | 0 | 1 | YES | 500 | 208075 | BOSCH REXROTH | DBDS10G1X/100V12E |  | 01A,02,07 | 1 |  | 1BBB |  | EGTL1-APP-PRO-PI-100002H |  |  | DBDS 10G1X/100 |  | 43770 |  | 44517
11366 | 29300000TL | 03483 | EG1017002 | P | 58100050 | 58 | EGTL Spares | Mtce | 66 | 66H | VALVE:PRESSURE,110-PSV-1362 | INLET SIZE-19MM, OUTLET-MM | INLET-,THREADED MALE & OUTLET-,THREADED FEMALE; FOR INSTR AIR INLET FILTER; MODEL NUMBER-TYPE 06217QA Code 02, 04, 05, 07, 23, 27. | EA | 1 | 0 | 1 | YES | 822.1763 | 1186680 | HEROSE | 00154875 |  | 00 | 1 |  | 1BBB |  | EGTL1-APP-PRO-PI-100001 |  |  |  |  | 43782 |  | 45335
11367 | 29300000TL | 03483 | EG1022013 | P | 58100056 | 58 | EGTL Spares | Mtce | 66 | 66H | VALVE:PRESSURE,110-PSV-1999-R1 | INLET SIZE-25MM, OUTLET-38MM | PRESSURE VALVE: 25MM 150# RF X 40MM 150# RF SET: 9BARG, PN: 746/3152D, MODEL NUMBER 746/3152DQA Code 02, 04, 05, 07, 23, 27. | EA | 2 | 0 | 1 | YES | 994.26 | 909052.9266 | BAILEY BIRKETT | 746/3152D |  | 00 | 1 |  | 1BBB |  | EGTL1-APP-PRO-PI-100016E |  |  |  |  | 43785 |  | 45327
11368 | 29300000TL | 03483 | EG1021015 | P | 58100057 | 58 | EGTL Spares | Mtce | 66 | 66H | VALVE:PRESSURE,110-PSV-2217-R1 | INLET SIZE-19MM, OUTLET-25MM | INLET-THREADED - MALE,THREADED MALE & OUTLET-THREADED - FEMALE,THREADED FEMALE; FOR RELIEF VALVE ; FOR DUMP HEADER; MODEL NUMBER-IMI BAILEY BIRKETT 776 SERIESQA Code 02, 04, 05, 07, 23, 27. | EA | 1 | 0 | 1 | YES | 525 | 220484.25 | BAILEY BIRKETT | 653338 |  | 00 | 1 |  | 1BBB |  | EGTL1-APP-PRO-PI-100024A |  |  |  |  | 43785 |  | 44551
11369 | 29300000TL | 03483 | EG1021015 | P | 58100067 | 58 | EGTL Spares | Mtce | 66 | 66H | VALVE:PRESSURE,110-PSV-2362-R1 | INLET SIZE-19MM, OUTLET-MM | INLET-THREADED - MALE, & OUTLET-,; FOR 110-XF-201 AIR INLET FILTER; MODEL NUMBER-TYPE 06217 | EA | 1 | 0 | 1 | YES | 165 | 71959.8 | HEROSE | 01689224 |  | 01A,02,07 | 1 |  | 1BBB |  | EGTL1-APP-PRO-PI-100001 |  |  |  | BENL1603 | 43770 |  | 44788
11370 | 29300000TL | 03483 | EG1019006 | P | 58100114 | 58 | EGTL Spares | Mtce | 66 | 66H | VALVE:PRESSURE,130-PSV-0079 | INLET SIZE-12MM, OUTLET-12MM | VALVE ASSEMBLY - MODEL# VSS-3R/SS/YSQA Code 02, 04, 05, 07, 23, 27 | EA | 2 | 0 | 1 | YES | 1792.12 | 2881196.951 | FULFLO | 300-J-WCB |  | 00 | 1 |  | 1BBB |  | EGTL1-MGN-PRO-PI-300025 |  |  |  |  | 43785 |  | 45533
11371 | 29200000TL | 03483 | EG1017020 | P | 58100148 | 58 | EGTL Spares | Mtce | 66 | 66H | VALVE:PRESSURE,130-PSV-1110 | INLET SIZE-12MM, OUTLET-12MM | INLET-THREADED - MALE, & OUTLET-THREADED - FEMALE,; FOR U30 SYNGAS FD ANALYZR SAMPL SYS STRM1; MODEL NUMBER-RL3QA Code 02, 04, 05, 07, 23, 27 | EA | 1 | 0 | 1 | NO | 252.7 | 49653.023 | SWAGELOK |  |  | 00,02, 04, 05, 07, 23, 27 | 1 |  | 1BBB |  | EGTL1-MGN-INS-SC-300352 |  |  |  |  | 43073
11372 | 29200000TL | 03483 | EG1017019 | P | 58100149 | 58 | EGTL Spares | Mtce | 66 | 66H | VALVE:PRESSURE,130-PSV-1111 | INLET SIZE-12MM, OUTLET-12MM | INLET-THREADED - MALE, & OUTLET-THREADED - FEMALE,; FOR U30 TRN 1 RECY GAS ANALZR SAMPL SYS; MODEL NUMBER-RL3 | EA | 1 | 0 | 1 | NO | 252.7 | 49653.023 | SWAGELOK |  |  | 00,02, 04, 05, 07, 23, 27 | 1 |  | 1BBB |  | INS-SC-300354 |  |  |  |  | 43073
11373 | 29200000TL | 03483 | EG1017020 | P | 58100162 | 58 | EGTL Spares | Mtce | 66 | 66H | VALVE:THERMAL,130-TSV-0108 | INLET SIZE-6MM, OUTLET-6MM | INLET-MNPT,THREADED MALE & OUTLET-SWAGELOK TUBE FITTING,; FOR UNIT 30 OIL XFR PUMP DISCH; MODEL NUMBER-SS-4R3A1-AORDERING NUMBER - SS-4R3A1QA Code 02, 04, 05, 07, 23, 27 | EA | 4 | 2 | 5 | NO | 240.43 | 63849.0746 | SWAGELOK |  |  | 00,02, 04, 05, 07, 23, 27 | 1 |  | 1BBB |  | EGTL1-MGN-PRO-PI-300110 |  |  |  |  | 43073 |  | 43592
11374 | 29300000TL | 03483 | EG1020006 | P | 58100174 | 58 | EGTL Spares | Mtce | 66 | 66H | KIT:PILOT SOFT GOODS | SIZE 3 X 4 IN | PILOT SOFT GOODS KIT: 39PV07-2GS, PN: PSGK-V022, MODEL: 2912-00J-1-S4-MS-RF-GS-SR-MC967 / / 39MV07-2-CC-V-GS-60-MC967 | EA | 4 | 0 | 0 | NO | 1627.25 | 586623.625 | GE-CONSOLIDATED | PSGK-V022 |  | 00 | 1 |  | 1BBB |  | EGTL1-MGN-PRO-RQ-000001 |  |  |  |  | 43770 | 45116 | 43855 |  |  |  |  | -2 | 1
11375 | 29200000TL | 03483 | EG1016016 | P | 58100185 | 58 | EGTL Spares | Mtce | 66 | 66H | DISC:RUPTURE,145-PSE-0028 | 50MM | FOR BAG FLTR A RELIEF; MODEL NUMBER-2" 300 ANSI RA 8; BS&B 2" RLS™ BUCKLING RUPTURE DISK & S90-7R™ PRE- ASSEMBLED SAFETY HEAD | EA | 2 | 0 | 0 | NO | 735 | 225233.4 | BS&B | 2 IN RLS/S90-7R |  | 01A,02,07 | 1 |  | 1BBB |  | PRO-PI-450012 |  |  | BS&B 2" RLS |  | 43073 | 45421 | 43654 |  |  | -1 | 1
11376 | 29200000TL | 03483 | EG1016016 | P | 58100187 | 58 | EGTL Spares | Mtce | 66 | 66H | DISC:RUPTURE,145-PSE-0032 | 50MM | FOR BAG FLTR B RELIEF; MODEL NUMBER-2" 300 ANSI RA 8/BS&B 2" RLS™ BUCKLING RUPTURE DISK & S90-7R™ PRE- ASSEMBLED SAFETY HEAD | EA | 1 | 0 | 0 | NO | 735 | 225233.4 | BS&B | 2 IN RLS/S90-7R |  | 01A,02,07 | 1 |  | 1BBB |  | PRO-PI-450013 |  |  | BS&B 2" RLS |  | 43073 | 45420 | 43654 |  |  | -1 | 1 | -1 | 1
11377 | 29200000TL | 03483 | EG1024010 | P | 58100200 | 58 | EGTL Spares | Mtce | 66 | 66H | VALVE:PRESSURE,150-PSV-0501 | INLET SIZE-12MM, OUTLET-12MM | INLET-THREADED - MALE, & OUTLET-THREADED - FEMALE,; FOR 150-AT-0005 SAMPLE STRM #2; MODEL NUMBER-SS-RL3S4:ORDERING NUMBER - SS-RL3M4-F4 | EA | 2 | 0 | 0 | NO | 246.28 | 75467.274 | SWAGELOK |  |  | 01A,02,07 | 1 |  | 1BBB |  | INS-SC-502152 |  |  |  |  | 43073 | 44733 | 43716
11378 | 29200000TL | 03483 | EG1025013 | P | 58100201 | 58 | EGTL Spares | Mtce | 66 | 66H | VALVE:PRESSURE,150-PSV-0503 | INLET SIZE-6MM, OUTLET-12MM | INLET-THREADED - MALE, & OUTLET-THREADED - FEMALE,; FOR 150-AT-0010 SAMPLE SYS; MODEL NUMBER-SS-RL3S4:ORDERING NUMBER - SS-RL3S4 | EA | 5 | 2 | 5 | NO | 242.592 | 74337.4666 | SWAGELOK |  |  | 01A,02,07 | 1 |  | 1BBB |  | INS-SC-500654 |  |  |  |  | 43073 |  | 43716
11379 | 29200000TL | 03483 | EG1024007 | P | 58100203 | 58 | EGTL Spares | Mtce | 66 | 66H | VALVE:PRESSURE,150-PSV-0505 | INLET SIZE-12MM, OUTLET-12MM | INLET-THREADED - MALE, & OUTLET-THREADED - FEMALE,; FOR 150-AT-0005 SAMPLE STRM #1; MODEL NUMBER-SS-RL3S4:ORDERING NUMBER - SS-RL4S12MM | EA | 5 | 2 | 5 | NO | 416.67 | 127680.1881 | SWAGELOK |  |  | 01A,02,07 | 1 |  | 1BBB |  | INS-SC-502152 |  |  |  |  | 43073 |  | 43716
11380 | 29200000TL | 03483 | EG1024006 | P | 58100204 | 58 | EGTL Spares | Mtce | 66 | 66H | VALVE:PRESSURE,150-PSV-0506 | INLET SIZE-12MM, OUTLET-25MM | INLET-THREADED - MALE, & OUTLET-THREADED - FEMALE,; FOR 150-AT-0005 SAMPLE STRM #3; MODEL NUMBER-SS-RL3S4:ORDERING NUMBER - SS-RL3S6MM | EA | 5 | 0 | 0 | NO | 259.14 | 79408.2702 | SWAGELOK | 987132001 |  | 01A,02,07 | 1 |  | 1BBB |  | INS-SC-502152 |  |  |  |  | 43073 |  | 43715
11381 | 29200000TL | 03483 | EG1017020 | P | 58100217 | 58 | EGTL Spares | Mtce | 66 | 66H | VALVE:PRESSURE,150-PSV-0873 | INLET SIZE-19MM, OUTLET-MM | INLET-, & OUTLET-,; FOR OIL MIST HEATER; MODEL NUMBER-D559T1-6M-2.4QA Code 02, 04, 05, 07, 23, 27 | EA | 1 | 0 | 1 | NO | 312.3 | 58806.3707 | CIRCLE SEAL CONTROLS |  |  | 00,02, 04, 05, 07, 23, 27 | 1 |  | 1BBB |  | PRO-PI-500265 |  |  |  |  | 43073
11382 | 29200000TL | 03483 | EG1021004 | P | 58100243 | 58 | EGTL Spares | Mtce | 66 | 66H | VALVE:PRESSURE,171-PSV-0373 | INLET SIZE-12MM, OUTLET-12MM | INLET-THREADED - MALE, & OUTLET-THREADED - FEMALE,; FOR PRESS TO PMP; MODEL NUMBER-400-2E0-6X | EA | 1 | 0 | 1 | NO | 821.46 | 251588.5542 | TECHNICAL | 149030 |  | 01A,02,07 | 1 |  | 1BBB |  | PRO-PI-710303 |  |  |  |  | 43073 |  | 43442
11383 | 29200000TL | 03483 | EG1017020 | P | 58100261 | 58 | EGTL Spares | Mtce | 66 | 66H | VALVE:PRESSURE,171-PSV-0874 | INLET SIZE-19MM, OUTLET-MM | INLET-THREADED - MALE, & OUTLET-THREADED - FEMALE,; FOR OIL MIST HEATER; MODEL NUMBER-D559T1-6M-2.4 | EA | 1 | 0 | 1 | NO | 312.3 | 58806.3707 | CIRCLE SEAL CONTROLS |  |  | 00,02, 04, 05, 07, 23, 27 | 1 |  | 1BBB |  | PRO-PI-710011 |  |  |  |  | 43073
11384 | 29200000TL | 03483 | EG1017019 | P | 58100264 | 58 | EGTL Spares | Mtce | 66 | 66H | VALVE:THERMAL,171-TSV-0806 | INLET SIZE-6MM, OUTLET-6MM | INLET-MNPT,THREADED MALE & OUTLET-SWAGELOK TUBE FITTING,; FOR OIL SUPPLY FILTER; MODEL NUMBER-SS-4R3A1-AQA Code 02, 04, 05, 07, 23, 27 | EA | 1 | 0 | 1 | NO | 357.61 | 70266.7889 | SWAGELOK |  |  | 00,02, 04, 05, 07, 23, 27 | 1 |  | 1BBB |  | EGTL1-MGN-PRO-PI-710015 |  |  |  |  | 43073
11385 | 29200000TL | 03483 | EG1017019 | P | 58100266 | 58 | EGTL Spares | Mtce | 66 | 66H | VALVE:THERMAL,171-TSV-0876 | INLET SIZE-6MM, OUTLET-6MM | INLET-MNPT,THREADED MALE & OUTLET-SWAGELOK TUBE FITTING,; FOR OIL SUPPLY FILTER; MODEL NUMBER-SS-4R3A1-A | EA | 1 | 0 | 0 | NO | 357.61 | 70266.7889 | SWAGELOK |  |  | 00 | 1 |  | 1BBB |  | EGTL1-MGN-PRO-PI-710012 |  |  |  |  | 43073
11386 | 29300000TL | 03483 | EG1025013 | P | 58100276 | 58 | EGTL Spares | Mtce | 66 | 66H | VALVE:PRESSURE,172-PSV-0052 | INLET SIZE-6MM, OUTLET-6MM | INLET-THREADED - MALE, & OUTLET-THREADED - FEMALE,; FOR AMINE INJ PMP 172-PX-0024C; MODEL NUMBER-SS-4R3A5QA Code 02, 04, 05, 07, 23, 27 | EA | 1 | 0 | 1 | YES | 324.26 | 494778.6062 | SWAGELOK |  |  | 02, 04, 05, 07, 23, 27 | 1 |  | 1BBB |  | EGTL1-NAL-MEC-PI-720101 |  |  |  |  | 43770 |  | 45656
11387 | 29200000TL | 03483 | EG1025003 | S | 58100317 | 58 | EGTL Spares | Mtce | 66 | 66H | KIT: MAIN SOFTGOODS PSV PILOT | SIZE:3IN, 150LB RF, RPPT 100KX | MAIN SOFT GOODS KIT CONTAIN: C8262C-DIAPH 100, V06316-WSHR, SPCR,RED, V1734C-DISC 100, FOR PSAFETY RELIEF VALVE INLET 3 INCH 150 BARG RF, OUTLET 3 INCH 150 BARG RF; SET PRESSURE? 11.5 BARG; MODEL NUMBER - 50B-4KG1 GLOBE; SERIAL NUMBER - 06-34174, 06-34083 | EA | 1 | 0 | 0 | NO | 858.33 | 262949.3954 | CLA-VAL | 2221715C |  | 01A, 02, 21 | 1 |  | 1BBB |  | PRO-PI-730137 |  |  | 50B-4KG1 GLOBE |  | 43073 | 45234 | [5 empty] | -1 | 1
11388 | 29200000TL | 03483 | EG1017019 | P | 58100327 | 58 | EGTL Spares | Mtce | 66 | 66H | VALVE:PRESSURE,173-PSV-0611 | INLET SIZE-19MM, OUTLET-MM | INLET-, & OUTLET-,; FOR CPG A STARTING AIR RELIEF; MODEL NUMBER-FB51040QA Code 02, 04, 05, 07, 23, 27 | EA | 1 | 0 | 0 | NO | 540.59 | 106321.2744 | AIRDYNE INTL.,INC | 14390014299 |  | 00,02, 04, 05, 07, 23, 27 | 1 |  | 1BBB |  | PRO-PI-730607 |  |  |  |  | 43073
11389 | 29200000TL | 03483 | EG1017020 | P | 58100329 | 58 | EGTL Spares | Mtce | 66 | 66H | VALVE:PRESSURE,173-PSV-0711 | INLET SIZE-19MM, OUTLET-MM | INLET-, & OUTLET-,; FOR CPG B STARTING AIR RELIEF; MODEL NUMBER-FB51040QA Code 02, 04, 05, 07, 23, 27 | EA | 1 | 0 | 0 | NO | 540.59 | 106321.2744 | AIRDYNE INTL.,INC | 0505 |  | 00,02, 04, 05, 07, 23, 27 | 1 |  | 1BBB |  | PRO-PI-730707 |  |  |  |  | 43073
11390 | 29200000TL | 03483 | EG1017020 | P | 58100331 | 58 | EGTL Spares | Mtce | 66 | 66H | VALVE:PRESSURE,173-PSV-0811 | INLET SIZE-19MM, OUTLET-MM | PRESSURE RELIEF VALVE: 19mm inlet set 6.9Barg, PN: 8481900000-3/4", MODEL:FB51040Require QA CODE 01 (Reclarification of Conformity) and QA CODE 07 (Manufacturer Data Report)QA Code 02, 04, 05, 07, 23, 27. | EA | 1 | 0 | 0 | NO | 540.59 | 106321.2744 | AIRDYNE INTL.,INC | 8481900000-3/4" |  | 02, 04, 05, 07, 23, 27 | 1 |  | 1BBB |  | PRO-PI-730807 |  |  | FB51040 |  | 43073
11391 | 29200000TL | 03483 | EG1019009 | P | 58100349 | 58 | EGTL Spares | Mtce | 66 | 66H | VALVE:PRESSURE,175-PSV-0201 | INLET SIZE-MM, OUTLET-MM | INLET-, & OUTLET-,; FOR PLNT AIR DRYER 175-VC-001A; MODEL NUMBER-P/N 0830 1008 14QA Code 02, 04, 05, 07, 23, 27 | EA | 1 | 0 | 1 | NO | 1077.98 | 329385.5227 | ATLAS COPCO |  |  | 00,02, 04, 05, 07, 23, 27 | 1 |  | 1BBB |  | PRO-PI-750004 |  |  |  |  | 43073 |  | 43344
11392 | 29200000TL | 03483 | EG1019009 | P | 58100350 | 58 | EGTL Spares | Mtce | 66 | 66H | VALVE:PRESSURE,175-PSV-0202 | INLET SIZE-MM, OUTLET-MM | INLET-, & OUTLET-,; FOR PLNT AIR DRYER 175-VC-001B; MODEL NUMBER-P/N 0830 1008 14QA Code 02, 04, 05, 07, 23, 27 | EA | 1 | 0 | 1 | NO | 1077.98 | 329385.5227 | ATLAS COPCO |  |  | 02, 04, 05, 07, 23, 27 | 1 |  | 1BBB |  | PRO-PI-750004 |  |  |  |  | 43073 |  | 43344
11393 | 29200000TL | 03483 | EG1018009 | P | 58100351 | 58 | EGTL Spares | Mtce | 66 | 66H | VALVE:PRESSURE,175-PSV-0203A | INLET SIZE-25MM, OUTLET-38MM | INLET-THREADED - MALE, & OUTLET-THREADED - FEMALE,; FOR PLNT AIR COMPR 1ST STG ; MODEL NUMBER-S245BFO-112A3.7/823VALVE ASSEMBLY - S245BFO-112A3.7/823QA Code 02, 04, 05, 07, 23, 27 | EA | 1 | 0 | 1 | NO | 576.26 | 176203.0202 | HONEYWELL BRAUKMANN |  |  | 00,02, 04, 05, 07, 23, 27 | 1 |  | 1BBB |  | PRO-PI-750005 |  |  |  |  | 43073 |  | 43344
11394 | 29200000TL | 03483 | EG1019009 | P | 58100353 | 58 | EGTL Spares | Mtce | 66 | 66H | VALVE:PRESSURE,175-PSV-0204 | INLET SIZE-MM, OUTLET-MM | INLET-, & OUTLET-,; FOR PLNT AIR COMP 2ND STG ; MODEL NUMBER-P/N 0830 1008 13QA Code 02, 04, 05, 07, 23, 27 | EA | 1 | 0 | 1 | NO | 474.1 | 144965.557 | HONEYWELL BRAUKMANN | S245BA0-114A11/813 |  | 02, 04, 05, 07, 23, 27 | 1 |  | 1BBB |  | PRO-PI-750005 |  |  |  |  | 43073 |  | 43344
11395 | 29200000TL | 03483 | EG1021004 | P | 58100357 | 58 | EGTL Spares | Mtce | 66 | 66H | VALVE:PRESSURE,171-PSV-0370 | INLET SIZE-12MM, OUTLET-12MM | INLET-THREADED - MALE, & OUTLET-THREADED - FEMALE,; FOR COAGULANT DOSNG PMP B OUT; MODEL NUMBER-400-2E7-8W:VALVE FULL ASSEMBLY - MODEL400-2DA-81X12mm Threaded male x 12mm Threaded female, Set - 7Barg OLD P/N: 149127NEW P/N: 209157 | EA | 1 | 0 | 1 | NO | 1529.85 | 468547.1595 | TECHNICAL | 209157 |  | 01A,02,07 | 1 |  | 1BBB |  | PRO-PI-770803 |  |  | 400-2DA-8X |  | 43073 |  | 43442
11396 | 29300000TL | 03483 | EG1024006 | S | 58100361 | 58 | EGTL Spares | Mtce | 66 | 66H | VALVE:PRESSURE,178-PSV-0500 | INLET SIZE-6MM, OUTLET-6MM | INLET-THREADED - MALE, & OUTLET-THREADED - FEMALE,; FOR TG FUEL HDR WOBBE INDEX; MODEL NUMBER-SS-RL3S4:ORDERING NUMBER - SS-RL3M4-S4 | EA | 4 | 2 | 4 | YES | 311.2063 | 236800 | SWAGELOK |  |  | 01A,02,07 | 1 |  | 1BBB |  | EGTL1-SEA-INS-SC-780952 |  |  |  |  | 43770 |  | 45131
11397 | 29200000TL | 03483 | EG1028012 | S | 58100363 | 58 | EGTL Spares | Mtce | 66 | 66H | VALVE:PRESSURE,182-PSV-0005 | INLET SIZE-12MM, OUTLET-19MM | INLET-THREADED - MALE, & OUTLET-THREADED - FEMALE,; FOR U50 EAST DELUGE VOL TK 182-VD-001; MODEL NUMBER-913BDEM01-JE175VALVE FULL ASSEMBLY - MODEL#913BDEM01-JE175. QA Code 02, 04, 05, 07, 23, 27 | EA | 1 | 0 | 1 | NO | 415 | 127102.05 | KUNKLE | I-16117-A |  | 02, 04, 05, 07, 23, 27 | 1 |  | 1BBB |  | PRO-PI-820007 |  |  |  |  | 43073 |  | 43356
11398 | 29200000TL | 03483 | EG1028012 | S | 58100365 | 58 | EGTL Spares | Mtce | 66 | 66H | VALVE:PRESSURE,182-PSV-0007 | INLET SIZE-12MM, OUTLET-19MM | INLET-THREADED - MALE, & OUTLET-THREADED - FEMALE,; FOR U83 DELUGE VLV VOL TK 182-VD-003; MODEL NUMBER-913BDCM01-JE0200VALVE FULL ASSEMBLY - MODEL#913BDCM01-JE0200. QA Code 02, 04, 05, 07, 23, 27 | EA | 1 | 0 | 1 | NO | 385 | 117913.95 | KUNKLE | I-16117-C |  | 02, 04, 05, 07, 23, 27 | 1 |  | 1BBB |  | PRO-PI-820011 |  |  |  |  | 43073 |  | 43356
11399 | 29200000TL | 03483 | EG1028012 | S | 58100367 | 58 | EGTL Spares | Mtce | 66 | 66H | VALVE:PRESSURE,182-PSV-0937 | INLET SIZE-25MM, OUTLET-25MM | INLET-THREADED - MALE, & OUTLET-THREADED - FEMALE,; FOR REDUNDANT BLADDER TANK 182-XP-003 SAFETY; MODEL NUMBER-913BDEM01-JEVALVE FULL ASSEMBLY - MODEL# 913BDEM01-JE QA Code 02, 04, 05, 07, 23, 27 | EA | 1 | 0 | 0 | NO | 415 | 127102.05 | KUNKLE | I-16305-A |  | 02, 04, 05, 07, 23, 27 | 1 |  | 1BBB |  | EGTL1-DTI-INS-PI-830001 |  |  |  |  | 43073 |  | 43356
11400 | 29200000TL | 03483 | EG1024013 | P | 58100412 | 58 | EGTL Spares | Mtce | 66 | 66H | VALVE:THERMAL,183-TSV-0301 | INLET SIZE-25MM, OUTLET-25MM | INLET-150# FLANGE,RF & OUTLET-150# FLANGE,RF; FOR 20 INCH SUCTION; Model Number :1-19096-L-CF-2-CC-MS-31-05-05-LA | EA | 2 | 0 | 0 | NO | 1861.3138 | 570352.9186 | GE-CONSOLIDATED | SC36661 |  | 01A, 02, 04, 05, 07 | 1 |  | 1BBB |  | EGTL1-MGN-PRO-PI-830005 |  |  | SEE ITEM NOTES |  | 43073 | 43501 | 43514
11401 | 29200000TL | 03483 | EG1017019 | P | 58100465 | 58 | EGTL Spares | Mtce | 66 | 66H | VALVE:PRESSURE,190-PSV-0067 | INLET SIZE -6.35MM NPT, OUTLET | INLET-THREADED - MALE, & OUTLET-THREADED - FEMALE,; FOR ACETYLENE MANIFOLD; MODEL NUMBER:SS-RL3M4-F4MODEL NUMBER:SS-RL3M4-F4INLET SIZE -6.35MM NPT, OUTLET -6.35MM NPTQA Code 02, 04, 05, 07, 23, 27 | EA | 1 | 0 | 0 | NO | 415.48 | 126837.7344 | SWAGELOK |  |  | 00,02, 04, 05, 07, 23, 27 | 1 |  | 1BBB |  | EGTL1-MGN-ARC-DD-900233 |  |  |  |  | 43073 |  | 43108
11402 | 29200000TL | 03483 | EG1021011 | P | 58100653 | 58 | EGTL Spares | Mtce | 66 | 66H | BELLOWS TYPE:BELLOW BELLOW: | SAFETY RELIEF VALVE | (145-PSV-0027, 145-PSV-0031, 145-PSV-0035, 145-PSV-0039) MODEL NUMBER - 1910-30GC-3-S4-MS-31-RF-GS-HP | EA | 4 | 0 | 0 | NO | 1286.87 | 394374.1802 | GE-CONSOLIDATED | 4660219 |  | 00 |  |  | 1BBB | [6 empty] | 43290 |  | 43446
11403 | 29300000TL | 03483 | EG1025013 | P | 58100684 | 58 | EGTL Spares | Mtce | 66 | 66H | NOZZLE: SAFETY RELIEF VALVE | SIZE: 2 X 3 IN MATL:316 SS | SAFETY RELIEF VALVE MODEL NUMBER - 1912-30HT-120-CC-DA-34-RF-SS. NOZZLE PART NUMBER 4609001 REPLACED WITH PART NUMBER C00446090-E046000H. QA Codes 02, 01A, 21 | EA | 2 | 0 | 1 | YES | 3885.2675 | 4281424.4837 | GE-CONSOLIDATED | C00446090-E046000H |  | 02,01A,21 |  |  | 1BBB |  |  |  |  | 1912-30HT-120-CC-DA-34-RF |  | 43769 | 45053 | 45441 |  |  |  |  | -1 | 1
11404 | 29200000TL | 03483 | EG1021015 | P | 58100727 | 58 | EGTL Spares | Mtce | 66 | 66H | NOZZLE:VALVE VALVE SIZE:1 IN, | 2 IN MATL:316 SS NOZZLE: | NOZZLE: 1905D 316 SS* RF (-2, -4), PART NUMBER: 4615701, MODEL NUMBER: 1905-00E-2-CC-TD-34-RF-SS-LP | EA | 2 | 9 | 14 | NO | 883.7 | 270783.354 | FUKUI SEISAKUSHO CO., LTD | A100MEZ4 |  | 02,01A,21 | [9 empty] | 43290 |  | 43404
11405 | 29200000TL | 03483 | EG1017018 | P | 58100744 | 58 | EGTL Spares | Mtce | 66 | 66H | DISC:VALVE VALVE STYLE:RELIEF | VALVE SIZE:4 IN X 6 IN | MATL:316 SS DISC METAL: SAFETY RELIEF VALVE (120-PSV-0122A, 120-PSV-0122B) MODEL NUMBER - 2765D-1-X1-F3-RLQA Codes 02, 01A, 21 | EA | 2 | 0 | 0 | NO | 3019.26 | 925217.2341 | GE-CONSOLIDATED | 6029301 |  | 00 | [9 empty] | 43290 | 43570 | 43543
11406 | 29200000TL | 03483 | EG1022016 | P | 58100746 | 58 | EGTL Spares | Mtce | 66 | 66H | DISC:VALVE VALVE STYLE:RELIEF | VALVE SIZE:4 IN X 6 IN | DISC METAL: 3912L 316 SS*, PN: 6236701, MODEL: 3-3912L-5-SG-MS-RJ-GS-SG/39PV37-2-SG-V-GS-BN-LF.QA Codes 02, 01A, 21 | EA | 4 | 0 | 0 | NO | 5376.805 | 1647751.4798 | GE-CONSOLIDATED | 6236701 |  | 00 |  |  | 1BBB | [6 empty] | 43290 |  | 43451
11407 | 29200000TL | 03483 | EG1028010 | S | 58100779 | 58 | EGTL Spares | Mtce | 66 | 66H | DISC:1750,55,56,57,59 LB5 ORIF | VALVE SIZE:3 IN X 6 IN | MATL:316 SS DISC METAL : SAFETY RELIEF VALVE (172-PSV-0012A/B/C AND 172-PSV-0112A/B/C) MODEL NUMBERS - 2756B-2-X3 F1; QA Codes 02, 01A, 21. | EA | 1 | 0 | 0 | NO | 2207.2733 | 676381.1148 | GE-CONSOLIDATED | 6029102 OR 6029101-BH |  | 00 | [9 empty] | 43290 | 44383 | 43462
11408 | 29300000TL | 03483 | EG1021011 | P | 58100784 | 58 | EGTL Spares | Mtce | 66 | 66H | KIT TYPE:COVER GASKET | APPLICATION:RELIEF VALVE | CONTAINS PRESSURE COVER GASKET ( 110-PSV-0606) MODEL , 6" 4020A, Set Pressure: 0.005, Size: 6� x 6� 125# Flat face, Pallet Insert: Pallet Soft Goods- Part Number: K800005-002. QA Code 01A, 02, 21 | EA | 3 | 2 | 3 | YES | 850.17 | 348357.1575 | TYCO/WHESSOE | K800005-002 |  | 01A, 02, 21 | [7 empty] | 6" 4020A |  | 43782 |  | 44263
11409 | 29200000TL | 03483 | EG1028010 | S | 58100790 | 58 | EGTL Spares | Mtce | 66 | 66H | KIT TYPE:MAIN SOFT GOODS | APPLICATION:1/2 IN, 3/4 IN, 1 | IN, 3 IN CONTAINS A:M0RK-70V022 MAIN SOFT GOODS KIT: SAFETY RELIEF VALVE (183-PSV-0005, 172-PSV-0010-R1) MODEL NUMBER 1-3910D-4-CC-DA-RF-LA/39PV07-2-CC-V-LA-BN-LF, 1-3910E-4-S4-DA-RF-LA/39MV07-2-CC-V-LA-60. QA Code 01A, 02, 21 | EA | 2 | 2 | 3 | NO | 156.38 | 47782.7482 | GE-CONSOLIDATED | M0RK-70V022 |  | 01A, 02, 21 | [9 empty] | 43294 | 45093 | 43310 |  |  |  |  | -1 | 1
11410 | 29300000TL | 03483 | EG1028001 | P | 58100813 | 58 | EGTL Spares | Mtce | 66 | 66H | KIT TYPE:PILOT SOFTGOODS | APPLICATION:6 IN X 8 IN | PRESSURE RELIEF VA CONTAINS A:PSGK - 32B018 PILOT SOFTGOODS KIT: SAFETY RELIEF VALVE (105-PSV-0002A/B) MODEL NUMBERS - 3912R-4-CC-DA-RF-GS-MC967/39MV07-2-CC-B-GS-BN. QA Code 01A, 02, 21 | EA | 3 | 2 | 3 | YES | 692.74 | 743493.7146 | GE-CONSOLIDATED | PSGK - 32B018 |  | 01A, 02, 21 |  |  | 1BBB | [6 empty] | 43769 | 45715 | 45735 | -2 | 1
11411 | 29200000TL | 03483 | EG1028010 | S | 58100814 | 58 | EGTL Spares | Mtce | 66 | 66H | KIT TYPE:PILOT SOFTGOODS | APPLICATION:1.5INX2IN PRESSURE | RELIEF VA CONTAINS A:PSGK - 34E002 PILOT SOFTGOODS KIT: SAFETY RELIEF VALVE (171-PSV-0099B, 171-PSV-0099A, 150-PSV-0018-R1, 150-PSV-0500-R1) MODEL NUMBERS - 1.5-3905G-4-CC-DA-RF-LA-MC967/39MV07-2-CC-B-LA-60-MC967, 2-3910H-4-CC-DA-RF-GS/39PV07-2-CC-V-GS-B | EA | 2 | 0 | 0 | NO | 479.8284 | 146698.0703 | GE-CONSOLIDATED | PSGK - 34E002 |  | 01A, 02, 21 | [9 empty] | 43294 | 44411 | 43495
11412 | 29200000TL | 03483 | EG1028003 | S | 58100815 | 58 | EGTL Spares | Mtce | 66 | 66H | KIT TYPE:PILOT SOFTGOODS | APPLICATION:3 IN X 4 IN | PILOT SOFTGOODS KIT: FLOUROCARBON ((39PV37-2GS), PART NUMBER: PSGK - 35V022, MODEL NUMBER: 3-3912L-5-SG-MS-RJ-GS-SG/39PV37-2-SG-V-GS-BN-LF. QA Code 01A, 02, 21 | EA | 1 | 1 | 2 | NO | 489.59 | 149666.8641 | GE-CONSOLIDATED | PSGK - 35V022 |  | 01A, 02, 21 | [7 empty] | 4-3912P-5-NI-MS-RJ-GS/ |  | 43294 | 44412 | 43310
11413 | 29200000TL | 03483 | EG1028003 | S | 58100816 | 58 | EGTL Spares | Mtce | 66 | 66H | KIT TYPE:PILOT SOFTGOODS | APPLICATION:3 IN X 4 IN | PRESSURE RELIEF VA CONTAINS A:PSGK - 38T006 PILOT SOFTGOODS KIT: SAFETY RELIEF VALVE (183-PSV-0002-R1) MODEL NUMBERS - 3" 3910L-5-CC-*-MS-RF-GS-HH/39PV07-2-CC-T-GS-60-LF. QA Code 01A, 02, 21 | EA | 1 | 0 | 0 | NO | 495.89 | 151523.146 | GE-CONSOLIDATED | PSGK - 38T006 |  | 01A, 02, 21 | [9 empty] | 43294 |  | 43310
11414 | 29200000TL | 03483 | EG1028003 | S | 58100824 | 58 | EGTL Spares | Mtce | 66 | 66H | DISC:VALVE VALVE STYLE:RELIEF | VALVE SIZE:6 IN MATL:316 SS | DISC METAL: SAFETY RELIEF VALVE (110-PSV-1905-R1, 178-PSV-0007A, 178-PSV-0007B, 110-PSV-2905-R1, 178-PSV-0004A, 178-PSV-0004B, 181-PSV-0015, 150-PSV-0030, 135-PSV-0121, 110-PSV-1906, 187-PSV-0003-R1, 130-PSV-2080-R1, 130-PSV-1080-R1, 130-PSV-0602, 130-PSV | EA | 7 | 5 | 8 | NO | 223.9673 | 68610.5992 | GE-CONSOLIDATED | 0269606 |  | 00 | [9 empty] | 43303 | 45344 | 43543 |  |  | -1 | 1
11415 | 29300000TL | 03483 | EG1017016 | P | 58100830 | 58 | EGTL Spares | Mtce | 66 | 66H | NOZZLE:VALVE VALVE SIZE:1 IN X | 2 IN MATL:316 SS NOZZLE: | SAFETY RELIEF VALVE (150-PRV-0631, 150-PRV-0681) MODEL NUMBER - JLT.JOS.E.15 K. QA Codes 02, 01A, 21 | EA | 3 | 0 | 1 | YES | 2228.85 | 2924535.048 | TYCO CROSBY | 10052260 OR 10052261 |  | 02,01A,21 |  |  | 1BBB | [6 empty] | 43769 | 44312 | 45450
11416 | 29200000TL | 03483 | EG1028003 | S | 58100839 | 58 | EGTL Spares | Mtce | 66 | 66H | NOZZLE:VALVE VALVE SIZE:1/2 IN | NOZZLE: SAFETY RELIEF VALVE | (177-PSV-0430, 177-PSV-0431, 171-PSV-0371, 171-PSV-0370) MODEL NUMBER - 400-2DA-8W, 400-2E7-8W. QA Codes 02, 01A, 21 | EA | 3 | 1 | 2 | NO | 434.24 | 132994.6848 | TECHNICAL | 42-0147-8C |  | 02,01A,21 | [9 empty] | 43315 | 44433 | 43437
11417 | 29200000TL | 03483 | EG1021001 | P | 58100846 | 58 | EGTL Spares | Mtce | 66 | 66H | VALVE:SAFETY TYPE:PRESSURE SET | PRESS.:5 BAR INLET SIZE:3/4 IN | INLET CONN:THD OUTLET SIZE:3/4 IN OUTLET CONN:THD BODY MATL:CPVC / NORYL TRIM:VITON DIAPHRAGM OPERATED:PRESSURE TEMP RATING:25 DEG VALVE: SAFETY PRESSURE RELIEF ; 3/4 IN X 3/4 IN INLET THD-MALE/OUTLET THD FEMALE CONNECTIONS (SUCKET); SET PRESSURE 5 BAR; | EA | 16 | 5 | 10 | NO | 930.5468 | 286553.0269 | GRIFFCO | PRM050-CPVS |  | 02, 04, 05, 07, 23, 27 | [9 empty] | 43323 | 44263 | 43569
11418 | 29200000TL | 03483 | EG1021001 | P | 58100848 | 58 | EGTL Spares | Mtce | 66 | 66H | VALVE:SAFETY TYPE:PRESSURE SET | PRESS.:5 BAR INLET SIZE:1/2 IN | INLET CONN:THD OUTLET SIZE:1/2 IN OUTLET CONN:THD BODY MATL:CPVC / NORYL TRIM:VITON DIAPHRAGM OPERATED:PRESSURE TEMP RATING:25 DEG VALVE: SAFETY PRESSURE RELIEF ; 1/2 IN X 1/2 IN INLET THD-MALE/OUTLET THD � FEMALE CONNECTIONS (SUCKET); SET PRESSURE � 5 BA | EA | 3 | 1 | 2 | NO | 318.52 | 97578.9084 | GRIFFCO | 2077431 |  | 02,04,05,07,23,27 | [9 empty] | 43323 |  | 43517
11419 | 29200000TL | 03483 | EG1021001 | P | 58100849 | 58 | EGTL Spares | Mtce | 66 | 66H | VALVE:SAFETY TYPE:PRESSURE SET | PRESS.:5 BAR INLET SIZE:1/2 IN | INLET CONN:THD OUTLET SIZE:1/2 IN OUTLET CONN:THD BODY MATL:CPVC / NORYL TRIM:VITON DIAPHRAGM OPERATED:PRESSURE TEMP RATING:25 DEG VALVE: SAFETY PRESSURE RELIEF ; 1/2 IN X 1/2 IN INLET THD-MALE/OUTLET THD � FEMALE CONNECTIONS (SUCKET); SET PRESSURE � 5 BA | EA | 3 | 0 | 0 | NO | 318.52 | 97578.9084 | GRIFFCO | 2077433 |  | 02, 04, 05, 07, 23, 27 | [9 empty] | 43323 |  | 43517
11420 | 29200000TL | 03483 | EG1022010 | P | 58100927 | 58 | EGTL Spares | Mtce | 66 | 66H | KIT TYPE:PALLET SOFT GOODS | APPLICATION:12 IN X 14 IN | PALLET SOFT GOODS KIT & COVER GASKET (PRESSURE): Serial - 270233, set 0.005barg, PN: 8552D-218E, MODEL: F18552D14. QA Code 01A, 02, 21 | EA | 2 | 1 | 2 | NO | 181.96 | 55763.4616 | PROTECTOSEAL | 8552D-218E |  | 01A, 02, 21 |  |  | 1BBB |  |  |  |  | F18552D14 |  | 43399 | 45820 | 43458 | -2 | 1 | -2 | 1
11421 | 29200000TL | 03483 | EG1022014 | P | 58100932 | 58 | EGTL Spares | Mtce | 66 | 66H | DISC:VALVE VALVE STYLE:RELIEF | VALVE SIZE:2-1/2 IN X 6 IN | DISC METAL: DISC INSERT K2 ORIF HCI-3()-6() FLEXI SEAT, PN: 144987, MODEL: 2.5 K2 6 HCI - 58 - CCodes 02, 01A, 21 | EA | 2 | 1 | 2 | NO | 2875.31 | 881052.4902 | TYCO CROSBY | 144987 |  | 00 |  |  | 1BBB | [6 empty] | 43399 | 43574 | 43563
11422 | 29200000TL | 03483 | EG1023012 | P | 58100936 | 58 | EGTL Spares | Mtce | 66 | 66H | KIT TYPE:MAIN SOFT GOODS | APPLICATION:2 IN SATETY VALVE | MAIN SOFT GOODS KIT: SAFETY RELIEF VALVE (110-PSV-0640, 110-PSV-0720, 110-PSV-2286); INLET 2 INCH 125# RF, OUTLET 2 INCH 125# RF; SET PRESSURE � 0.05 BARG; MODEL NUMBER - FIG 601; SERIAL NUMBER - S332789; MANUFACTURER - MARVAC. QA Code 01A, 02, 21 | EA | 24 | 21 | 25 | NO | 378 | 115800.3 | MARVAC | K800089-001(F050601SG-MD) |  | 01A, 02, 21 | [7 empty] | FIG 601 |  | 43399 | 44467 | 43437
11423 | 29200000TL | 03483 | EG1021012 | P | 58100938 | 58 | EGTL Spares | Mtce | 66 | 66H | NOZZLE:VALVE VALVE SIZE:1 IN | MATL:STL DRESSER CONSOLIDATED | NOZZLE: BASE - 150# R.F. 316 SS*, PN: 6027001, MODEL: 1" 19110LCF-2-CC-MS-31-05-05-LA | EA | 1 | 1 | 2 | NO | 2905.89 | 890446.0288 | DRESSER CONSOLIDATED | 6027001 |  | 07 |  |  | 2BBB | [6 empty] | 43400 | 44414 | 43498
11424 | 29200000TL | 03483 | EG1016010 | P | 58100944 | 58 | EGTL Spares | Mtce | 66 | 66H | KIT TYPE:MAIN SOFT GOODS | (PRESSURE/VAC) APPLICATION:3 | IN SAFETY VALVE PALLET SOFT GOODS KIT(PRESSURE/VACUUM): SAFETY RELIEF VALVE (174-PSV-0343, 174-PSV-0346, 177-PSV-0309); INLET 3 INCH, OUTLET 3 INCH; MODEL NUMBER - F18543D3; SERIAL NUMBER - 288626, 288625, 264994; MANUFACTURER - PROTECTOSEAL; KIT P/N 854 | EA | 2 | 6 | 8 | NO | 42.235 | 12938.8148 | PROTECTOSEAL | 8543D-318-107 |  | 00 | [7 empty] | F18543D3 |  | 43407 | 44953 | 43425 |  |  |  |  | -2 | 2
11425 | 29200000TL | 03483 | EG1016010 | P | 58100945 | 58 | EGTL Spares | Mtce | 66 | 66H | KIT TYPE:MAIN SOFT GOODS | (PRESSURE/VAC) APPLICATION:6 | IN SAFETY VALVE PALLET SOFT GOODS KIT (PRESSURE): SAFETY RELIEF VALVE (172-PSV-0022); INLET 6 INCH 150# RF, OUTLET 6 INCH 150# RF; OPERATING PRESSURE - 0.012 BARG; SET PRESSURE – 0.2 BARG; MODEL NUMBER - F18546D6; SERIAL NUMBER - 270227; MANUFACTURER - P | EA | 1 | 1 | 2 | NO | 107.3033 | 32871.9064 | PROTECTOSEAL | 8546D-318TA |  | 00 | [7 empty] | F18546D6 |  | 43407 | 44595 | 43425
11426 | 29200000TL | 03483 | EG1016010 | P | 58100947 | 58 | EGTL Spares | Mtce | 66 | 66H | KIT TYPE:BODY GASKET | APPLICATION:3 IN SAFETY VALVE | BODY GASKET: PALLET SOFT GOODS KIT; SAFETY RELIEF VALVE (174-PSV-0343, 174-PSV-0346, 177-PSV-0309); INLET 3 INCH, OUTLET 3 INCH; MODEL NUMBER - F18543D3; SERIAL NUMBER - 288626, 288625, 264994; MANUFACTURER � PROTECTOSEAL. QA Code 01A, 02, 21 | EA | 5 | 3 | 5 | NO | 52.694 | 16142.5006 | PROTECTOSEAL | 6243D-18-100 |  | 01A, 02, 21 | [7 empty] | F18543D3 |  | 43407 |  | 43425
11427 | 29200000TL | 03483 | EG1016010 | P | 58100948 | 58 | EGTL Spares | Mtce | 66 | 66H | KIT TYPE:COVER GASKET | APPLICATION:10 IN SAFETY VALVE | COVER GASKET: PALLET SOFT GOODS KIT; SAFETY RELIEF VALVE (183-PSV-0001); INLET 10 INCH 150# RF, OUTLET 12 INCH 150# RF; OPERATING PRESSURE - 0.01 BARG; SET PRESSURE � 0.05 BARG; MODEL NUMBER - C18550D12; SERIAL NUMBER - 270231; MANUFACTURER � PROTECTOSEA | EA | 3 | 2 | 3 | NO | 104.4267 | 31991.5484 | PROTECTOSEAL | 8550D-18-107 |  | 01A, 02, 21 | [7 empty] | C18550D12 |  | 43407 |  | 43425
11428 | 29200000TL | 03483 | EG1018003 | P | 58100957 | 58 | EGTL Spares | Mtce | 66 | 66H | SPINDLE:VALVE TYPE:SAFETY | SPINDLE: PRESSURE SAFETY VALVE | (172-PSV-0025A/B); SET PRESSURE- 7 BAR; MODEL-3 L2 6 HCI 56C; PART NUMBER-588104; SERIAL NUMBER-06-34084; MANUFACTURER-TYCO CROSBY | EA | 2 | 0 | 0 | NO | 3925.3668 | 1202222.0991 | TYCO CROSBY | S88104 |  | 00 |  |  | 1BBB |  |  |  |  | 3 L2 6 HCI 56C |  | 43535
11429 | 29200000TL | 03483 | EG1016010 | P | 58100958 | 58 | EGTL Spares | Mtce | 66 | 66H | HOLDER:VALVE DISC VALVE | STYLE:SAFETY VALVE SIZE:3 IN | HOLDER: DISC, FOR 172-PSV-0025A/B; SET PRESSURE- 7 BAR; MODEL-3 L2 6 HCI 56C; PART NUMBER-144907; SERIAL NUMBER-06-34084; MANUFACTURER-TYCO CROSBY | EA | 2 | 0 | 0 | NO | 4570.3309 | 1399755.232 | TYCO CROSBY | 144907 |  | 00 | [7 empty] | 3 L2 6 HCI 56C |  | 43535
11430 | 29200000TL | 03483 | EG1026012 | S | 58100962 | 58 | EGTL Spares | Mtce | 54 | 54A | KIT:GASKET | FOR PRESSURE SAFETY VALVES | GASKET SET: 1910D, Monel. PN: GK33/S4, MODEL NUMBER: 1910-30DC-2-S4-MS-31-RF-GS-HP | EA | 2 | 2 | 4 | NO | 527 | 81816.75 | GE-CONSOLIDATED | GK33/S4 |  | 01A |  |  | 1BBB |  |  |  |  | 1910-30DC-2-S4-MS-31- |  | 43762 | 44593
11431 | 29300000TL | 03483 | EG1025013 | S | 58100992 | 58 | EGTL Spares | Mtce | 66 | 66H | DIAPHRAGM:VALVE SIZE:1/2 IN - | 1 IN VALVE SIZE:3/4 IN | RATING:STD MATL:STD DIAPHRAGM: 1/2” - 1” VALVE – VITON DIAPHRAGM, FOR 3/4” SAFETY PRESSURE RELIEF; MODEL NUMBERS - PRG075 CPVS; MANUFACTURER – GRIFFCO; TAG 171-PSV-0405, 171-PSV-0406. | EA | 2 | 1 | 2 | YES | 939.93 | 356703.435 | GRIFFCO | PV-00812 |  | 00 | [9 empty] | 43847 |  | 44202
11432 | 29300000TL | 03483 | EG1021014 | S | 58101001 | 58 | EGTL Spares | Mtce | 66 | 66F | NOZZLE:VALVE VALVE SIZE:STD | MATL:STD NOZZLE : 1905/06J-2, | 316 SS (STANDARD). PN: 4611301, MODEL NUMBER: 1905-00JC-2-CC*-DA-31-RF-LA. TAG - 172-PSV-0127 | EA | 3 | 2 | 3 | YES | 1672.88 | 634858.4913 | GE-CONSOLIDATED | 4611301 |  | 01A,02,21 |  |  | 2BCB | [6 empty] | 43876 |  | 43912
11433 | 29300000TL | 03483 | EG1027013 | P | 58101019 | 58 | EGTL Spares | Mtce | 66 | 66H | DISC TYPE:PRESSURE SAFETY | VALVE SIZE:2-1/2 IN X 6 IN | MATL:STD DISC INSERT: PRESSURE SAFETY VALVE; EQUIPMENT TAG # 172-PSV-0026;PSV MODEL # 2.5 K2 6 PART # 10064762 | EA | 2 | 1 | 2 | YES | 3865.29 | 6076216.5536 | TYCO CROSBY | 10064762 |  | 01,01A,02,07 | [7 empty] | 2.5 K2 6 |  | 44451 |  | 45410
11434 | 29300000TL | 03483 | EG1023013 | P | 58101082 | 58 | EGTL Spares | Mtce | 66 | 66H | RING TYPE:PSV SIZE:STD | CLASS:STD THCK:STD MATL:STD | RETAINER RING: FOR PRESSURE SAFETY VALVE, EQUIPMENT TAG # 172-PSV-0025A, 172-PSV-0025B, 172-PSV-0070A, 172-PSV-0070B, 172-PSV-0072A & 172-PSV-0072B; PART # 144920 | EA | 4 | 3 | 5 | YES | 2275 | 3413569.25 | TYCO CROSBY | 144920 |  | 01,01A,02 | [7 empty] | 3 L2 6 HCI 56C |  | 44451 |  | 45419
11435 | 29300000TL | 03483 | EG1024012 | P | 58101193 | 58 | EGTL Spares | Mtce | 66 | 66H | RING TYPE:PSV SIZE:STD | CLASS:STD THCK:STD MATL:STD | RETAINER RING: FOR PRESSURE SAFETY VALVE, PART # 10055316 | EA | 1 | 0 | 1 | YES | 1529.5 | 2290105.055 | DRESSER CONSOLIDATED | 10055316 |  | 01A,02 | [9 empty] | 44455 |  | 45903
11436 | 29300000TL | 03483 | EG1026001 | S | 58101199 | 58 | EGTL Spares | Mtce | 66 | 66H | HOLDER:VALVE DISC VALVE | STYLE:PSV VALVE SIZE:1-1/2 IN | X 2 IN SIZE:STD MATL:STD DISC HOLDER: FOR PRESSURE SAFETY VALVE, EQUIPMENT TAG # 110-PSV-0757A, PART # 022667-104Q (11161393) | EA | 3 | 2 | 3 | YES | 682.7531 | 283390.3278 | BAILEY BIRKETT | 022667-104Q (11161393) |  | 01,01A,02 |  |  | 2BBB |  |  |  |  | 1.5F2H4111A2/DS |  | 44651 |  | 44670
11437 | 29300000TL | 03483 | EG1022011 | P | 58101394 | 58 | EGTL Spares | Mtce | 66 | 66H | VALVE:SAFETY TYPE:SAFETY SET | PRESS.:6.2 BAR INLET | SIZE:12.7000MM INLET CONN:1/2 MNPT OUTLET SIZE:12.7000MM OUTLET CONN:1/2 FNPT DESIGN RATING:6.2 BAR ORIFICE:STD BODY MATL:BRONZE TRIM:SILICON OPERATED:PRESSURE TEMP RATING:48.8 C SOFTGOODS:NA psv: 1/2” MNPT x ½” FNPT. Set - 6.2Barg, Bronze, pn: PRP203-01 | EA | 2 | 1 | 2 | YES | 5400.54 | 2212223.2002 | KIM HOTSTART MFG. CO | PRP203-018-000 |  | 01,01A,02,04,07 |  |  | 2BCB | [6 empty] | 43855 |  | 44172
11438 | 29300000TL | 03483 | EG1021009 | P | 58101400 | 58 | EGTL Spares | Mtce | 66 | 66H | BELLOWS TYPE:VALVE SIZE:SEE | DESCRIPTION PRESS. RANGE:SEE | DESCRIPTION MATL:1910, ORIFICE D, INCONEL 625 BELLOWS, 1910, ORIFICE D, INCONEL 625, MODEL: 1910-30DC-2-CC-MS-31-RF-GS-HP, P/N: 4659821. ( 130-PSV-1071-R1) | EA | 2 | 1 | 2 | YES | 4156.42 | 1725704.0198 | GE-CONSOLIDATED | 4659821 |  | 01,01A,02,21 |  |  | 1BBB | [6 empty] | 44036 |  | 44529
11439 | 29300000TL | 03483 | EG1021004 | S | 58101416 | 58 | EGTL Spares | Mtce | 66 | 66H | NOZZLE:VALVE VALVE SIZE:STD | MATL:316 SS NOZZLE: | 1906/10/12/14/16F 316 SS* RJ, PN: 0512903, MODEL NUMBER:1912-30F-120-CC-MS-31-RJ-GS-HP | EA | 1 | 0 | 0 | NO | 2842.88 | 1164528.9344 | GE-CONSOLIDATED | 0512903 |  | 01,01A,02,21 |  |  | 2BBB |  |  |  |  | 191230F120CCMS31RJGSHP |  | 43855 | 44558 | 44159
11440 | 29300000TL | 03483 | EG1022016 | S | 58101418 | 58 | EGTL Spares | Mtce | 66 | 66F | SPRING:VALVE TYPE:SPRING VALVE | SIZE:STD SIZE:STD MATL:STD | COLOR:STD SPRING, PN:0000MP.38295.XJZM, FOR ” 150# R9 X 3” 150# RA, ORIFICE H, SET 1.3MPA (13BARG) BODY MATERIAL - WCB AND 2” 150# R9 X 3” 150# RA, ORIFICE H, SET 0.4MPA (4BARG), TAGS:173-PSV-0008, 173-PSV-1008 173-PSV-2008 173-PSV-0007, 173-PSV- | EA | 5 | 3 | 5 | YES | 930.1 | 380996.863 | TAI-MILANO S.P.A | 0000MP.38295.XJZM |  | 01,01A,02,21 |  |  | 2BCC | [6 empty] | 43905 |  | 44284
11441 | 29300000TL | 03483 | EG1021009 | P | 58101423 | 58 | EGTL Spares | Mtce | 66 | 66H | SPRING:VALVE TYPE:STAINLESS | STEEL VALVE SIZE:2-1/2 IN | SIZE:STD MATL:316L SS COLOR:STD SPRING SET: PEROLO MEGA SUPERVINTEX; 2-1/2”, PRESSURE 4.40 BARG +/- 0.14 VACUUM; MODEL CODE-MX65F44TSP; P/N- 1110019700 | EA | 10 | 7 | 10 | YES | 60 | 24570 | PEROLO | 1110019700 |  | 01,01A,02,21 | [7 empty] | MX65F44TSP |  | 44308 |  | 44320
11442 | 29300000TL | 03483 | EG1023004 | S | 58101426 | 58 | EGTL Spares | Mtce | 66 | 66H | SPRING:VALVE TYPE:CONVENTIONAL | VALVE SIZE:4 IN SIZE:STD | MATL:ALLY STEEL COLOR:STD SPRING FOR 1905-00MC-1-CC-TD-34-RF-SS-HP RELIEF VALVE. TO BE COATED WITH STANDARD COATING SUCH AS PLASITE # 7122 OR EQUIVALENT | EA | 1 | 0 | 1 | YES | 486 | 199260 | DRESSER CONSOLIDATED | 0306CR |  | 02,21,26 |  |  | 1BBB | [6 empty] | 44371 |  | 44389
11443 | 29300000TL | 03483 | EG1023004 | S | 58101427 | 58 | EGTL Spares | Mtce | 66 | 66H | WASHER TYPE:PLAIN NOMINAL | SIZE:STD ID:STD OD:STD | THCK:STD MATL:ALLOY STEEL SPEC:STD GRADE:STD SPRING WASHER FOR 1905-00MC-1-CC-TD-34-RF-SS-HP RELIEF VALVE. TO BE COATED WITH STANDARD COATING SUCH AS PLASITE # 7122 OR EQUIVALENT | EA | 2 | 1 | 2 | YES | 321.75 | 131917.5 | DRESSER CONSOLIDATED | 0255501 |  | 02,21,26 | [9 empty] | 44371 |  | 44389
11444 | 29300000TL | 03483 | EG1026007 | S | 58102034 | 58 | EGTL Spares | Mtce | 66 | 66H | HOLDER:VALVE DISC VALVE | STYLE:PSV VALVE SIZE:4 IN X6 | IN SIZE:4 IN X 6 IN MATL:SS DISC HOLDER | EA | 3 | 2 | 3 | YES | 1532.4949 | 636092.6725 | BAILEY BIRKETT | 000888-263 |  | 01,01A,02 | [7 empty] | 4L6/4411A2/DS |  | 44651 |  | 44670
11445 | 29300000TL | 03483 | EG1020020 | P | 58102054 | 58 | EGTL Spares | Mtce | 54 | 54A | GASKET:VALVE TYPE:GK41/S4 | STYLE:STD MATL:STD ID:STD | OD:STD THCK:STD GASKET SET: 1905/06/10/12/20/24 ORIFICE K, MONEL, PN:GK41/S4, MODEL NUMBER: 1905-00KC-1-S4-MS-31-RF-LA, TAG:110-PSV-2904 | EA | 8 | 5 | 8 | YES | 243.2663 | 92319.5609 | GE-CONSOLIDATED | GK41/S4 |  | 01,01A |  |  | 2BBB |  |  |  |  | 1905-00KC-1-S4-MS-31-RF-L |  | 43871 |  | 43901
11446 | 29300000TL | 03483 | EG1020020 | P | 58102056 | 58 | EGTL Spares | Mtce | 66 | 66H | NOZZLE:VALVE VALVE SIZE:1/2IN | X 1IN MATL:316 SS NOZZLE: BASE | - 150# RF 316 SS*(0.5" X 1"), PN: 5063301, MODEL: 0.5-19096LCF-2-CC-MS-31-05-05-LA | EA | 3 | 2 | 3 | YES | 2120.1567 | 804599.999 | GE-CONSOLIDATED | 5063301 |  | 01,01A,02,21 |  |  | 2BBB | [6 empty] | 43871 |  | 43901
11447 | 29300000TL | 03483 | EG1022013 | P | 58102057 | 58 | EGTL Spares | Mtce | 66 | 66F | NOZZLE:VALVE VALVE SIZE:1.5 IN | X 3 IN MATL:316 SS PART NUMBER | - 015489-104Q TAGS - 110-PSV-0607 110-PSV-0706 110-PSV-0708 SYMBOL NUMBER RECLASSIFIED FROM (39019320 TO 58102057) on request. | EA | 8 | 5 | 8 | YES | 1220.13 | 499829.1183 | BAILEY BIRKETT | 11152989 |  | 00 |  |  | 2BBC |  |  |  |  | 1.5G3H411422/DS |  | 44156 |  | 44357
11448 | 29300000TL | 03483 | EG1024009 | S | 58102059 | 58 | EGTL Spares | Mtce | 66 | 66H | VALVE:SAFETY TYPE:SAFETY SET | PRESS.:SEE ATTACHED DATASHEET | INLET SIZE:ATTACHED DATASHEET INLET CONN:ATTACHED DATASHEET OUTLET SIZE:ATTACHED DATASHEET OUTLET CONN:ATTACHED DATASHEET DESIGN RATING:ATTACHED DATASHEET ORIFICE:SEE DESCRIPTION BODY MATL:ATTACHED DATASHEET TRIM:ATTACHED DATASHEET OPERATED:ATTACHED DATAS | EA | 2 | 1 | 2 | YES | 168.88 | 69181.692 | GASTECH | RLT 25/1B |  | 02,04,05,07,23,27 |  |  | 1AAB |  |  |  |  | RLT 25/1B |  | 44162 |  | 44362
11449 | 29300000TL | 03483 | EG1023007 | P | 58102066 | 58 | EGTL Spares | Mtce | 66 | 66H | NOZZLE:VALVE VALVE SIZE:1 IN X | 1-1/2 IN MATL:1.4404 (SS 316L) | RF, 150LB INLET/OUTLET; TAG - 172-PSV-0101, 172-PSV-0201, 172-PSV-0301 | EA | 3 | 2 | 3 | YES | 1225.01 | 508415.9003 | LESER | 136.3649.9202 |  | 01,01A,02,21 |  |  | 1BBB |  |  |  |  | 4594.2574 |  | 44399 |  | 44464
11450 | 29300000TL | 03483 | EG1023011 | P | 58102086 | 58 | EGTL Spares | Mtce | 66 | 66Z | KIT:REBUILD TYPE:ROTARY | FEEDBACK KIT APPLICATION:STD | CONTAINS A:STD CONTAINS B:STD CONTAINS C:STD CONTAINS D:STD CONTAINS E:STD CONTAINS F:STD FISHER GG10562X012 ROTARY FEEDBACK KIT ALUMINUM FOR MAGNETIC ARRAY KIT FOR RACK AND PINION BETTIS AND ROTORK ACTUATORS. RECLASSIFIED FROM 390019599 TO 581020856) | EA | 4 | 1 | 2 | YES | 305.2175 | 433487.1769 | FIHSER CONTROL | GG10562X012 |  | 01,01A |  |  | 2BBB |  |  |  |  | V-38624 |  | 44906 | 45452 | 45744 |  |  | -1 | 1
11451 | 29200000TL | 03483 | EG1017002 | P | 58800032 | 58 | EGTL Spares | Mtce | 66 | 66S | VALVE | 2 WAY WITH ACTUATOR | Valve - On/Off, solenoid, actuated : | EA | 1 | 0 | 1 | NO | 3256.1692 | 505420.13 | ATLAS COPCO | 1617 6282 80 |  | 02,22 | 1 |  | 2CBC |  |  | 56897 |  |  |  | 41090 | 41536 | 41572
11452 | 29200000TL | 03483 | EG1020009 | P | 58800045 | 58 | EGTL Spares | Mtce | 14 | 14Z | CELLS:SAMPLE, 10 ML SQUARE | 10ML 1 IN GLASS, SQ MATCHED PR | Instruments - Other & Parts : | EA | 10 | 0 | 0 | NO | 194.04 | 30122.7696 | NALCO | 500-P2500.88 |  | 00 | [9 empty] | 41148 |  | 41304
11453 | 29200000TL | 03483 | EG1016008 | P | 58800049 | 58 | EGTL Spares | Mtce | 14 | 14Z | BURET | ASSEMBLY | Instruments - Other & Parts : | EA | 5 | 0 | 0 | NO | 226.23 | 35120.782 | NALCO | 500-P0412.88 |  | 00 |  |  | 2CBC | [6 empty] | 41148 |  | 41243
11454 | 29200000TL | 03483 | EG1020010 | P | 58800060 | 58 | EGTL Spares | Mtce | 14 | 14Z | REAGENT: BARIUM CHLORIDE | 460-S0209.80 CRYSTALS | Instruments - Other & Parts : | GM | 3 | 0 | 0 | NO | 23.1 | 4246.088 | NALCO | 460-S0209.80 |  | 00 | [9 empty] | 41148 | 42066
11455 | 29200000TL | 03483 | EG1020009 | P | 58800061 | 58 | EGTL Spares | Mtce | 14 | 14Z | CYLINDER: GRADUATED,GLASS, | WITH STOPPER, 100 mL | Instruments - Other & Parts : | EA | 6 | 0 | 0 | NO | 94.25 | 14631.37 | NALCO | 500-P1206.88 |  | 00 | [9 empty] | 41148 |  | 41304
11456 | 29200000TL | 03483 | EG1020009 | P | 58800064 | 58 | EGTL Spares | Mtce | 14 | 14H | FILTER: PRESSURE | 420-C0091.88 | Pressure measuring and control Instruments : | KI | 1 | 0 | 0 | NO | 1081.08 | 167826.8592 | NALCO | 420-C0091.88 |  | 01,12 | [9 empty] | 41148 |  | 41304
11457 | 29200000TL | 03483 | EG1020010 | P | 58800067 | 58 | EGTL Spares | Mtce | 14 | 14Z | INDICATOR:H-3 TOTAL HARDNESS | 460-S0277.81, 50g | Instruments - Other & Parts : | GM | 10 | 0 | 0 | NO | 33.26 | 5163.2824 | NALCO | 460-S0277.81 |  | 00 | [9 empty] | 41148 |  | 41304
11458 | 29300000TL | 03483 | EG1020010 | P | 58800076 | 58 | EGTL Spares | Mtce | 14 | 14Z | METER: TURBIDITY PORTABLE, | HANDHELD METER TURBIDITY | Instruments - Other & Parts : Used by operations and the lab. | EA | 1 | 0 | 1 | YES | 2096 | 861063.183 | NALCO | 400-PT100.88 |  | 00 | [9 empty] | 43770 |  | 44410
11459 | 29200000TL | 03483 | EG1028005 | S | 58800121 | 58 | EGTL Spares | Mtce | 51 | 51Z | SWITCH : KIDDE PRESSURE 3 PST | 981332 PRESS SWITCH 3 PST | Electric-Other : HT 8536 50 9065 FOR RIB 1 AND 2 AND 3 AND 110 XP 145 AND 245 AND METERING HOUSE FOR THE 350 TO 600 LB CYLINDERS FIRE AND GAS SYSTEM | EA | 1 | 0 | 0 | NO | 930.44 | 164619.6477 | AUTOMATIC PROTECTION SYST | 981332 | HT 8536 50 9065 | 22 |  |  | 2BBB |  |  | 58720 |  | 981332 |  | 41214 | 44855 | 42095
11460 | 29200000TL | 03483 | EG1018003 | P | 58800136 | 58 | EGTL Spares | Mtce | 14 | 14Z | RTD: NITROGEN SKID | L=2, 3-WIRE, ALU-HEAD, NEMA 4 | Instruments - Other & Parts : | EA | 2 | 1 | 2 | NO | 600 | 93150.3446 | GENERON | 60-0000472 |  | 00 | 1 |  |  |  |  | 59004 |  |  |  | 41223 |  | 41638
11461 | 29200000TL | 03483 | EG1017003 | P | 58800218 | 58 | EGTL Spares | Mtce | 14 | 14Z | COLORIMETER: ASSEMBLY | 510NM CL17 | Instruments - Other & Parts : FOR HACH FREE RESIDUAL CHLORINE ANALYZER | EA | 1 | 1 | 2 | NO | 1043.9789 | 280885.3563 | HACH | 6867000 |  | 00 | 1 |  | 1BBB |  |  | 59370 |  |  |  | 41291 | 45013 | 43423 |  |  |  |  | -1 | 1
11462 | 29200000TL | 03483 | EG1026008 | P | 58800271 | 58 | EGTL Spares | Mtce | 66 | 66Z | WRENCH | VALVE WHEEL 2-1/2 IN | Valve-Other : 25-1/2 LONG, TITAN “ 100 SERIES” TYPE: ALUMINIUM 7-3/4 LBS. CATALOGUE NUMBER: VW103AL; WEBSITE: HTTP://WWW.GEARENCH.COM/PRODUCTS/100SERIES-VALVE-WHEEL-WRENCH.ASP?SUB | EA | 20 | 6 | 20 | NO | 148.7213 | 45360 | GEARENCH | VW103AL |  | 01 | 20 |  | 2CBC |  |  | 59803 |  |  |  | 41334 | 42575 | 42613
11463 | 29200000TL | 03483 | EG1026008 | S | 58800275 | 58 | EGTL Spares | Mtce | 66 | 66Z | WRENCH: VALVE WHEEL 1-3/8IN | 13-5/8 IN LENGHT, 2-1/8 LB | Valve-Other : TITAN “ 100 SERIES” ALUMINUM; CATALOGUE NUMBER: VW101AL MANUFACTURER: GEARENCH WEBSITE: HTTP://WWW.GEARENCH.COM/PRODUCTS/100SERIES-VALVE-WHEEL-WRENCH.ASP?SUB | EA | 13 | 6 | 20 | NO | 55.6885 | 16985 | GEARENCH | VW101AL |  | 01 | 20 |  |  |  |  | 59803 |  |  |  | 41334 | 44891 | 42613
11464 | 29200000TL | 03483 | EG1028002 | S | 58800276 | 58 | EGTL Spares | Mtce | 28 | 28A | HOSE:FLEX 200BAR BEND | FIRE SUPPRESSION MUSTANGS CPG | Fire Protection / Prevention Equipment & Materials : TAG: 173-GE-013A,B,C AND D FOR CPG | EA | 7 | 4 | 7 | NO | 156.4146 | 24280.24 | ANSUL | 427082 |  | 01 | 1 |  |  |  |  | 59923 |  |  |  | 41339 | 41725 | 41741
11465 | 29200000TL | 03483 | EG1028002 | P | 58800277 | 58 | EGTL Spares | Mtce | 28 | 28A | INDICATOR: DISCHARGE | FOR FIRE SUPPRESSION MUSTANGS | Fire Protection / Prevention Equipment & Materials : TAG: 173-GE-013A,B,C AND D FOR CPG. | EA | 1 | 0 | 0 | NO | 452.95 | 70356.7933 | ANSUL | 40765 |  | 00 | 1 |  | 2BBB |  |  | 59923 |  |  |  | 41339 |  | 41579
11466 | 29200000TL | 03483 | EG1028002 | P | 58800279 | 58 | EGTL Spares | Mtce | 28 | 28A | LEVER:CV-98, ACTUATOR | FIRE SUPPRESSION MUSTANGS CPG | Fire Protection / Prevention Equipment & Materials : TAG: 173-GE-013A,B,C AND D FOR CPG. | EA | 1 | 0 | 0 | NO | 206.71 | 32108.2962 | ANSUL | 423309 |  | 00 | 1 |  | 2BBB |  |  | 59923 |  |  |  | 41339 |  | 41579
11467 | 29200000TL | 03483 | EG1028002 | P | 58800280 | 58 | EGTL Spares | Mtce | 28 | 28A | ACTUATOR: BOOSTER CPG | FIRE SUPPRESSION MUSTANGS CPG | Fire Protection / Prevention Equipment & Materials : TAG: 173-GE-013A,B,C AND D FOR CPG. | EA | 2 | 2 | 4 | NO | 288.36 | 44791.0033 | ANSUL | 428949 |  | 01,10,22 | 1 |  |  |  |  | 59923 |  |  |  | 41339 | 45527 | 41579 |  |  | -2 | 1
11468 | 29200000TL | 03483 | EG1016009 | P | 58800287 | 58 | EGTL Spares | Mtce | 06 | 06Z | SOLUTION: ELECTROLYTE | FOR ROSEMOUNT 499ATRDO | Chemicals - Other : ELECTROLYTE SOLUTION (POTASSIUM CHLORIDE) FOR THE TRACED DISSOLVED OXYGEN SENSOR TAG: 172-AT-0001 MANUFACTURER: EMERSON PROCESS MANAGEMENT, 2400 BARRANCA PARKWAY, IRVINE, CA 92606, USA. All chemicals and other hazardous materials m | EA | 1 | 2 | 4 | NO | 2190.2879 | 340215.4119 | EMERSON, ROSEMOUNT, CA, U | 9210264 |  | 01 | 1 |  |  |  |  | 60247 |  |  |  | 41348 | 45192 | 41579 |  |  |  |  | -1 | 1
11469 | 29200000TL | 03483 | EG1020005 | P | 58800291 | 58 | EGTL Spares | Mtce | 06 | 06Z | SOLUTION: TURBIDITY STANDARD | 10 NTU 1-LITRE BOTTLE | Chemicals - Other : FOR ANALYZER 171-AT-0503. All chemicals and other hazardous materials must be accompained by the following; a) Safety data Sheet, SDS, (not more than 5 years old); b) Certificate of Analysis /Quality , COA/Q, c) All containers must be | EA | 1 | 2 | 3 | NO | 410.5783 | 117403.6818 | COLE-PARMER | YO-08391-04 |  | 12,22 | 1 |  |  |  |  | 60309 |  |  |  | 41348 | 45218 | 43006 |  |  |  |  | -1 | 1
11470 | 29200000TL | 03483 | EG1016009 | P | 58800300 | 58 | EGTL Spares | Mtce | 66 | 66Z | VALVE: POSITION SWITCH | SHAFT REPLACEMENT KIT GO SWITC | Valve - Actuator & Positioner: SWITCH TOPWORX VALVE POSITION SWITCH SHAFT/ CAM ASSEMBLY.NAMUR SHAFTBUNA-N O-RINGS & (2) TARGET ASSEMBLY W/ HARDWARE. | EA | 1 | 0 | 0 | NO | 128.95 | 22698.277 | TOPWORX | AV-SNB205 |  | 02 | 1 |  |  |  |  | 60552 |  |  |  | 41369 | 45954 | 41801 | -2 | 1
11471 | 29200000TL | 03483 | EG1020015 | P | 58800301 | 58 | EGTL Spares | Mtce | 06 | 06Z | REFILL:DISSOLVED OXYGEN | CHEMETS,RANGE 0-1 PPM | Chemicals - Other : 30 AMPOULES. All chemicals and other hazardous materials must be accompained by the following; a) Safety data Sheet, SDS, (not more than 5 years old); b) Certificate of Analysis /Quality , COA/Q, c) All containers must be labelled wi | EA | 12 | 8 | 12 | NO | 43.72 | 13341.158 | CHERMATICS | R-7501 |  | 22 | 1 |  |  |  |  | 60563 |  |  |  | 41369 | 42864 | 42935
11472 | 29200000TL | 03483 | EG1018015 | P | 58800303 | 58 | EGTL Spares | Mtce | 14 | 14I | THERMOMETER: RESISTANCE (RTD) | THRUST BEARING INBOARD | Temperature and heat measuring instruments : 2XPT100-3L TYPE: 1067D2P230190E5 | EA | 2 | 1 | 2 | NO | 398.87 | 61928.5562 | EMERSON ROSEMOUNT | 1067D2P230340E5 |  | 00 | 1 |  |  |  |  | 60607 |  |  |  | 41369 |  | 41491
11473 | 29200000TL | 03483 | EG1018015 | P | 58800304 | 58 | EGTL Spares | Mtce | 14 | 14I | THERMOMETER:RESISTANCE (RTD) | THRUST BEARING OUTBOARD | Temperature and heat measuring instruments : 2XPT100-3L TYPE: 1067D2P230340E5 (Contact: Mathias.Ettmann@sulzer.com) | EA | 2 | 1 | 2 | NO | 449.69 | 69818.8694 | EMERSON ROSEMOUNT | 1067D2P230190E5 |  | 00 | 1 |  |  |  |  | 60607 |  |  |  | 41369 |  | 41491
11474 | 29200000TL | 03483 | EG1020015 | P | 58800322 | 58 | EGTL Spares | Mtce | 14 | 14A | SENSOR | pH/ORP | Analyzers & Monitors : pH MEASUREMENT ON CONTINUOUS BLOWDOWN FROM PACKAGE BOILER A,B & C MODEL: 385+ | EA | 1 | 0 | 0 | NO | 2129.5925 | 650242.5997 | ROSEMOUNT ANALYTICAL | 385-02-10 |  | 01 | 1 |  | 2CBC |  |  | 61002 |  |  |  | 41397 | 45519 | 43196 |  |  | -1 | 1 | 1 | 1
11475 | 29200000TL | 03483 | EG1016014 | P | 58800323 | 58 | EGTL Spares | Mtce | 14 | 14A | SENSOR | pH/ORP | Analyzers & Monitors : General Purpose pH/ORP SensorsFOR TREATED CONDENSATE FROM CONDENSATE ANION DEMINERALIZER A/B MODEL:3900-02-10 | EA | 3 | 1 | 2 | NO | 515.525 | 141905.9625 | ROSEMOUNT ANALYTICAL | 3900-02-10 |  | 01 | 1 |  | 2CBC |  |  | 61002 |  | 3900-02-10. |  | 41397 | 43006 | 43028
11476 | 29200000TL | 03483 | EG1019003 | P | 58800325 | 58 | EGTL Spares | Mtce | 51 | 51C | KIT | RESERVOIR HP pH | Electric Components - Motor / Generator :WITH TUBING FOR A ROSEMOUNT 3200HP SENSOR, 171-AT-0310, 172-AT-0507, 172-AT-0510 | EA | 2 | 1 | 2 | NO | 579 | 93149.425 | ROSEMOUNT | 24185-00 |  | 01 | 1 |  | 2CBC |  |  | 61015 |  |  |  | 41397 |  | 41893
11477 | 29300000TL | 03483 | EG1019003 | P | 58800326 | 58 | EGTL Spares | Mtce | 51 | 51D | CABLE: 15 FT WITH MATING | VP8 CONNECTOR | Electric Components - Wire / Cable : FOR MODEL 3200HP pH SENSOR, 171-AT-0310, 172-AT-0507, 172-AT-0510 | EA | 2 | 1 | 2 | YES | 481.34 | 713836.5713 | ROSEMOUNT | 24281-00 |  | 01,10 | 1 |  |  |  |  | 61015 |  |  |  | 43770 |  | 45372
11478 | 29200000TL | 03483 | EG1017018 | P | 58800327 | 58 | EGTL Spares | Mtce | 14 | 14I | TRANSMITTER: TEMPERATURE | DIGITAL HEAD MOUNTING | Temperature and heat measuring instruments : Model T32.1S FOR ASU UNIT 10 STEAM DUCT 110-TXT-1377A. | EA | 2 | 1 | 2 | NO | 870.775 | 194332.8864 | WIKA INSTRUMENTS | T32.1S |  | 02,05,22 | 2 |  | 2BBB |  |  | 61025 |  |  |  | 41397 | 45093 | 43642 |  |  |  |  | -1 | 1
11479 | 29200000TL | 03483 | EG1016004 | P | 58800333 | 58 | EGTL Spares | Mtce | 28 | 28E | MONITOR | ROTATIONAL SPEED | Fire and Gas Control Systems : 1-channel IM21-14-CDTRI Type IM21-14-CDTRI Ident-No. 7505650 Ident-No (TUSA) M7505650 Nominal voltage Universal voltage supply unit Operating voltage 20…250 VAC Frequency 40…70 Hz Operating voltage range 20…250 VDC Power con | EA | 4 | 2 | 4 | NO | 735.5 | 114245.3284 | TURCK | IM21-14-CDTRI |  | 12,22 | 1 |  | 2CBC |  |  | 60861 |  | IM21-14-CDTRI |  | 41409 |  | 41533
11480 | 29300000TL | 03483 | EG1016004 | P | 58800337 | 58 | EGTL Spares | Mtce | 64 | 64B | TRANSMITTER | DEW POINT | Power Transmission Equipment & Replacement Parts : 20MA 0HZ 28VDC RANGE -100/+20 P/N EA2-TX+100+HD FOR U75 PLANT AIR AND N2 SUPPLY. TAG: 175-AT-0210 SUPPLIED BY: OILFIELD PRODUCTS INT'L LTD, 27 EKUREDE ITSEKIRI ROAD, BOX 2090, WARRI, DELTA STATE, NIGERIA. | EA | 1 | 0 | 1 | YES | 2849.5 | 1081385.25 | MICHELL INSTRUMENTS INC | EA2-TX+100+HD |  | 02,05,22 | 1 |  | 2CBC |  |  | 61243 |  |  |  | 43770 |  | 44173
11481 | 29200000TL | 03483 | EG1018004 | P | 58800340 | 58 | EGTL Spares | Mtce | 34 | 34B | PIPETTE | GLASS 20 ML | Laboratory - Glassware : FOR COLD FILTER PLUG POINT CFPP TAG: 150 AT 0011 MANUFRACTURER: PAC, 2340 S ARLINGTON HEIGHTS ROAD, SUITE 512, ARLINGTON HEIGHTS, ILLINOIS, 60005, USA | EA | 2 | 1 | 2 | NO | 257.69 | 40003.7956 | PRECISION SCIENTIFIC | 501-158 |  | 00 | 1 |  | 2CBC |  |  | 61354 |  |  |  | 41410 |  | 41706
11482 | 29200000TL | 03483 | EG1017005 | P | 58800350 | 58 | EGTL Spares | Mtce | 87 | 87B | PUMP: VACUUM MANUAL | FITS 8 OZ ISO CLEAN SAMPLE JAR | Engines - Parts : (FOR DRAWING SAMPLES FROM A NON-PRESSURIZED SYSTEM FOR A WEAR CHECK), PLUS 1000-FT ROLL OF 1/4 INCH PLASTIC TUBING STOCK NO. TR1000, WWW.POLARISLABS1.COM/VAMPIRE.HTM. DO NOT REORDER | EA | 2 | 1 | 2 | NO | 375 | 58218.9654 | POLARIS | VPUMP8 |  | 00 | [7 empty] | VPUMP8 |  | 41412 | 41709 | 41708
11483 | 29300000TL | 03483 | EG1018014 | P | 58800452 | 58 | EGTL Spares | Mtce | 28 | 28E | TUBE: TESTER AMMONIA | 0.252/A, 0.25-3PPM | Fire and Gas Control Systems : DRAGER TUBES - AMMONIA 0.252/A, 0.25-3PPM MANUFACTURER: DRAGER MODEL #81 01 711. (COMES IN PACK OF 10 EA) | PK | 51 | 4 | 7 | YES | 98.4 | 40455.192 | DRAEGER | 81 01 711 |  | 01 | [9 empty] | 43770 | 45792 | 44372 | -10 | 1 |  |  | -20 | 1
11484 | 29300000TL | 03483 | EG1019014 | P | 58800453 | 58 | EGTL Spares | Mtce | 28 | 28E | TUBE: TESTER AMMONIA | 2/A, 2-30PPM | Fire and Gas Control Systems : (COMES IN PACK OF 10 EA) | PK | 40 | 7 | 10 | YES | 94.2945 | 35784.7686 | DRAEGER | 67 33 231 |  | 01 |  |  | 1BAB | [6 empty] | 44083 | 45792 | 44148 | -10 | 1
11485 | 29300000TL | 03483 | EG1019014 | P | 58800457 | 58 | EGTL Spares | Mtce | 28 | 28E | DRAGER TUBES:CARBON DIOXIDE 5% | 8/A (ONLY FOR CO IN H2), 8-150 | Fire and Gas Control Systems : DRAGER TUBES - CARBON MONOXIDE 8/A (ONLY FOR CO IN H2), 8-150PPM MANUFACTURER: DRAGER MODEL #CH 19701(COMES IN PACK OF 10 EA) | PK | 6 | 4 | 6 | YES | 110 | 47162.5 | DRAEGER | CH 19701 |  | 00 | [9 empty] | 43770 |  | 44803
11486 | 29200000TL | 03483 | EG1026009 | P | 58800491 | 58 | EGTL Spares | Mtce | 51 | 51Z | FILTER: WATER | REPLACEMENT IN-LINE | Electric-Other : DO NOT REORDER | EA | 6 | 0 | 0 | NO | 14.17 | 2199.89 | AQUA PURE |  |  | 01 | [7 empty] | 55513-13 |  | 41412
11487 | 29200000TL | 03483 | EG1028010 | S | 58800493 | 58 | EGTL Spares | Mtce | 14 | 14A | KIT: TUBING REPLACEMENT | FOR SILICA ANALYZER | Analyzers & Monitors : COMPLETE; TAG: 172 AT 0503, 0506, 0509 AND 0512. | KI | 4 | 2 | 6 | NO | 215.7 | 33489.582 | HACH | 46982-00 |  | 01,22 | 1 |  |  |  |  | 61441 |  |  |  | 41423 | 43426 | 41500
11488 | 29200000TL | 03483 | EG1028010 | P | 58800494 | 58 | EGTL Spares | Mtce | 14 | 14A | KIT: REPAIR | FOR SILICA ANALYZER | Analyzers & Monitors : TAG: 172 AT 0503, 0506, 0509 AND 0512 | KI | 4 | 0 | 0 | NO | 527.17 | 81848.4142 | HACH | 46981-00 |  | 01,22 | 1 |  |  |  |  | 61441 |  |  |  | 41423 | 43640 | 41500
11489 | 29200000TL | 03483 | EG1016016 | P | 58800496 | 58 | EGTL Spares | Mtce | 14 | 14Z | COLORIMETER | ASSEMBLY | Instruments - Other & Parts : FOR HACH SILICA ANALYZER. TAG: 172 AT 0503, 0506, 0509 AND 0512 | EA | 2 | 2 | 3 | NO | 1915.7833 | 414397.2117 | HACH | 44954-00 |  | 00 | 1 |  | 2CBC |  |  | 61443 |  |  |  | 41423 | 45367 | 42566 |  |  | -1 | 1
11490 | 29200000TL | 03483 | EG1016016 | P | 58800499 | 58 | EGTL Spares | Mtce | 11 | 11Z | BOARD | CIRCUIT POWER SUPPLY | Computer Hardware - Peripherals : FOR HACH SILICA ANALYZER. TAG: 172 AT 0503, 0506, 0509 AND 0512 | EA | 3 | 2 | 4 | NO | 837.48 | 130027.1448 | HACH | 47602-00 |  | 01,10,22 | 1 |  | 2CBC |  |  | 61443 |  |  |  | 41423 | 43486 | 41500
11491 | 29200000TL | 03483 | EG1016019 | P | 58800512 | 58 | EGTL Spares | Mtce | 71 | 71D | REGULATOR:AIR COMPRESSOR | ELEKTRONIKON IIB+, 1900071012 | Compressor - Air -Unit & Parts : USED ON INSTRUMENT ATLAS COPCO INSTRUMENT AIR COMPRESSOR. | EA | 2 | 2 | 4 | NO | 1839.9754 | 285803.668 | ATLAS COPCO | 1900071012 |  | 01,02,10,22 | 1 |  | 1BBB |  |  | 61607 |  |  |  | 41424 | 43700 | 41437
11492 | 29200000TL | 03483 | EG1016019 | P | 58800513 | 58 | EGTL Spares | Mtce | 71 | 71B | COMBOX-S: MODBUS VIA RS-485 | ATLAS COPCO 8092248254 | Compressor - Rotary or Screw - Parts : USED ON INSTRUMENT ATLAS COPCO INSTRUMENT AIR COMPRESSOR. | EA | 4 | 0 | 0 | NO | 1947.5276 | 302509.758 | ATLAS COPCO | 8092248254 |  | 02,22 | 1 |  |  |  |  | 61607 |  |  |  | 41424 |  | 41437
11493 | 29200000TL | 03483 | EG1016019 | P | 58800516 | 58 | EGTL Spares | Mtce | 71 | 71D | REGULATOR:AIR COMPRESSOR | 1900071062 | Compressor - Air -Unit & Parts : USED ON INSTRUMENT ATLAS COPCO INSTRUMENT AIR COMPRESSOR. | EA | 4 | 0 | 0 | NO | 1950.4122 | 302957.828 | ATLAS COPCO | 1900071062 |  | 01,02,10,22 | 1 |  | 1BBB |  |  | 61607 |  |  |  | 41424 |  | 41437
11494 | 29200000TL | 03483 | EG1016018 | P | 58800517 | 58 | EGTL Spares | Mtce | 71 | 71D | REGULATOR:AIR COMPRESSOR | ELEKTRONIKON IIID, 1900071032 | Compressor - Air -Unit & Parts : USED ON INSTRUMENT ATLAS COPCO INSTRUMENT AIR COMPRESSOR. | EA | 4 | 2 | 4 | NO | 2490.1252 | 386791.528 | ATLAS COPCO | 1900071032 |  | 01,02,10,22 | 1 |  | 1BBB |  |  | 61607 |  |  |  | 41424 |  | 41437
11495 | 29200000TL | 03483 | EG1019011 | P | 58800528 | 58 | EGTL Spares | Mtce | 14 | 14D | TAPE:GAUGING,OIL, | SS,30 M, | Level Measuring Instruments : RICHTER STAINLESS STEEL DIPPING TAPES ON FRAME, WITH SS DIP WEIGHT | EA | 3 | 6 | 15 | NO | 96.5346 | 18667.5 | TECHNICAL SHIP SUPPLIES | 65-08-73 |  | 01 | 2 |  | 3XXX |  |  | 62280 |  |  |  | 41453 | 45204 | 42081 |  |  |  |  | -7 | 3
11496 | 29200000TL | 03483 | EG1028002 | P | 58800538 | 58 | EGTL Spares | Mtce | 51 | 51Z | CONNECTOR: THREADED | QUICK LINK | Electric-Other : Oval Threaded Connector with Large Opening Zinc-Plated Steel, 5/32" Diameter, 352# Wll | EA | 20 | 10 | 20 | NO | 14.9 | 2314.4193 | MCMASTER-CARR | 3711T71 |  | 01 | 1 |  |  |  |  | 62083 |  |  |  | 41466
11497 | 29200000TL | 03483 | EG1028002 | P | 58800539 | 58 | EGTL Spares | Mtce | 51 | 51Z | CONNECTOR: THREADED | QUICK LINK | Electric-Other : Oval Threaded Connector with Large Opening Zinc-Plated Steel, 1/4 IN Diameter, 770# Wll | EA | 20 | 10 | 20 | NO | 15.81 | 2455.7697 | MCMASTER-CARR | 3711T23 |  | 01 | 1 |  |  |  |  | 62083 |  |  |  | 41466
11498 | 29200000TL | 03483 | EG1016010 | P | 58800551 | 58 | EGTL Spares | Mtce | 14 | 14Z | TAPE: GRAPHITE WITH ADHESIVE | 1 IN X 50 FT X .015 IN | Instruments - Other & Parts : Tape 2551, for repairs Flexible Graphite | EA | 14 | 10 | 15 | NO | 27.6667 | 7141.4975 | TEADIT |  |  | 01 | 1 |  |  |  |  | 63284 |  |  |  | 41494 | 42645 | 42503
11499 | 29200000TL | 03483 | EG1016010 | P | 58800552 | 58 | EGTL Spares | Mtce | 14 | 14Z | TAPE: GRAPHITE WITH ADHESIVE | 3/4 IN X 50FT X .015 IN | Instruments - Other & Parts : | EA | 11 | 10 | 20 | NO | 25 | 3883.2539 | TEADIT |  |  | 01 | 1 |  |  |  |  | 63284 |  |  |  | 41494 | 42645 | 41558
11500 | 29200000TL | 03483 | EG1016011 | P | 58800558 | 58 | EGTL Spares | Mtce | 14 | 14Z | CAPACITOR: OVAL 26mF 525V | 1000 HPS | Instruments - Other & Parts : Oil filled | EA | 5 | 8 | 38 | NO | 37.1429 | 10086.2585 | VENTURE LIGHTING | ACB2640V |  | 01,10 | 1 |  |  |  |  | 63229 |  |  | BENL1627 | 41494 | 43963 | 43521
11501 | 29200000TL | 03483 | EG1017010 | P | 58800570 | 58 | EGTL Spares | Mtce | 66 | 66Z | POSITIONER: ARCAPRO II | (HART) | Valve-Other : MODEL/TYPE ARCAPRO II: 827A-E2-ASH-M1, (HART) ARCA-A-REGLER,2257130, STELLUNGSREGLER, 4-20 mA, POSITION TRANSDUCER: YES, INTERNAL 4 - 20 MA, Electrical connection: 1/2 inch NPT, Air connections: 1/4 inch NPT, Limit switch , Yes, Inductive | EA | 3 | 0 | 0 | NO | 2451.0292 | 702886.3826 | ARCA REGLER GMBH | 2257130 |  | 02,22 | 1 | [8 empty] | 41521 | 43325 | 43342
11502 | 29200000TL | 03483 | EG1019009 | P | 58800575 | 58 | EGTL Spares | Mtce | 50 | 50Z | BEARING: ISOLATOR | PROTECH/LWM | Bearings & Accessories - All :FOR DIESEL TRANSFER PUMP,183-PC-020A/B,SULZER MODEL NR: 1.5 X 3 10-1 OHH ,SERIAL NUMBERS:359774 ,359775 ,PART NUMBER BEARING ISOLATOR :426.321 ,DRAWING NR:PCS 1000098840010-01 | EA | 2 | 1 | 2 | NO | 1638.4 | 254328.832 | SULZER | 426.321 |  | 01,21,22 | 1 |  |  |  |  | 63458 |  |  |  | 41523 |  | 41577
11503 | 29200000TL | 03483 | EG1019009 | P | 58800576 | 58 | EGTL Spares | Mtce | 50 | 50Z | BEARING: ISOLATOR | PROTECH/LWM | Bearings & Accessories - All :FOR DIESEL TRANSFER PUMP,183-PC-020A/B,SULZER MODEL NR: 1.5 X 3 10-1 OHH ,SERIAL NUMBERS:359774 ,359775 ,PART NUMBER BEARING ISOLATOR :426.321 ,DRAWING NR:PCS 1000098840010-01 | EA | 2 | 1 | 2 | NO | 1584.76 | 246002.2948 | SULZER | 426.322 |  | 01,21,22 | 1 |  |  |  |  | 63459 |  |  |  | 41523 |  | 41577
11504 | 29200000TL | 03483 | EG1021012 | P | 58800598 | 58 | EGTL Spares | Mtce | 66 | 66H | VALVE | PRESSURE SAFETY | Valve-Safety Relief : 172-PSV--712 VALVE TYPE: Conventional INLET SIZE: 0.75 Inch MNPT OUTLET SIZE: 1 Inch FNPT SERIAL NUMBER: T12-24831 SPRING NUMBER: X09750 TRIM MATERIAL BODY: CS NOZZLE: SS TRIM: SS SPRING: 17-7 | EA | 1 | 0 | 0 | NO | 1952.83 | 303116.8025 | CROSBY | 951101MD |  | 02 | 1 |  | 2CBC |  |  | 63551 |  |  |  | 41529 |  | 41565
11505 | 29200000TL | 03483 | EG1028002 | S | 58800607 | 58 | EGTL Spares | Mtce | 66 | 66H | VALVE | PRESSURE SAFETY | PSV: 0.5" 150# RF X 0.5" 150# RF, SET - 7BARG, PN: 400-2E0-6X. MODEL NUMBER: 400-2E0-6X. REPLACED WITH SYMBOL 58100998 | EA | 1 | 0 | 0 | NO | 1210.19 | 187881.9975 | TECHNICAL | 400-2E0-6X |  | 02 | 1 |  | 1BBB |  |  | 63551 |  |  |  | 41529 |  | 41583
11506 | 29200000TL | 03483 | EG1028002 | S | 58800608 | 58 | EGTL Spares | Mtce | 66 | 66H | VALVE | PRESSURE SAFETY | Valve-Safety Relief : website:http://www.technical.it/www/index.php?&lang=engH2SO4 DischargePARENT EQUIPMENT NUMBER: 171-PX-063A/BNOZZLE(FULL/SEMI): FullDESIGN: Safety-Relief TYPE:ConventionalOPERATING PRESURE: 4 bar-gOPERATING TEMPERATURE: 35 deg CINLET | EA | 1 | 0 | 0 | NO | 1210.19 | 187881.9975 | TECHNICAL | 400-2E0-6X |  | 02 | 1 |  | 2CBC |  |  | 63551 |  |  |  | 41529 |  | 41583
11507 | 29200000TL | 03483 | EG1018008 | P | 58800610 | 58 | EGTL Spares | Mtce | 51 | 51Z | CAPACITOR: 26UF +- 3% | 525VAC 50 60HZ | Electric-Other : 100 DEGREES C MAX | EA | 85 | 110 | 150 | NO | 29.61 | 4596.3038 | AEROVOX | 2776-MF |  | 01,10 | 15 |  |  |  |  | 63583 |  |  |  | 41537 | 45873 | 41676 | -30 | 1 |  |  | -5 | 1
11508 | 29200000TL | 03483 | EG1017011 | P | 58800661 | 58 | EGTL Spares | Mtce | 14 | 14Z | CUP: ALUMINA 3/8 IN, EXTRA | LONG FOR GAS LENS TORCH | Instruments - Other & Parts : 26FV SUPPLIER: Southern Welding Systems International LLC3908 1st StreetPearland, Texas 77581Telephone (281)485-9772 Fax (281)485-4386sales@swsintl.com | EA | 5 | 2 | 5 | NO | 13 | 2018.25 | PROFAX | PFX.57N75 |  | 01,22 | 1 |  |  |  |  | 63633 |  | PFX.26FV-25R-TTC |  | 41567 |  | 41682
11509 | 29200000TL | 03483 | EG1017011 | P | 58800662 | 58 | EGTL Spares | Mtce | 14 | 14Z | CUP: ALUMINA 7/16 IN | FOR GAS LENS TORCH | Instruments - Other & Parts : 17-18-26 series 26FV, SUPPLIER: Southern Welding Systems International LLC3908 1st StreetPearland, Texas 77581Telephone (281)485-9772 Fax (281)485-4386sales@swsintl.com | EA | 5 | 2 | 5 | NO | 15 | 4182.55 | PROFAX | PFX.54N15L |  | 01,22 | 1 |  |  |  |  | 63633 |  | PFX.54N15L |  | 41567 | 42706 | 42760
11510 | 29200000TL | 03483 | EG1017011 | P | 58800663 | 58 | EGTL Spares | Mtce | 14 | 14Z | CUP: ALUMINA 1/2 IN | FOR GAS LENS TORCH | Instruments - Other & Parts : 17-18-26 series 26FV SUPPLIER: Southern Welding Systems International LLC3908 1st StreetPearland, Texas 77581Telephone (281)485-9772 Fax (281)485-4386sales@swsintl.com | EA | 5 | 2 | 5 | NO | 13 | 2018.25 | PROFAX | PFX.54N14L |  | 01,22 | 1 |  |  |  |  | 63633 |  | PFX.54N14L |  | 41567 |  | 41682
11511 | 29200000TL | 03483 | EG1017011 | P | 58800664 | 58 | EGTL Spares | Mtce | 14 | 14Z | CUP: ALUMINA 3/8 IN | FOR GAS LENS TORCH | Instruments - Other & Parts : 17-18-26 series; SUPPLIER: Southern Welding Systems International LLC3908 1st StreetPearland, Texas 77581Telephone (281)485-9772 Fax (281)485-4386sales@swsintl.com | EA | 1 | 0 | 0 | NO | 13 | 2018.25 | PROFAX | PFX.54N16L |  | 01,22 | 1 |  |  |  |  | 63633 |  | PFX.54N16L |  | 41567 | 42706 | 41682
11512 | 29200000TL | 03483 | EG1017011 | P | 58800665 | 58 | EGTL Spares | Mtce | 14 | 14Z | CUP: ALUMINA 5/16 IN | FOR GAS LENS TORCH | Instruments - Other & Parts : 17-18-26 series; SUPPLIER: Southern Welding Systems International LLC3908 1st StreetPearland, Texas 77581Telephone (281)485-9772 Fax (281)485-4386sales@swsintl.com | EA | 5 | 3 | 5 | NO | 15 | 2328.75 | PROFAX | PFX.54N17L |  | 01,22 | 1 |  |  |  |  | 63633 |  | PFX.54N17L |  | 41567 |  | 41682
11513 | 29200000TL | 03483 | EG1017011 | P | 58800667 | 58 | EGTL Spares | Mtce | 14 | 14Z | CUP: ALUMINA 7/16 IN | FOR GAS LENS TORCH | Instruments - Other & Parts : 17-18-26 Serie SUPPLIER: Southern Welding Systems International LLC3908 1st StreetPearland, Texas 77581Telephone (281)485-9772 Fax (281)485-4386sales@swsintl.com | EA | 5 | 3 | 5 | NO | 14 | 2173.5 | PROFAX | PFX.54N15 |  | 01,22 | 1 |  |  |  |  | 63633 |  | PFX.54N15 |  | 41567 |  | 41682
11514 | 29200000TL | 03483 | EG1017011 | P | 58800668 | 58 | EGTL Spares | Mtce | 14 | 14Z | CUP: ALUMINA 3/8 IN | FOR GAS LENS TORCH | Instruments - Other & Parts : 17-18-26 Series SUPPLIER:Southern Welding Systems International LLC3908 1st StreetPearland, Texas 77581Telephone (281)485-9772 Fax (281)485-4386sales@swsintl.com | EA | 5 | 3 | 5 | NO | 14 | 2173.5 | PROFAX | PFX.54N16 |  | 01,22 | 1 |  |  |  |  | 63633 |  | PFX.54N16 |  | 41567 |  | 41682
11515 | 29200000TL | 03483 | EG1017011 | P | 58800669 | 58 | EGTL Spares | Mtce | 14 | 14Z | CUP: ALUMINA 5/16 IN | FOR GAS LENS TORCH | Instruments - Other & Parts : 17-18-26 Serie;(10EA IN A PACK) | PK | 5 | 3 | 5 | NO | 67.156 | 10425.518 | PROFAX | PFX.54N17 |  | 01,22 | 1 |  |  |  |  | 63633 |  | PFX.54N17 |  | 41567 |  | 41687
11516 | 29200000TL | 03483 | EG1017011 | P | 58800670 | 58 | EGTL Spares | Mtce | 14 | 14Z | CUP: ALUMINA 1/4 IN | FOR GAS LENS TORCH | Instruments - Other & Parts : 17-18-26 Serie; SUPPLIER: Southern Welding Systems International LLC3908 1st StreetPearland, Texas 77581Telephone (281)485-9772 Fax (281)485-4386sales@swsintl.com | EA | 5 | 0 | 0 | NO | 16 | 2484 | PROFAX | PFX.54N18 |  | 01,22 | 1 |  |  |  |  | 63633 |  | PFX.54N18 |  | 41567 |  | 41682
11517 | 29200000TL | 03483 | EG1017011 | P | 58800671 | 58 | EGTL Spares | Mtce | 14 | 14Z | COLLET | TORCH 1/8 IN | Instruments - Other & Parts : 9-20-25 Series; SUPPLIER: Southern Welding Systems International LLC3908 1st StreetPearland, Texas 77581Telephone (281)485-9772 Fax (281)485-4386sales@swsintl.com | EA | 5 | 3 | 5 | NO | 15 | 2328.75 | PROFAX | PFX.13N24 |  | 00 | 1 |  | 2CBC |  |  | 63633 |  | PFX.13N24 |  | 41567 |  | 41682
11518 | 29200000TL | 03483 | EG1017011 | P | 58800672 | 58 | EGTL Spares | Mtce | 14 | 14Z | COLLET | TORCH 3/32 IN | Instruments - Other & Parts : 9-20-25 Series; SUPPLIER: Southern Welding Systems International LLC3908 1st StreetPearland, Texas 77581Telephone (281)485-9772 Fax (281)485-4386sales@swsintl.com | EA | 5 | 3 | 5 | NO | 24.8 | 6220.2 | PROFAX | PFX.13N23 |  | 00 | 1 |  | 2CBC |  |  | 63633 |  | PFX.13N23 |  | 41567 | 42994 | 43006
11519 | 29200000TL | 03483 | EG1017011 | P | 58800673 | 58 | EGTL Spares | Mtce | 14 | 14Z | COLLET | TORCH 1/8 IN | Instruments - Other & Parts : (10 Pack) 17-18-26 Series; SUPPLIER:Southern Welding Systems International LLC3908 1st StreetPearland, Texas 77581Telephone (281)485-9772 Fax (281)485-4386sales@swsintl.com | EA | 4 | 3 | 5 | NO | 21.9286 | 6503.923 | PROFAX | PFX.10N25 |  | 00 | 1 |  | 2CBC |  |  | 63633 |  | PFX.10N25 |  | 41567 | 42769 | 42696
11520 | 29200000TL | 03483 | EG1017011 | P | 58800675 | 58 | EGTL Spares | Mtce | 14 | 14Z | LENS | GAS 1/8 IN TORCH 9V | Instruments - Other & Parts : 9-20-25 Series SUPPLIER: Southern Welding Systems International LLC3908 1st StreetPearland, Texas 77581Telephone (281)485-9772 Fax (281)485-4386sales@swsintl.com | EA | 5 | 0 | 0 | NO | 17 | 2639.25 | PROFAX | PFX.45V45 |  | 00 | 1 |  | 2CBC |  |  | 63633 |  | PFX.45V45 |  | 41567 |  | 41682
11521 | 29200000TL | 03483 | EG1017011 | P | 58800677 | 58 | EGTL Spares | Mtce | 14 | 14Z | LENS: GAS 1/8 IN TORCH | EXTRA LARGE | Instruments - Other & Parts : 17-18-26 Series; 26FV; SUPPLIER: Southern Welding Systems International LLC3908 1st StreetPearland, Texas 77581Telephone (281)485-9772 Fax (281)485-4386sales@swsintl.com | EA | 5 | 0 | 0 | NO | 20 | 6102 | PROFAX | PFX.995795 |  | 00 | 1 |  |  |  |  | 63633 |  | PFX.995795 |  | 41567 | 42769 | 42790
11522 | 29200000TL | 03483 | EG1017011 | P | 58800678 | 58 | EGTL Spares | Mtce | 14 | 14Z | GAS: LENS 3/32 IN EXTRA LARGE | 26FV | Instruments - Other & Parts : SUPPLIER:Southern Welding Systems International LLC3908 1st StreetPearland, Texas 77581Telephone (281)485-9772 Fax (281)485-4386sales@swsintl.com | EA | 5 | 0 | 0 | NO | 42 | 12810 | PROFAX | PFX.45V64 |  | 00 | 1 |  |  |  |  | 63633 |  | PFX.45V64 |  | 41567 | 42706 | 42725
11523 | 29200000TL | 03483 | EG1017011 | P | 58800679 | 58 | EGTL Spares | Mtce | 14 | 14Z | LENS | GAS 1/8 IN, TORCH 26FV | Instruments - Other & Parts : 17-18-26 Series TIG Torch SUPPLIER:Southern Welding Systems International LLC3908 1st StreetPearland, Texas 77581Telephone (281)485-9772 Fax (281)485-4386sales@swsintl.com | EA | 5 | 3 | 5 | NO | 23.182 | 7069.0145 | PROFAX | PFX.45V27 |  | 00 | 1 |  | 2CBC |  |  | 63633 |  | PFX.45V27 |  | 41567 | 42706 | 42725
11524 | 29200000TL | 03483 | EG1017011 | P | 58800680 | 58 | EGTL Spares | Mtce | 14 | 14Z | LENS | GAS 3/32 IN, TORCH 26FV | Instruments - Other & Parts : 17-18-26 Series TIG Torch SUPPLIER:Southern Welding Systems International LLC3908 1st StreetPearland, Texas 77581Telephone (281)485-9772 Fax (281)485-4386sales@swsintl.com | EA | 5 | 3 | 5 | NO | 18.1022 | 4462.725 | PROFAX | PFX.45V26 |  | 00 | 1 |  | 2CBC |  |  | 63633 |  | PFX.45V26 |  | 41567 | 42621 | 42632
11525 | 29200000TL | 03483 | EG1018020 | P | 58800684 | 58 | EGTL Spares | Mtce | 14 | 14I | DETECTOR: RESISTANCE | TEMPERATURE DUPLEX PT 62.5 Cm | Temperature and heat measuring instruments : EGTL ASU U10 CC-102 & 201, 110-TE-1371A&B, 2371A&B-50... +250CDIN EN 60751TR002 PART NUMBER CHANGE FROM CC02 3F05KJ5 TO EZ#51247518 | EA | 4 | 2 | 4 | NO | 802.54 | 124578.2842 | WIKA INSTRUMENT | EZ#51247518 |  | 00 | 1 |  |  |  |  | 64302 |  |  |  | 41567 |  | 41656
11526 | 29200000TL | 03483 | EG1019008 | P | 58800688 | 58 | EGTL Spares | Mtce | 72 | 72Z | KIT:GENIE FILTER MEMBRANE | MODEL 225 REPLACEABLE | Filtration - Filters/ Other : FOR SAMPLE SYSTEM OF FP AND CFPP ANALYZERS PART NUMBER 205-503 MANUFACTURER:A+ CORPORATION, 41041 BLACK BAYOU RD, GONZALES, LA, 70737 TAG: 150 AT 0010 & 150 AT 0011 | KI | 13 | 10 | 25 | NO | 155 | 24063.839 | A+ CORPORATION | 205-503 |  | 01,22 | 1 |  |  |  |  | 64317 |  |  |  | 41567 | 44971 | 41711 |  |  |  |  | -4 | 1
11527 | 29200000TL | 03483 | EG1017011 | P | 58800690 | 58 | EGTL Spares | Mtce | 14 | 14A | TUBE:QUARTZ, GLASS | FOR H2S ANALYZER | Analyzers & Monitors : | EA | 1 | 2 | 6 | NO | 256.97 | 43042.475 | GALVANIC APPLIED SCIENCES | MC0651Q |  | 01,22 | 1 |  |  |  |  | 64321 |  |  |  | 41567 | 45629 | 42012 |  |  | -1 | 1 | -3 | 3
11528 | 29200000TL | 03483 | EG1018019 | P | 58800693 | 58 | EGTL Spares | Mtce | 50 | 50Z | BEARING:ROLLER | AXIAL ALIGNMENT | Bearings & Accessories - All :SKF 29412E 160-PC-001A/B SULZER PART NUMBER 230.06 DRAWING NR1-S.1740.051-X | EA | 1 | 1 | 2 | NO | 2252.8 | 349702.144 | SULZER PUMPS NIG LTD | 320.06 | 29412 E | 01,21,22 | 1 |  |  |  |  | 64496 |  |  |  | 41567 | 43989 | 41683
11529 | 29200000TL | 03483 | EG1016011 | P | 58800694 | 58 | EGTL Spares | Mtce | 66 | 66Z | VALVE: SOLENOID 3/2 WAY | TYPE: CP 0632 CPU oH | Valve-Other : DN 6, Air, 0(1)…8 bar, TÜV-Certificate up to SIL4Incl. mounting kit Art.-No. 980.142.00and Installing instructions Type 0632 CPU ... (Prospectus Art.-no.128.263.01) enclosed as a setCustoms Tariff 84.812.090, country of origin, Weight : 3,18 | EA | 2 | 1 | 2 | NO | 1311.41 | 203556.073 | SCHWEIZ | CP0632 |  | 02 | 1 |  |  |  |  | 64571 |  |  |  | 41567 |  | 41625
11530 | 29200000TL | 03483 | EG1018008 | P | 58800717 | 58 | EGTL Spares | Mtce | 51 | 51Z | SWITCH: PRESSURE | 20-500 PSI | Electric-Other : | EA | 2 | 1 | 2 | NO | 635 | 98570.342 | UNITED ELECTRICAL CONTROL | QJ120-15193 |  | 01,10 | 1 |  |  |  |  | 64913 |  | QJ120-15193 |  | 41577 |  | 41628
11531 | 29200000TL | 03483 | EG1019008 | P | 58800723 | 58 | EGTL Spares | Mtce | 51 | 51B | BEACON | STROBE LIGHT | Electric Components - Lighting : FOR FIRE & GAS SYSTEMS ON THE RIBS, SUBS EGTL PART NUMBER: XB11UL02406RYBNYPR MANUFACTURER: COOPER MEDC LIMITED, 3413 NORTH SAM HOUSTON PARKWAY WEST, SUITE 212, HOUSTON, TX, 77086, USACHANGE SAR BECAUSE MANUF PART NO: XB11 | EA | 2 | 1 | 2 | NO | 650 | 198477.5 | COOPER MEDC LIMITED | XB11UL02406RYBNYPR |  | 00 | 1 |  | 2CBC |  |  | 64972 |  |  |  | 41579 | 42719 | 42761
11532 | 29200000TL | 03483 | EG1016012 | P | 58800729 | 58 | EGTL Spares | Mtce | 54 | 54A | O-RING | ASSORTMENT | Gaskets : 36 Sizes, 325 Pieces in a Plastic Case Mc Master Carr 94895K31 | EA | 8 | 4 | 8 | NO | 176.12 | 27337.2138 | MC MASTERCARR | 94895K31 |  | 01 | 1 |  | 2CBC |  |  | 64984 |  |  |  | 41580 |  | 41625
11533 | 29200000TL | 03483 | EG1019016 | P | 58800745 | 58 | EGTL Spares | Mtce | 14 | 14H | SWITCH: PRESSURE | FIELD ADJUST TYPE J120 | Pressure measuring and control Instruments : FOR EGTL UNIT 30 AGTOR SEAL OIL PRESSURE 130-PSL-0290 RANGE 20-500 PSI.PRESSURE SWITCH . 130-PSL-0290, RANGE:20-500PSI,1.4-34.5BAR,316 ST/ST, 15A,480VAC, TYPE:4X,7.9, AMB.-05DEG C (-58DEG F) TO +71DEG C (160DEG | EA | 4 | 2 | 4 | NO | 1084.13 | 168289.4999 | UNITED ELECTTRIC CONTROLS | QJ120-15193 |  | 01,02,10,22 | 1 |  |  |  |  | 65146 |  |  |  | 41581 |  | 41662
11534 | 29200000TL | 03483 | EG1018008 | P | 58800749 | 58 | EGTL Spares | Mtce | 60 | 60B | STRAINER : Y-TYPE | 1 INCH PVC | Fabricated Piping :TRANSPARENT WITH 20 MESH FOR CALCIUM HYPOCHLORITE SYSTEM | EA | 6 | 0 | 0 | NO | 95 | 14746.7441 | GEORG FISCHER | 192306449 |  | 00 | 1 |  | 1BBB |  | 710523 | 65227 |  |  |  | 41581 | 44194 | 41645
11535 | 29200000TL | 03483 | EG1019003 | P | 58800789 | 58 | EGTL Spares | Mtce | 76 | 76Z | FUSE: WEBER | 35A, 500V | Pumps-Other : WITH P/N KTF-35A 500V NHOOC 120KA FUSE | EA | 20 | 0 | 0 | NO | 7.5 | 1164.3 | WEBER | KTF-35A 500V NHOOC 120KA |  | 01 | 1 |  |  |  |  | 65259 |  |  |  | 41603 |  | 41683
11536 | 29200000TL | 03483 | EG1018016 | P | 58800795 | 58 | EGTL Spares | Mtce | 02 | 02A | RELAY:UNDERVOLTAGE | DE-ENERGIZ | Heating Ventilation and Air Conditioning Equipnment & Parts : | EA | 13 | 10 | 15 | NO | 200 | 31050.1149 | TYCO ELETRONICS | 252-PVUU-PQBX-C6-EB |  | 01,10 | 1 |  |  |  |  | 65258 |  |  |  | 41604 | 43918 | 41683
11537 | 29200000TL | 03483 | EG1028009 | S | 58800800 | 58 | EGTL Spares | Mtce | 87 | 87B | FILTER | AIR, KUBOTA TRACTOR | Engines - Parts : | EA | 15 | 10 | 20 | NO | 86.3 | 13398.075 | KUBOTA | 15741-11080 |  | 01 | 1 |  | 2CBC |  |  | 65257 |  |  |  | 41604 | 44985 | 41624 |  |  |  |  | -1 | 1
11538 | 29200000TL | 03483 | EG1018004 | P | 58800801 | 58 | EGTL Spares | Mtce | 11 | 11J | MODULE | CONTROL NET FIBER RING | Computer Hardware - IT Network Equipment : LONG DISTANCE FIBER RING REPEATER MODULE. CAT.NO./ SERIES:1786-RPFRL/B; PART NO. 97312273 | EA | 3 | 1 | 2 | NO | 2271.4933 | 526487.0205 | ALLEN-BRADLEY | 1786-RPFRL |  | 01,22 | 1 |  | 2CBC |  |  | 65270 |  |  |  | 41604 | 43206 | 43521
11539 | 29200000TL | 03483 | EG1019016 | P | 58800806 | 58 | EGTL Spares | Mtce | 66 | 66S | VALVE: SOLENOID | 3 WAY,1/2IN PORT,1/4WATT COIL | Valve - On/Off, solenoid, actuated :316SS, SOLENOID EV8316G384. (Parent Equip Tag :187-KV-0009, 187-KV-0021, 187-KV-0006, 187-KV-0026 ) | EA | 1 | 5 | 10 | NO | 910.43 | 141335.1532 | ASCO | EV8316G384 |  | 02 | 1 |  |  |  |  | 65381 |  | EV8316G384 |  | 41607 | 45923 | 41647 | -2 | 2 |  |  | -3 | 3
11540 | 29200000TL | 03483 | EG1016020 | P | 58800808 | 58 | EGTL Spares | Mtce | 06 | 06Z | REFILL:DISSOLVED OXYGEN, | RANGE 0-20 PPB,ULR, | Chemicals - Other : COMES IN A PLASTIC CASE AND CONTAINS EVERYTHING NEEDED TO PERFORM 30 TESTS, REFILL, COMPARATOR, ADHESIVE MOUNTING CLAMP, SAMPLING TUBE, INSTRUCTIONS AND MSDS, SHELF LIFE 2 YEARS. (SAME WITH AGBAMI SYMBOL # 97808189). All chemicals an | PK | 1 | 2 | 4 | NO | 158.2625 | 48405.3725 | CHEMETRICS INC | R-7511 |  | 02,12,22 | 4 |  |  |  |  | 64587 |  |  |  | 41608 | 44177 | 43664
11541 | 29200000TL | 03483 | EG1025004 | P | 58800812 | 58 | EGTL Spares | Mtce | 54 | 54A | SEAL: RING | TRANSMITTER MANIFOLD | Seals : | EA | 30 | 15 | 30 | NO | 97.2137 | 15092.3959 | OLIVER INSTRUMENT | 3020 PTFE |  | 01,02,22 | 5 |  | 1BBB |  |  | 65495 |  |  |  | 41608 |  | 41663
11542 | 29200000TL | 03483 | EG1028010 | P | 58800828 | 58 | EGTL Spares | Mtce | 76 | 76Z | SPRING: SET | PUMP THRUST BEARING | Pumps-Other : 8 SPRINGS FOR THRUST BEARING SULZER PUMP, MODEL ZF 150-4400 ,SERIAL NO 207687, 207688, DRAWING NO 1-S.1740.051-X | ST | 2 | 1 | 2 | NO | 2589.25 | 401929.2775 | SULZER | 95001 |  | 01,22 | 1 |  |  |  |  | 65470 |  | ZF150-4400 |  | 41608 |  | 41683
11543 | 29200000TL | 03483 | EG1017016 | P | 58800833 | 58 | EGTL Spares | Mtce | 54 | 54A | GASKET: MANIFOLD TRANSMITTER | FILLED PTFE | Gaskets : MODULE O-RING FOR ROSEMOUNT MANIFOLD. | EA | 8 | 5 | 10 | NO | 69 | 10712.25 | ROSEMOUNT | 03031-0234-0002 |  | 01 | 1 |  |  |  |  | 65461 |  |  |  | 41608 | 45152 | 41618 |  |  |  |  | -2 | 1
11544 | 29200000TL | 03483 | EG1017016 | P | 58800834 | 58 | EGTL Spares | Mtce | 54 | 54A | GASKET: MANIFOLD TRANSMITTER | FILLED PTFE | Gaskets : MODULE O-RING FOR ROSEMOUNT MANIFOLD. | EA | 6 | 5 | 10 | NO | 45 | 6986.25 | ROSEMOUNT | 03031-0234-0001 |  | 01 | 1 |  |  |  |  | 65461 |  |  |  | 41608 | 45352 | 41618 |  |  | -4 | 1
11545 | 29200000TL | 03483 | EG1017016 | P | 58800835 | 58 | EGTL Spares | Mtce | 54 | 54A | GASKET: MANIFOLD TRANSMITTER | FILLED PTFE | Gaskets : FLANGE O-RING FOR ROSEMOUNT MANIFOLD | EA | 10 | 5 | 10 | NO | 86 | 13351.5 | ROSEMOUNT | 03031-1302-0002 |  | 01 | 1 |  |  |  |  | 65461 |  |  |  | 41608 |  | 41618
11546 | 29200000TL | 03483 | EG1017016 | P | 58800836 | 58 | EGTL Spares | Mtce | 54 | 54A | GASKET: MANIFOLD TRANSMITTER | FILLED PTFE | Gaskets : FLANGE O-RING FOR ROSEMOUNT MANIFOLD | EA | 7 | 5 | 10 | NO | 67 | 10401.75 | ROUSEMOUNT | 03031-0019-0003 |  | 01 | 1 |  |  |  |  | 65461 |  |  |  | 41608 | 43051 | 41618
11547 | 29200000TL | 03483 | EG1018009 | P | 58800840 | 58 | EGTL Spares | Mtce | 51 | 51Z | KIT | RAYCHEM LIGHTED END | Electric-Other : FOR ELECTRIC HEAT TRACING IN EGTL PLANT | EA | 12 | 6 | 12 | NO | 236.03 | 36643.7931 | RAYCHEM | E-100-L1-A |  | 01 | 2 |  | 2CBC |  |  | 65551 |  |  |  | 41626 |  | 41666
11548 | 29200000TL | 03483 | EG1018009 | P | 58800841 | 58 | EGTL Spares | Mtce | 54 | 54D | MONITOR:GROUND FAULT | SE-701 | Packing / Glands / Stuffing Boxes : REPLACEMENT SPARES FOR EGTL 480 VOLTS DISTRIBUTION PANELS | EA | 3 | 3 | 5 | NO | 946.77 | 146986.5863 | STARTCO ENGINEERING LTD | SE-701 |  | 00 | 1 |  |  |  |  | 65567 |  |  |  | 41626 | 43016 | 41666
11549 | 29200000TL | 03483 | EG1019002 | P | 58800843 | 58 | EGTL Spares | Mtce | 51 | 51Z | ELEMENT: RTD TEMPERATURE | RTD PT 100 Duplex | Electric-Other : EEx-ia, lg:200 Pos No.: 560 c/w attachment. RTD Element is for the Lufkin France Gearbox on the ASU BAC, Model No: NF 1919D, Serial No: 30-6246 & 30-6247. Gearbox data sheet: EGTL1-APP-MEC-DS-100006 | EA | 6 | 4 | 6 | NO | 1046 | 319877.26 | LUFKIN FRANCE SA | 7585301000 |  | 01 | 1 |  |  |  |  | 65584 |  |  |  | 41627 | 42770 | 42888
11550 | 29200000TL | 03483 | EG1019002 | P | 58800844 | 58 | EGTL Spares | Mtce | 51 | 51Z | ELEMENT: TEMPERATURE RTD | PT 100 DUPLEX | Electric-Other : RTD PT 100 Duplex, EEx-ia, lg:200 Pos No.: 560 (Short RTD) RTD Element is for the Lufkin France Gearbox on the ASU BAC, Model No: NF 1919D, Serial No: 30-6246 & 30-6247. Gearbox data sheet: EGTL1-APP-MEC-DS-100006 c/w attachment. | EA | 6 | 4 | 6 | NO | 1207.8067 | 279152.3807 | LUFKIN FRANCE SA | 7585300900 |  | 01 | 1 | [8 empty] | 41627 | 42768 | 42834
11551 | 29300000TL | 03483 | EG1018009 | P | 58800847 | 58 | EGTL Spares | Mtce | 14 | 14H | GAUGE: PRESSURE | RANGE:0-60 BAR | Pressure measuring and control Instruments : Dail Size: 4 1/2 inch, Connection Size: 1/2 inch, Model: 263.34, Liquid filled case with OPTIONAL EXTRAS: Halocarbon case filling and cleaned ((for OXYGEN service. Draw No. EGTL1-MGN-INS-DS-202004 Rev.P4 (To be | EA | 2 | 1 | 2 | YES | 845.26 | 1265599.3454 | WIKA |  |  | 05 | [5 empty] | 65581 |  |  |  | 43782 |  | 45826
11552 | 29200000TL | 03483 | EG1018019 | P | 58800854 | 58 | EGTL Spares | Mtce | 66 | 66P | VALVE:DIRECTIONAL CONTROL | PAKER CPI/D3A1CV | Valve - Control : MYCOM ID: DIRV-1-1-3-1-1-11-3, 3,45 Barg (50 PSIG) Air supply, SPD-34A AS PER DATASHEET EGTL1-MUP-MEC-DS-352525. | EA | 1 | 0 | 0 | NO | 657.9223 | 273587.1234 | PARKER | D3A1CV |  | 02,22 | 1 |  |  |  |  | 65633 |  |  |  | 41628 | 44683 | 42235
11553 | 29200000TL | 03483 | EG1020001 | P | 58800856 | 58 | EGTL Spares | Mtce | 14 | 14Z | TRANSMITTER | TURBIDITY | Instruments - Other & Parts : CLARITY II ANALYZER TRANSMITTER WITH SINGAL INPUT AND HART COMPLIANT | EA | 1 | 0 | 1 | NO | 3037 | 471463.88 | EMERSON PROCESS MANAGEMEN | 1056-03-27-38-HT |  | 05,22 | 1 |  | 2CBC |  |  | 65674 |  |  |  | 41644 |  | 41705
11554 | 29200000TL | 03483 | EG1020003 | P | 58800858 | 58 | EGTL Spares | Mtce | 14 | 14Z | CABLE: SENSOR | TURBIDITY | Instruments - Other & Parts : CLARITY II ANALYZER CABLE 3 FT. | EA | 1 | 1 | 2 | NO | 214.27 | 65418.7738 | EMERSON PROCESS MANAGEMEN | 24138-00 |  | 01,10,22 | 1 |  |  |  |  | 65674 |  |  |  | 41644 | 43308 | 43321
11555 | 29200000TL | 03483 | EG1020003 | P | 58800859 | 58 | EGTL Spares | Mtce | 14 | 14Z | CUP | CALIBRATION TURBIDITY | Instruments - Other & Parts : CLARITY II ANALYZER. | EA | 3 | 1 | 3 | NO | 300 | 46572 | EMERSON PROCESS MANAGEMEN | 24101-00 |  | 01,22 | 1 |  | 2CBC |  |  | 65674 |  |  |  | 41644 |  | 41705
11556 | 29300000TL | 03483 | EG1020003 | P | 58800860 | 58 | EGTL Spares | Mtce | 14 | 14A | ANALYZER | TURBIDITY DEBUBBLER | Analyzers & Monitors : CLARITY II ANALYZER MOLDED CHAMBER DEBUBBLER. | EA | 1 | 0 | 1 | YES | 3168.49 | 4861255.7825 | EMERSON PROCESS MANAGEMEN | 24170-00 |  | 22 | 1 |  | 2CBC |  |  | 65674 |  |  |  | 43770 | 45317 | 45357 |  |  | -1 | 1
11557 | 29200000TL | 03483 | EG1020003 | P | 58800861 | 58 | EGTL Spares | Mtce | 14 | 14A | BOARD | LAMP TURBIDITY ANALYZER | Analyzers & Monitors : CLARITY II ANALYZER REPLACEMENT LAMP BOARD KIT ISO. | EA | 2 | 1 | 2 | NO | 309 | 72430.285 | EMERSON PROCESS MANAGEMEN | 1-901-0010-ISO |  | 01,22 | 1 |  | 2CBC |  |  | 65674 |  |  |  | 41644 | 43269 | 43281
11558 | 29200000TL | 03483 | EG1020018 | P | 58800863 | 58 | EGTL Spares | Mtce | 54 | 54A | SEAL: | LID CONDENSATE CHAMBER | Seals : Oil Cleaning Vacuum Dehydration Unit Model: PVS -1800 Serial No. 35556 Wilson SupplyUSA | EA | 2 | 1 | 2 | NO | 39.54 | 6138.1896 | PARKER | V-72449 |  | 01 | 1 |  | 1BBB |  |  | 66153 |  | PARKER PVS 1800 |  | 41644 |  | 41705
11559 | 29200000TL | 03483 | EG1020018 | P | 58800864 | 58 | EGTL Spares | Mtce | 54 | 54A | SEAL | LID VACUUM CHAMBER | Seals : Oil Cleaning Vacuum Dehydration Unit Model: PVS -1800 Serial No. 35556 Wilson SupplyUSA | EA | 4 | 2 | 4 | NO | 77.88 | 12090.0912 | PARKER | V-72469 |  | 01,22 | 2 |  | 1BBB |  |  | 66153 |  | PARKER PVS 1800 |  | 41644 |  | 41705
11560 | 29200000TL | 03483 | EG1020003 | P | 58800872 | 58 | EGTL Spares | Mtce | 14 | 14Z | ASSY | PCB CARD SIGNAL PH | Instruments - Other & Parts : TRANSMITTER 1055 & 1056 ORP, PH, CONDUCTIVITY & TURBIDITY | EA | 2 | 1 | 2 | NO | 693 | 107581.32 | EMERSON PROCESS MANAGEMEN | 24207-00 |  | 01,22 | 1 |  | 2CBC |  |  | 66088 |  |  |  | 41647 |  | 41705
11561 | 29200000TL | 03483 | EG1020003 | P | 58800873 | 58 | EGTL Spares | Mtce | 14 | 14Z | ASSY | PCB CARD SIGNAL ORP | Instruments - Other & Parts : TRANSMITTER 1055 & 1056 ORP, PH, CONDUCTIVITY & TURBIDITY | EA | 2 | 1 | 2 | NO | 693 | 107581.32 | EMERSON PROCESS MANAGEMEN | 24215-00 |  | 01,22 | 1 |  | 2CBC |  |  | 66088 |  |  |  | 41647 |  | 41705
11562 | 29200000TL | 03483 | EG1020003 | P | 58800874 | 58 | EGTL Spares | Mtce | 14 | 14Z | ASSEMBLY: CARD, | CONDUCTIVITY SIGNAL PCB | Instruments - Other & Parts : FOR EMERSON ROSEMOUNT TRANSMITTER 1055 & 1056 ORP, PH, CONDUCTIVITY & TURBIDITY. | AS | 2 | 1 | 2 | NO | 799 | 191929.86 | EMERSON PROCESS MANAGEMEN | 24273 |  | 01,22 | 1 |  |  |  |  | 66088 |  |  |  | 41647 | 43055 | 43099
11563 | 29200000TL | 03483 | EG1020003 | P | 58800876 | 58 | EGTL Spares | Mtce | 14 | 14Z | CABLE: RIBBON | 2X POLYCARBONATE 10 PIN | Instruments - Other & Parts : FOR EMERSON ROSEMOUNT TRANSMITTER 1055 & 1056 ORP, PH, CONDUCTIVITY & TURBIDITY. | EA | 2 | 1 | 2 | NO | 10 | 1552.4 | EMERSON PROCESS MANAGEMEN | 24225-00 |  | 01,10,22 | 1 |  |  |  |  | 66088 |  |  |  | 41647 |  | 41705
11564 | 29200000TL | 03483 | EG1020003 | P | 58800877 | 58 | EGTL Spares | Mtce | 14 | 14Z | CABLE: RIBBON | 14 PIN POLYCARBONATE | Instruments - Other & Parts : FOR EMERSON ROSEMOUNT TRANSMITTER 1055 & 1056 ORP, PH, CONDUCTIVITY & TURBIDITY | EA | 1 | 1 | 2 | NO | 10 | 1552.4 | EMERSON PROCESS MANAGEMEN | 24224-00 |  | 01,10,22 | 1 |  |  |  |  | 66088 |  |  |  | 41649 | 45029 | 41705 |  |  |  |  | -1 | 1
11565 | 29200000TL | 03483 | EG1020003 | P | 58800878 | 58 | EGTL Spares | Mtce | 54 | 54A | GASKET NEOPRENE | TURBIDITY ANALYZER | Gaskets : FOR EMERSON ROSEMOUNT TRANSMITTER 1055 & 1056 ORP, PH, CONDUCTIVITY & TURBIDITY | EA | 2 | 1 | 2 | NO | 17 | 2639.08 | EMERSON PROCESS MANAGEMEN | 34062-00 |  | 01,22 | 1 |  |  |  |  | 66088 |  |  |  | 41649 |  | 41705
11566 | 29300000TL | 03483 | EG1020003 | P | 58800879 | 58 | EGTL Spares | Mtce | 14 | 14Z | ASSY:MAIN PCB WITH LCD DISPLAY | FOR EMERSON ROSEMOUNT | Instruments - Other & Parts : FOR TRANSMITTER 1055 & 1056 ORP, PH, CONDUCTIVITY & TURBIDITY P/N 24194-00TAG: 171 AT 0503, 174 AT 0302, 0303, 0304, 0305, 0312, 0313, 0314 & 0315 | EA | 2 | 1 | 2 | YES | 1112.9685 | 1724310.9749 | EMERSON PROCESS MANAGEMEN | 24361-01 | 24361-01 | 01,22 | 1 |  | 1BBB |  |  | 66088 |  |  | BKNL110 | 43770 | 45859 | 45658 | 0 | 4 | -1 | 1 | -1 | 1
11567 | 29200000TL | 03483 | EG1017002 | P | 58800880 | 58 | EGTL Spares | Mtce | 51 | 51K | POWER SUPPLY: 85-265VAC | FOR EMERSON ROSEMOUNT | Power conditioning equipment : TRANSMITTER 1055 & 1056 ORP, PH, CONDUCTIVITY & TURBIDITY P/N 24248-00 85-265VAC TAG: 171 AT 0503, 174 AT 0302, 0303, 0304, 0305, 0312, 0313, 0314 & 0315 MANUFACTURER: EMERSON PROCESS MANAGEMENT, LIQUID DIVISION, 2400 BARRAN | AS | 2 | 1 | 2 | NO | 212.8 | 33032.944 | EMERSON PROCESS MANAGEMEN | 24248-00 85-265VAC |  | 01,10,22 | 1 |  |  |  |  | 66092 |  |  |  | 41649 |  | 41774
11568 | 29200000TL | 03483 | EG1017009 | P | 58800881 | 58 | EGTL Spares | Mtce | 51 | 51Z | CARD: WIRING | (WDG-IVC) AMETEK ANALYZER | Electric-Other : FOR OXYGEN & COMBUSTIBLE ANALYZER | EA | 3 | 1 | 5 | NO | 1660 | 257715.9535 | AMETEK PROCESS & INSTRUME | 80445SE |  | 22 | 1 | 1BAB |  |  |  | 66152 |  |  |  | 41649 | 43275 | 41694
11569 | 29200000TL | 03483 | EG1017002 | P | 58800888 | 58 | EGTL Spares | Mtce | 76 | 76Z | KIT | ACCURO PUMP HARDSIDE | Pumps-Other : COMPLETE KIT INCLUDES:ACCURO® BELLOWS PUMPDELUXE TUBE OPENERƒ SPARE PARTS KITƒ RUBBER CAPS (10 PK)ƒ ALLEN WRENCHƒ MOLDED PLASTIC TRANSPORT CASE WITH CUSTOM FOAM*TUBES SOLD SEPARATELY. | EA | 3 | 1 | 3 | NO | 798.31 | 123920.7712 | DRAEGER SAFETY INC. | 4056443 |  | 01,22 | 1 |  | 2CBC |  |  | 66344 |  | 4056443 |  | 41652 |  | 41675
11570 | 29200000TL | 03483 | EG1018010 | P | 58800894 | 58 | EGTL Spares | Mtce | 51 | 51F | FUSE: 32mA, 250 VAC, | 35A AT 250 VAC,10KA AT 125 VAC | Electric Components - Circuit Protection:10KA AT 125 VAC IR,HOLDER/CLIP ,(SMALL DIMENSION) 5MMX 20MM. 32mA Fuse (Cooper Bussmann) Certification Reqired | EA | 45 | 200 | 400 | NO | 5.136 | 1312.0426 | COOPER BUSSMANN | GDB32MA |  | 01,22 | 1 | 1AXX |  |  |  | 66446 |  | GDB |  | 41663 | 45744 | 43311 | -15 | 1 | -260 | 4 | -30 | 1
11571 | 29200000TL | 03483 | EG1018010 | P | 58800895 | 58 | EGTL Spares | Mtce | 51 | 51F | FUSE: 6.3A, 250 VAC, | 35A AT 250VAC, | Electric Components - Circuit Protection:10KA AT 125 VAC- IR (SMALL DIMENSION), HOLDER/CLIP,GLASS,5MM X20MM. | EA | 100 | 60 | 120 | NO | 1.3042 | 202.4651 | COOPER BUSSMANN | BK/GDC-6.3A |  | 01,22 | 1 |  |  |  |  | 66454 |  |  |  | 41664 | 43157 | 41750
11572 | 29200000TL | 03483 | EG1018010 | P | 58800896 | 58 | EGTL Spares | Mtce | 51 | 51F | FUSE: 10A, 125 VAC, | 200A AT 250 VAC,10KA AT 125VAC | Electric Components - Circuit Protection:10KA AT 125VAC , IR (SMALL DIMENSION)HOLDER/CLIP,GLASS,5MM X 20MM | EA | 100 | 60 | 120 | NO | 1.4388 | 223.3507 | COOPER BUSSMANN | BK/GMA-10A | BK/GMA-10A | 01,22 | 1 |  |  |  |  | 66447 |  |  |  | 41664 | 44647 | 41750
11573 | 29200000TL | 03483 | EG1018013 | P | 58800911 | 58 | EGTL Spares | Mtce | 02 | 02A | AIRLOCK | PNEUMATIC OPERATED | Heating Ventilation and Air Conditioning Equipnment & Parts : HOUSING MATERIAL: ALUMINIUM, PRESSURE SWITCH SET RANGE: 1BARG TO 5BARG,. PRESSURE SWITCH CONNECTION ND 1/8" NPTCONNECTION: ND 1/4" NPTF | EA | 4 | 2 | 4 | NO | 1927.3755 | 299186.5 | STI | AL101 1/4&QUOT; |  | 01,02 | 1 |  | 2CBC |  |  | 66526 |  | AL101 1/4" |  | 41678 |  | 41774
11574 | 29200000TL | 03483 | EG1020006 | P | 58800923 | 58 | EGTL Spares | Mtce | 14 | 14H | GAUGE: DIFFERENTIAL PRESSURE. | STAINLESS STEEL VERSION | Pressure measuring and control Instruments : WITH DIAPHRAGM ELEMENT. MODEL 732.51, ALL WELDED CONSTRUCTION. NOMINAL SIZE: 4"(100MM)/ SCALE RANGE: 0-400MBAR / SCALE LAYOUT: LINEAR PRESSURE / MAX WORKING PRESSURE: STATIC PRESSURE MAX | EA | 2 | 1 | 2 | NO | 2054.94 | 390761.4656 | WIKA | 732.51 |  | 05 | 1 |  |  |  |  | 66699 |  |  |  | 41679 | 42970 | 42987
11575 | 29200000TL | 03483 | EG1019002 | P | 58800934 | 58 | EGTL Spares | Mtce | 51 | 51F | FUSE:ELECTRONIC 5A ,250VAC, | 35A AT 250 VAC, | Electric Components - Circuit Protection:HOLDER/CLIP, (SMALL DIMENSION) 5MM X 20MM. | EA | 38 | 20 | 40 | NO | 3.0253 | 476.3675 | COOPER BUSSMANN | BK/GDC-5A |  | 01 | 1 |  |  |  |  | 66934 |  |  |  | 41679 | 41820 | 41829
11576 | 29200000TL | 03483 | EG1019002 | P | 58800935 | 58 | EGTL Spares | Mtce | 51 | 51F | FUSE:ELECTRONIC,3.15A,250VAC, | 35 AT 250VAC | Electric Components - Circuit Protection:HOLDER/CLIP,SLOW BLOWER/CLIP,(SMALL DIMENSION) 5MMX20MM | EA | 30 | 20 | 50 | NO | 3.044 | 477.625 | COOPER BUSSMANN | BK/GDC-3.15A |  | 01 | 1 |  |  |  |  | 66935 |  |  |  | 41679 | 46010 | 41829 | -20 | 1
11577 | 29200000TL | 03483 | EG1019002 | P | 58800936 | 58 | EGTL Spares | Mtce | 51 | 51F | FUSE: FAST ACTING | 6.3A, 250V, UL 5x20mm | Electric Components - Circuit Protection:FOR DCS/SIS Control Systems. | EA | 45 | 20 | 100 | NO | 27.34 | 4250.7335 | COOPER BUSSMANN | GDA-6.3A |  | 01 | 1 |  |  |  |  | 66653 |  |  |  | 41679 | 45024 | 41829 |  |  |  |  | -10 | 1
11578 | 29200000TL | 03483 | EG1017010 | P | 58800945 | 58 | EGTL Spares | Mtce | 10 | 10D | TRANSCEIVER | OPTIC FIBER | TELECOM EQUIPMENT : Spares for the Communication Systems. | EA | 5 | 3 | 5 | NO | 602.38 | 93507.4474 | CISCO | GLC-LH-SM 30-1299-01 |  | 02,21,22 | 1 |  | 2CBC |  |  | 66819 |  |  |  | 41690 |  | 41745
11579 | 29200000TL | 03483 | EG1020017 | P | 58800947 | 58 | EGTL Spares | Mtce | 11 | 11J | SWITCH: SERVSWITCH KVM | MINI CHASIS,100-240VAC,50-60H | Computer Hardware - IT Network Equipment : AUTOSENSING,1.75"H(1U)X8.9"W X 5.1"D(4.4 X 22.6 X 13 CM) | EA | 1 | 0 | 1 | NO | 1046.09 | 172081.805 | BLACKBOX | SW721A-R5 |  | 01,10 | 1 |  |  |  |  | 66962 |  |  |  | 41691 | 41904 | 41925
11580 | 29200000TL | 03483 | EG1017019 | P | 58800949 | 58 | EGTL Spares | Mtce | 11 | 11O | DRIVE: HARD, CAPACITY 72GB, | 10K, SERIAL | Computer Hardware - Storage : ATTACHED SCSI (SAS),2.5 IN,HDD,ASU-RIB 1. | EA | 6 | 3 | 5 | NO | 150.59 | 29590.935 | HEWLETT PACKARD (HP) | 431954-002 | 431954-002 | 01,22 | 1 |  |  |  |  | 66964 |  | DG072ABAB3 |  | 41694 | 42352 | 42450
11581 | 29200000TL | 03483 | EG1018005 | P | 58800953 | 58 | EGTL Spares | Mtce | 11 | 11O | DRIVE: HARD CAPACITY | 300GB,10K, 2.5 IN, | Computer Hardware - Storage : SERIAL ATTACHED SCSI (SAS), ASU-RIB2 | EA | 6 | 3 | 5 | NO | 344.85 | 98799.525 | HEWLETT PACKARD(HP) | 599476-001 | 599476-001 | 01,22 | 1 |  |  |  |  | 66972 |  | EG0300FBDSP |  | 41694 | 42352 | 42450
11582 | 29300000TL | 03483 | EG1019003 | P | 58800956 | 58 | EGTL Spares | Mtce | 51 | 51B | INDICATION LAMP GREEN 24VDC | MINIATURE BAYONET 44 SUPERFLUX | Electric Components - Lighting : | EA | 10 | 7 | 10 | YES | 16.32 | 7514.2176 | STARLED INCORPORATED | MB44SF |  | 00 | 2 |  | 1BBB |  |  | 66889 |  |  |  | 43770 |  | 45041
11583 | 29300000TL | 03483 | EG1019003 | P | 58800957 | 58 | EGTL Spares | Mtce | 51 | 51B | INDICATION LAMP: YELLOW 24VDC | MINIATURE BAYONET 44 SUPERFLUX | Electric Components - Lighting : | EA | 4 | 2 | 4 | YES | 67.192 | 27515.13 | STARLED INCORPORATED | MB44SF |  | 01,10 | 2 |  | 1BBB |  |  | 66889 |  |  |  | 43770 |  | 44270
11584 | 29300000TL | 03483 | EG1019003 | P | 58800958 | 58 | EGTL Spares | Mtce | 51 | 51B | INDICATION LAMP: RED 24VDC | MINIATURE BAYONET 44 SUPERFLUX | Electric Components - Lighting : | EA | 4 | 2 | 4 | YES | 32.29 | 14867.2847 | STARLED INCORPORATED | MB44SF |  | 01,10 | 2 |  | 1BBB |  |  | 66889 |  |  |  | 43770 |  | 45041
11585 | 29200000TL | 03483 | EG1018013 | P | 58800959 | 58 | EGTL Spares | Mtce | 51 | 51F | FUSE | THERMAL WIRED | Electric Components - Circuit Protection:HVP972 VAPOUR ANALYZER 190-WL-029. | EA | 2 | 1 | 2 | NO | 197.15 | 30603.5945 | HERZOG | 638050 |  | 01 | 1 |  | 2CBC |  |  | 66976 |  |  |  | 41701 |  | 41766
11586 | 29200000TL | 03483 | EG1018013 | P | 58800960 | 58 | EGTL Spares | Mtce | 51 | 51Z | BARRIER | LIGHT PLUG | Electric-Other : HVP972 VAPOUR ANALYZER 190-WL-029. | EA | 2 | 1 | 2 | NO | 293.47 | 45555.3481 | HERZOG | 638049 |  | 00 | 1 |  | 2CBC |  |  | 66976 |  |  |  | 41701 |  | 41766
11587 | 29200000TL | 03483 | EG1018013 | P | 58800962 | 58 | EGTL Spares | Mtce | 14 | 14I | SINK: TEMPERATURE PROBE HEAT | NON CALIBRATED | Temperature and heat measuring instruments : HVP97 VAPOUR ANALYZER 190-WL-029. | EA | 2 | 1 | 2 | NO | 524.2 | 81371.566 | HERZOG | 636122 |  | 00 | 1 |  |  |  |  | 66976 |  |  |  | 41701 |  | 41766
11588 | 29200000TL | 03483 | EG1018013 | P | 58800963 | 58 | EGTL Spares | Mtce | 14 | 14I | ELEMENT | PELTRIER WIRED | Temperature and heat measuring instruments : HVP972 VAPOUR ANALYZER 190-WL-029 | EA | 2 | 1 | 2 | NO | 369.41 | 57343.5143 | HERZOG | 616116 |  | 01 | 1 |  | 2CBC |  |  | 66976 |  |  |  | 41701 |  | 41766
11589 | 29200000TL | 03483 | EG1018013 | P | 58800964 | 58 | EGTL Spares | Mtce | 58 | 58Z | FOAM | CELL INSULATION | Insulation & Accessories - All :FOR CEL HVP972 FOR MEASURING CELL VAPOUR ANALYZER 190-WL-029 | EA | 2 | 1 | 2 | NO | 235.08 | 36491.4684 | HERZOG | 345135 |  | 01 | 1 |  | 2CBC |  |  | 66976 |  |  |  | 41701 |  | 41766
11590 | 29200000TL | 03483 | EG1019016 | P | 58800965 | 58 | EGTL Spares | Mtce | 58 | 58Z | INSULATION | CELL COVER | Insulation & Accessories - All :HVP972 VAPOUR ANALYZER 190-WL-029 | EA | 2 | 1 | 2 | NO | 8.83 | 1370.6809 | HERZOG | 345134 |  | 01 | 1 |  | 2CBC |  |  | 66976 |  |  |  | 41701 |  | 41741
11591 | 29200000TL | 03483 | EG1019016 | P | 58800966 | 58 | EGTL Spares | Mtce | 60 | 60E | TUBING | SAMPLE INLET COMPLETE | Tubing :HVP972 VAPOUR ANALYZER 190-WL-029 | EA | 2 | 1 | 2 | NO | 357.51 | 55496.2773 | HERZOG | 345144 |  | 00 | 1 |  | 1BBB |  |  | 66976 |  |  |  | 41701 |  | 41741
11592 | 29200000TL | 03483 | EG1019016 | P | 58800967 | 58 | EGTL Spares | Mtce | 76 | 76E | ADAPTER | VACUUM PUMP | PUMPS-RECIP PARTS : FOR HVP972 VAPOUR ANALYZER 190-WL-029. | EA | 2 | 1 | 2 | NO | 385.76 | 59881.5248 | HERZOG | 108415 |  | 01 | 1 |  | 2CBC |  |  | 66976 |  |  |  | 41701 |  | 41741
11593 | 29200000TL | 03483 | EG1019016 | P | 58800968 | 58 | EGTL Spares | Mtce | 72 | 72Z | FILTER | BLOWER 82 X 100MM | Filtration - Filters/ Other : HVP972 VAPOUR ANALYZER 190-WL-029. | EA | 2 | 1 | 2 | NO | 18.54 | 2877.9642 | HERZOG | 412249 |  | 01 | 1 |  | 2CBC |  |  | 66976 |  |  |  | 41701 |  | 41741
11594 | 29200000TL | 03483 | EG1019016 | P | 58800969 | 58 | EGTL Spares | Mtce | 27 | 27C | NEEDLE | SYRINGE | Medical - Supplies :HVP972 VAPOUR ANALYZER 190-WL-029. | EA | 2 | 1 | 2 | NO | 60.91 | 9455.0593 | HERZOG | 411147 |  | 00 | 1 |  | 2CBC |  |  | 66976 |  |  |  | 41701 |  | 41741
11595 | 29200000TL | 03483 | EG1019016 | P | 58800970 | 58 | EGTL Spares | Mtce | 34 | 34Z | SYRINGE | 10ML WITH LUER | Laboratory - Other :HVP972 ANALYZER 190-WL-029 | EA | 2 | 1 | 2 | NO | 205.68 | 31927.7064 | HERZOG | 411145 |  | 00 | 1 |  | 2CBC |  |  | 66976 |  |  |  | 41701 |  | 41741
11596 | 29200000TL | 03483 | EG1019016 | P | 58800971 | 58 | EGTL Spares | Mtce | 51 | 51Z | COVER | LUER CONNECTOR | Electric-Other : HVP972 VAPOUR ANALYZER 190-WL-029 | EA | 2 | 1 | 2 | NO | 37.08 | 5755.9284 | HERZOG | 345136 |  | 01 | 1 |  | 2CBC |  |  | 66976 |  |  |  | 41701 |  | 41741
11597 | 29200000TL | 03483 | EG1019016 | P | 58800972 | 58 | EGTL Spares | Mtce | 54 | 54A | ORING: VITON | 21.95 X 178 | Gaskets : FOR HVP972 VAPOUR ANALYZER 190-WL-029 | EA | 2 | 1 | 2 | NO | 15.89 | 2466.6047 | HERZOG | 121058 |  | 01 | 1 |  |  |  |  | 66976 |  |  |  | 41701 |  | 41741
11598 | 29200000TL | 03483 | EG1019016 | P | 58800973 | 58 | EGTL Spares | Mtce | 54 | 54A | ORING: ZALAK COMPOUND | 12.42MM X 1,78MM | Gaskets : HVP972; 250 GP CFPP VAPOUR ANALYZER 190-WL-029. | EA | 2 | 1 | 2 | NO | 193.32 | 30009.0636 | HERZOG | 121050 |  | 01 | 1 |  |  |  |  | 66976 |  |  |  | 41701 |  | 41741
11599 | 29200000TL | 03483 | EG1019016 | P | 58800974 | 58 | EGTL Spares | Mtce | 54 | 54A | ORING | KALREZ | Gaskets : FOR VALVES TYPE 127, VAPOUR ANALYZER 190-WL-029. | EA | 2 | 1 | 2 | NO | 152.71 | 23705.1733 | HERZOG | 121048 |  | 01 | 1 |  | 2CBC |  |  | 66976 |  |  |  | 41701 |  | 41741
11600 | 29200000TL | 03483 | EG1019016 | P | 58800975 | 58 | EGTL Spares | Mtce | 54 | 54A | ORING: VITON REDWOOD VISCO | 9.25 X 1.78 | Gaskets : FOR HVP972 VAPOUR ANALYZER 190-WL-029. | EA | 2 | 1 | 2 | NO | 11.48 | 1782.0404 | HERZOG | 121005 |  | 01 | 1 |  |  |  |  | 66976 |  |  |  | 41701 |  | 41741
11601 | 29200000TL | 03483 | EG1019016 | P | 58800976 | 58 | EGTL Spares | Mtce | 34 | 34Z | BOTTLE | SLOP COMPLETE | Laboratory - Other :FOR HVP972 VAPOUR ANALYZER 190-WL-029 | EA | 2 | 1 | 2 | NO | 288.66 | 44808.6918 | HERZOG | 108410 |  | 00 | 1 |  | 2CBC |  |  | 66976 |  |  |  | 41701 |  | 41741
11602 | 29200000TL | 03483 | EG1019016 | P | 58800977 | 58 | EGTL Spares | Mtce | 14 | 14H | KIT | SPARE, PRESSURE SENSOR | Pressure measuring and control Instruments : FOR HVP972 HERZOG REID VAPOUR ANALYZER 190-WL-029. | EA | 2 | 1 | 2 | NO | 333.68 | 51797.1464 | HERZOG | 101-206 |  | 01 | 1 |  | 2CBC |  |  | 66976 |  |  |  | 41701 |  | 41741
11603 | 29200000TL | 03483 | EG1019016 | P | 58800978 | 58 | EGTL Spares | Mtce | 14 | 14Z | CONNECTOR | SAMPLE INPUT CPL | Instruments - Other & Parts : FOR HVP972 HERZOG REID VAPOUR ANALYZER 190-WL-029. | EA | 2 | 1 | 2 | NO | 154.48 | 23979.9304 | HERZOG | 108409 |  | 01 | 1 |  | 2CBC |  |  | 66976 |  |  |  | 41701 |  | 41741
11604 | 29200000TL | 03483 | EG1020002 | P | 58800981 | 58 | EGTL Spares | Mtce | 66 | 66S | VALVE:SOLENOID REXROTH CERAM | 4-WAY DIRECTIONAL SLIDE | Valve - On/Off, solenoid, actuated :VALVE 5 PORT/2 POSITION SINGLE SOLENOID, AIR SPRING RETURN SUB BASE MOUNT COMBINATION MANUAL OVERIDE | EA | 5 | 3 | 5 | NO | 457.85 | 71072.0555 | REXROTH | GT10061-4651 |  | 02 | 1 |  |  |  |  | 67318 |  |  |  | 41708 |  | 41761
11605 | 29200000TL | 03483 | EG1020020 | P | 58801009 | 58 | EGTL Spares | Mtce | 72 | 72Z | FILTER | CARTRIDGE PURIFIER | Filtration - Filters/ Other : HEPA-PLEAT II/TEST AIR FLOW, SCAN 99.99%, DOP PEN010 MAX, RATED FPM 100@.53 MAX WG PRESSURE DROP. S/N.2442386 DRAWING EGTL1-BIN-QAS-PX-000011 PAGE 49 OF 55 | EA | 2 | 0 | 1 | NO | 432.34 | 72222.397 | HEPA COPERATION | PV8543HK.5P |  | 01,22 | 1 |  | 2CBC |  |  | 68129 |  | STD12-12-05PSHDC30.S |  | 41723 |  | 41896
11606 | 29200000TL | 03483 | EG1018007 | P | 58801015 | 58 | EGTL Spares | Mtce | 76 | 76Z | REGULATOR | PRESSURE | Pumps-Other : Manufacturer: Fluides Composants, Type: RV16HP, Material: Stainless steel / Bronze / Brass, Max upstream pressure:20 barg, Spring set pressure: 0 - 0.6 barg, Reference pressure: 0 - 10 barg, Down stream pressure: 0 - 10.6 barg, Connections: | EA | 2 | 1 | 2 | NO | 6671.16 | 1173256.9092 | AIR PRODUCTS | 793224914 | 793224914 | 01,10 | 1 |  | 2CBC |  |  | 68444 |  |  |  | 41726 | 44142 | 42209
11607 | 29200000TL | 03483 | EG1018005 | P | 58801019 | 58 | EGTL Spares | Mtce | 51 | 51D | CABLE | EBS BUS | Electric Components - Wire / Cable : ESB Bus Cable YCB301 for System | EA | 10 | 5 | 10 | NO | 213 | 33063.99 | YOKOGAWA | YCB-301-C020 |  | 01,10,22 |  |  | 2CBC |  |  | 67368 |  | YCB-301-C020 |  | 41726 |  | 41789
11608 | 29200000TL | 03483 | EG1020007 | P | 58801028 | 58 | EGTL Spares | Mtce | 14 | 14A | TUBE: CELL TO RIGHT ANGLE | FOR PARTICLE SIZE ANALYZER | Analyzers & Monitors : HIGH DEFINITION DIGITAL PARTICLE SIZE ANALYZER WITH SATURN DIGISIZER 5200 LIQUID SAMPLE HANDLING UNIT. | EA | 2 | 1 | 2 | NO | 39.03 | 6059.4075 | MICROMERITICS | 520-32803-05 |  | 01,21 | 1 |  |  |  |  | 68442 |  | SATURN DIGISIZER 5200 |  | 41738 |  | 41899
11609 | 29200000TL | 03483 | EG1020007 | P | 58801029 | 58 | EGTL Spares | Mtce | 14 | 14A | TUBE: DRAIN MANIFOLD TO CELL | FOR PARTICLE SIZE ANALYZER | Analyzers & Monitors : Model Number :SATURM DIGITIZER 5200 | EA | 2 | 1 | 2 | NO | 45.29 | 7031.2725 | MICROMERITICS | 520-32803-04 |  | 01,21 | 1 |  |  |  |  | 68442 |  | SATURM DIGITIZER 5200 |  | 41738 |  | 41899
11610 | 29200000TL | 03483 | EG1020007 | P | 58801030 | 58 | EGTL Spares | Mtce | 14 | 14A | DIAPHRAGM:DRAIN VALVE | FOR PARTICLE SIZE ANALYZER | Analyzers & Monitors : Model Number :SATURM DIGITIZER 5200. | EA | 4 | 0 | 0 | NO | 85.87 | 13331.3175 | MICROMERITICS | 520-32807-00 |  | 21 | 1 |  |  |  |  | 68442 |  | SATURM DIGITIZER 5200 |  | 41738 |  | 41899
11611 | 29200000TL | 03483 | EG1020007 | P | 58801031 | 58 | EGTL Spares | Mtce | 14 | 14A | TIP:ULTRASONIC PROBE 1/4IN | FOR PARTICLE SIZE ANALYZER | Analyzers & Monitors : Model Number :SATURM DIGITIZER 5200. | EA | 2 | 1 | 2 | NO | 499.6 | 77562.9 | MICROMERITICS | 052-58605-02 |  | 21 | 1 |  |  |  |  | 68442 |  | SATURN DIGISIZER 5200 |  | 41738 |  | 41899
11612 | 29200000TL | 03483 | EG1020007 | P | 58801032 | 58 | EGTL Spares | Mtce | 51 | 51F | FUSES:1.6A 5X20MM SLOW BLOW | FOR POWER SUPPLY 220/240VAC | Electric Components - Circuit Protection:FOR PARTICLE SIZE ANALYZER. Model Number :SATURN DIGITIZER 5200.Fuse. Part No. 003-51207-00. Sampler Handler and Ultrasonic Probe Slow-Blow, 5 x 20 mm, 1.6 A; for power supply (220-240 VAC). Qty: Part No. 003-51123 | EA | 6 | 3 | 6 | NO | 86.3367 | 16913.5925 | MICROMERITICS | 003-51207-00 |  | 01,10,21 | 1 |  |  |  |  | 68442 |  | SATURN DIGISIZER 5200 |  | 41738 | 42028 | 42079
11613 | 29200000TL | 03483 | EG1020007 | P | 58801033 | 58 | EGTL Spares | Mtce | 14 | 14A | SWABS: FLEXTIP | SAMPLE CELL | Analyzers & Monitors : FOR PARTICLE SIZE ANALYZER. Model Number :SATURM DIGITIZER 5200. | PK | 2 | 1 | 2 | NO | 124.9 | 19390.725 | MICROMERITICS | 004-32152-00 |  | 21 | 1 |  |  |  |  | 68442 |  | SATURN DIGISIZER 5200 |  | 41738 |  | 41899
11614 | 29200000TL | 03483 | EG1020007 | P | 58801034 | 58 | EGTL Spares | Mtce | 14 | 14A | SPACER:GASKET, | FOR TUBING ORIFICE | Analyzers & Monitors : HIGH DEFINITION DIGITAL PARTICLE SIZE ANALYZER WITH SATURN DIGISIZER 5200 LIQUID SAMPLE HANDLING UNIT. FOR TUBING ORIFICES ON LIQUID SAMPLE HANDLER | EA | 6 | 3 | 6 | NO | 9.37 | 1454.6925 | MICROMERITICS | 520-32802-00 |  | 01,21 | 1 |  |  |  |  | 68442 |  | SATURM DIGITIZER 5200 |  | 41738 |  | 41899
11615 | 29200000TL | 03483 | EG1020007 | P | 58801035 | 58 | EGTL Spares | Mtce | 50 | 50Z | BEARING: SAMPLE CELL | FOR PARTICLE SIZE ANALYZER | Bearings & Accessories - All :Model Number :SATURM DIGITIZER 5200. | EA | 6 | 2 | 6 | NO | 117.09 | 18178.2225 | MICROMERITICS | 004-25061-00 |  | 01,21,22 | 1 |  |  |  |  | 68442 |  | SATURN DIGISIZER 5200 |  | 41738 |  | 41899
11616 | 29200000TL | 03483 | EG1020007 | P | 58801036 | 58 | EGTL Spares | Mtce | 14 | 14A | SOLUTION:CLEANING LENS | FOR PARTICLE SIZE ANALYZER | Analyzers & Monitors : Model Number :SATURM DIGITIZER 5200. | EA | 3 | 1 | 3 | NO | 46.84 | 7271.91 | MICROMERITICS | 004-38600-00 |  | 21 | 1 |  |  |  |  | 68442 |  | SATURN DIGISIZER 5200 |  | 41738 |  | 41899
11617 | 29200000TL | 03483 | EG1020007 | P | 58801037 | 58 | EGTL Spares | Mtce | 14 | 14A | PAPER: LENS CLEANING | FOR PARTICLE SIZE ANALYZER | Analyzers & Monitors : Model Number :SATURM DIGITIZER 5200. | EA | 10 | 0 | 0 | NO | 63.025 | 11997.9 | MICROMERITICS | 004-32065-01 |  | 21 | 1 |  |  |  |  | 68442 |  | SATURM DIGITIZER 5200 |  | 41738 | 42380 | 42411
11618 | 29200000TL | 03483 | EG1020007 | P | 58801038 | 58 | EGTL Spares | Mtce | 54 | 54A | O-RING:CELL | FOR PARTICLE SIZE ANALYZER | Gaskets : Model Number :SATURM DIGITIZER 5200. | EA | 6 | 2 | 6 | NO | 1.56 | 242.19 | MICROMERITICS | 004-25575-00 |  | 01,21 | 1 |  |  |  |  | 68442 |  | SATURN DIGISIZER 5200 |  | 41738 |  | 41899
11619 | 29200000TL | 03483 | EG1020007 | P | 58801040 | 58 | EGTL Spares | Mtce | 14 | 14A | BELT:TIMING | FOR PARTICLE SIZE ANALYZER | Analyzers & Monitors : Model Number :SATURM DIGITIZER 5200. | EA | 2 | 1 | 2 | NO | 17.17 | 2665.6425 | MICROMERITICS | 004-32609-00 |  | 01,21 | 1 |  |  |  |  | 68442 |  | SATURN DIGISIZER 5200 |  | 41738 |  | 41899
11620 | 29200000TL | 03483 | EG1020007 | P | 58801041 | 58 | EGTL Spares | Mtce | 14 | 14A | PUMP:LIQUID | FOR PARTICLE SIZE ANALYZER | Analyzers & Monitors : Model Number :SATURM DIGITIZER 5200. | EA | 2 | 1 | 2 | NO | 4683.78 | 727156.845 | MICROMERITICS | 520-34010-08 |  | 21 | 1 |  |  |  |  | 68442 |  | SATURN DIGISIZER 5200 |  | 41738 |  | 41899
11621 | 29200000TL | 03483 | EG1020007 | P | 58801042 | 58 | EGTL Spares | Mtce | 14 | 14A | CELL:SAMPLE | FOR PARTICLE SIZE ANALYZER | Analyzers & Monitors : Model SATURM DIGITIZER 5200, Equip Tag :190-DL-024. | EA | 2 | 1 | 2 | NO | 3200.58 | 496890.045 | MICROMERITICS | 520-34900-00 |  | 01,21 | 1 |  |  |  |  | 68442 |  | SATURN DIGISIZER 5200 |  | 41738 |  | 41899
11622 | 29200000TL | 03483 | EG1023013 | P | 58801046 | 58 | EGTL Spares | Mtce | 21 | 21Z | CONNECTOR: 1/2 IN FLUSH PIPE | PURGE PRESSURE | OCTG-Other : EPC-10, Pepperl + Fuchs 6000 Series Purge/Pressure UnitPurge Panels for U50 Compressor | EA | 2 | 0 | 0 | NO | 35.88 | 5570.0112 | PEPPERL+FUCHS | 512966 |  | 01 | 1 |  |  |  |  | 69043 |  |  |  | 41747 |  | 41887
11623 | 29200000TL | 03483 | EG1023013 | P | 58801047 | 58 | EGTL Spares | Mtce | 21 | 21Z | CONNECTOR: 2 IN FLUSH PIPE | PURGE PRESSURE | OCTG-Other : FOR U50 COMPRES EPC-15 Pepperl + Fuchs 6000 Series Purge/Pressure UnitPurge Panels for U50 Compressor | EA | 2 | 1 | 2 | NO | 63.48 | 9854.6352 | PEPPERL+FUCHS | 512970 |  | 01 | 1 |  |  |  |  | 69043 |  |  |  | 41747 |  | 41887
11624 | 29200000TL | 03483 | EG1016006 | P | 58801058 | 58 | EGTL Spares | Mtce | 87 | 87B | MONITOR: AIR FLOW | MAX.10W, MAX.250V / 0.5A | Engines - Parts : TYPE LCF | EA | 3 | 2 | 4 | NO | 204.37 | 51544.3639 | SAIPWELL | LCF 013 |  | 00 | 1 |  |  |  |  | 69074 |  |  |  | 41749 | 44361 | 41832
11625 | 29200000TL | 03483 | EG1020012 | P | 58801070 | 58 | EGTL Spares | Mtce | 14 | 14B | BOARD: INVERTER ASSY | SIGNAL CONDITIONING | Programmable Logic Controllers : INV SCB-INV. FOR VSD 150-CC-001,TESTED PRODUCTION ASSEMBLY | EA | 1 | 1 | 2 | NO | 2475 | 413448.75 | ALLEN BRADLEY | 80190-380-02 |  | 01,02 | 1 |  |  |  |  | 68984 |  |  |  | 41758 | 43796 | 41949
11626 | 29200000TL | 03483 | EG1017018 | P | 58801073 | 58 | EGTL Spares | Mtce | 51 | 51Z | BREAKER: CIRCUIT 1 POLE, 15A | PROTECTOR FOR VSD 150-CC-001 | Electric-Other : MINIATURE CB/ SUPPLEMENT | EA | 2 | 0 | 0 | NO | 23.79 | 3913.455 | ALLEN BRADLEY | 1492-SP1C150 |  | 01,10 | 1 |  |  |  |  | 69021 |  |  |  | 41758 |  | 41915
11627 | 29200000TL | 03483 | EG1017016 | P | 58801075 | 58 | EGTL Spares | Mtce | 51 | 51Z | BREAKER: CIRCUIT 1-POLE 0.5A | PROTECTOR FOR VSD 150-CC-001 | Electric-Other : MINIATURE CB; 0.5A SUPPLEMENTARY | EA | 2 | 1 | 2 | NO | 25.76 | 3999.24 | ALLEN BRADLEY | 1492-SP1C005 |  | 01,10 | 1 |  |  |  |  | 69021 |  |  |  | 41758 |  | 41915
11628 | 29200000TL | 03483 | EG1020017 | P | 58801079 | 58 | EGTL Spares | Mtce | 51 | 51Z | CONTACT: AUXILLIARY | VSD 150-CC-001 | Electric-Other : | EA | 2 | 1 | 2 | NO | 10.16 | 1577.1368 | ALLEN BRADLEY | 140M-C-AFA10 |  | 00 | 1 |  |  |  |  | 69021 |  |  |  | 41758 |  | 41815
11629 | 29200000TL | 03483 | EG1020017 | P | 58801080 | 58 | EGTL Spares | Mtce | 51 | 51Z | CONTACT: AUXILLIARY | VSD 150-CC-001 | Electric-Other : | EA | 2 | 1 | 2 | NO | 44.26 | 13563.9196 | ALLEN BRADLEY | 100-FA40 |  | 00 | 1 |  |  |  |  | 69021 |  |  |  | 41758 | 43535 | 43550
11630 | 29200000TL | 03483 | EG1020017 | P | 58801082 | 58 | EGTL Spares | Mtce | 51 | 51Z | MODULE: CONTROL NET | FOR VSD 150-CC-001 | Electric-Other : CONTROL NET COMMUNICATION MODULE | EA | 1 | 0 | 0 | NO | 637.5 | 98959.125 | ALLEN BRADLEY | 20-COMM-C |  | 01,02 | 1 |  |  |  |  | 69033 |  |  |  | 41758 | 43794 | 41815
11631 | 29200000TL | 03483 | EG1016006 | P | 58801084 | 58 | EGTL Spares | Mtce | 51 | 51Z | CONTACT: BLOCK AUXILIARY | FOR VSD 150-CC-001 | Electric-Other : | EA | 2 | 1 | 2 | NO | 54.62 | 8478.6626 | ALLEN BRADLEY | 195-GA20 |  | 00 | 1 |  |  |  |  | 69033 |  |  |  | 41758 |  | 41815
11632 | 29200000TL | 03483 | EG1016006 | P | 58801089 | 58 | EGTL Spares | Mtce | 51 | 51Z | RELAY: TUBE BASE | FOR VSD 150-CC-001 | Electric-Other : 120V AC 6A 250V~AC1 250VAC 6A EN 60947-4-1 AC15 250VAC 1A EN 60947-5-1 Only With Cat No. 700-HN125 8 Pin | EA | 2 | 1 | 2 | NO | 26.09 | 4049.9507 | ALLEN BRADLEY | 700-HAX2A1 |  | 01,10 | 1 |  |  |  |  | 69035 |  |  |  | 41758 |  | 41815
11633 | 29200000TL | 03483 | EG1016006 | P | 58801090 | 58 | EGTL Spares | Mtce | 51 | 51Z | RELAY: TIMING | FOR VSD 150-CC-001 | Electric-Other : 24-48V DC & 24-240V AC | EA | 2 | 1 | 2 | NO | 74.18 | 11514.9614 | ALLEN BRADLEY | 700-FSD3BU23 |  | 01,10 | 1 |  |  |  |  | 69035 |  |  |  | 41758 |  | 41815
11634 | 29200000TL | 03483 | EG1018009 | P | 58801102 | 58 | EGTL Spares | Mtce | 51 | 51Z | RELAY | INDUSTRIAL | Electric-Other : | EA | 2 | 1 | 2 | NO | 500 | 98250 | ALLEN BRADLEY | 700-PK400A1 |  | 01,10 | 1 |  | 2CBC |  |  | 69963 |  |  |  | 41758 |  | 42143
11635 | 29200000TL | 03483 | EG1019009 | P | 58801109 | 58 | EGTL Spares | Mtce | 51 | 51Z | ASSY: 25 PIN CONNECTOR | FOR POWER ASSEMBLY | Electric-Other : | EA | 2 | 1 | 2 | NO | 78 | 12831 | ALLEN BRADLEY | 80026-086-52 |  | 01 | 1 |  |  |  |  | 69964 |  |  |  | 41758 |  | 41911
11636 | 29200000TL | 03483 | EG1018013 | P | 58801111 | 58 | EGTL Spares | Mtce | 51 | 51Q | MONITOR: CONDUCTIVITY | FOR VSD 150-CC-001 | MotorCntrlCntr - Low : | EA | 2 | 1 | 2 | NO | 6201 | 1020064.5 | ALLEN BRADLEY | 80025-902-01 |  | 00 | 1 |  |  |  |  | 69964 |  |  |  | 41758 | 45287 | 41911 |  |  |  |  | 0 | 2
11637 | 29200000TL | 03483 | EG1028011 | P | 58801112 | 58 | EGTL Spares | Mtce | 51 | 51Z | ASSEMBLY:FINAL COMPONENTS | FOR AC LINE REACTOR CABIN | Electric-Other : | EA | 2 | 1 | 2 | NO | 910 | 178815 | ALLEN BRADLEY | 81003-029-51 |  | 01 | 1 |  |  |  |  | 69965 |  |  |  | 41758 |  | 42335
11638 | 29200000TL | 03483 | EG1019011 | P | 58801114 | 58 | EGTL Spares | Mtce | 11 | 11J | PCB:OPTICAL INTERFACE | PCB-6 DEV W/TEMP FEEDBACK | Computer Hardware - IT Network Equipment : FOR VSD 150-CC-001 | EA | 2 | 0 | 0 | NO | 100 | 19643 | ALLEN BRADLEY | 800H-JR2A |  | 00 | 1 |  |  |  |  | 69965 |  |  |  | 41758 |  | 42042
11639 | 29200000TL | 03483 | EG1019009 | P | 58801115 | 58 | EGTL Spares | Mtce | 51 | 51Z | VARISTOR: METAL OXIDE | FOR VSD 150-CC-001 | Electric-Other : | EA | 2 | 1 | 2 | NO | 55 | 9047.5 | ALLEN BRADLEY | 80174-601-01 |  | 00 | 1 |  |  |  |  | 69965 |  |  |  | 41758 |  | 41911
11640 | 29200000TL | 03483 | EG1026007 | P | 58801118 | 58 | EGTL Spares | Mtce | 66 | 66F | KIT | VANESSA BUTTERFLY VALVE | Valve - Parts & Accessories :VANESSA VALVE REPAIR KIT, GUIDING: TOP END CONNECTION: BUTTERFLY LUGGED BODY MATERIAL: CSA216 WCB BONNET TYPE: PLAIN TRIM: ON / OFF SEAT: METAL SEATED TRIM MATERIAL: SS316 FIRE SAFE MOUNTING: STANDARD BUTTERFLY VALVE LEAKAGE C | EA | 2 | 1 | 2 | NO | 927.53 | 143999.0325 | TYCO/VANESSA | M250C2AAA0 |  | 01 | 1 |  | 2CBC |  |  | 70018 |  | F30000 |  | 41758 |  | 41922
11641 | 29200000TL | 03483 | EG1016006 | P | 58801123 | 58 | EGTL Spares | Mtce | 66 | 66S | COIL:FOR 5/2WAY OPERATED VALVE | FOR SOLENOID/SPRING VALVE | Valve - On/Off, solenoid, actuated :MSFG-24DC-K5-M-EX/SOLENOID COIL | EA | 1 | 0 | 0 | NO | 329.8074 | 51196 | FESTO AUTOMATION LIMITED | 535621 |  | 01 | 1 |  |  |  |  | 70140 |  |  |  | 41770 |  | 41824
11642 | 29200000TL | 03483 | EG1018009 | P | 58801125 | 58 | EGTL Spares | Mtce | 66 | 66S | VALVE: SOLENOID/SPRING 5/2WAY | OPERATED VALVE | Valve - On/Off, solenoid, actuated :MFH-5/2-D-3-C-EX/SOLENOID VALVE | EA | 1 | 0 | 1 | NO | 572.2605 | 88832 | FESTO AUTOMATION LIMITED | 535956 |  | 01 | 1 |  |  |  |  | 70140 |  |  |  | 41770 |  | 41824
11643 | 29200000TL | 03483 | EG1016006 | P | 58801126 | 58 | EGTL Spares | Mtce | 66 | 66F | VALVE:LEVER/DETENT 4/3WAY | OPERATED VALVE | Valve - Parts & Accessories :HER-BH-M04E-G14-LD/HANDLEVER VALVE | EA | 1 | 0 | 1 | NO | 267.8219 | 41574 | FESTO AUTOMATION LIMITED | 538202 |  | 02 | 1 |  |  |  |  | 70140 |  |  |  | 41770 |  | 41824
11644 | 29200000TL | 03483 | EG1016006 | P | 58801127 | 58 | EGTL Spares | Mtce | 66 | 66Z | VALVE: DOUBLE PILOT 5/2 WAY | DOUBLE PILOT OPERATED | Valve-Other : J-5-1/8-B-EX/PNEUMATIC VALVE FESTO BARRING GEAR KIT | EA | 1 | 0 | 1 | NO | 230.74 | 70467.996 | FESTO AUTOMATION LIMITED | 536043 |  | 02 | 1 |  |  |  |  | 70140 |  |  |  | 41770 | 42773 | 42795
11645 | 29200000TL | 03483 | EG1018009 | P | 58801128 | 58 | EGTL Spares | Mtce | 66 | 66F | VALVE:DOUBLE PILOT 5/3 WAY | DOUBLE PILOT OPERATED | Valve - Parts & Accessories :5/3E-D-3-C-EX/PNEUMATIC VALVE FESTO BARRING GEAR KIT | EA | 1 | 0 | 1 | NO | 582.9672 | 90494 | FESTO AUTOMATION LIMITED | 536024 |  | 02 | 1 |  |  |  |  | 70140 |  |  |  | 41770 |  | 41824
11646 | 29200000TL | 03483 | EG1021011 | P | 58801165 | 58 | EGTL Spares | Mtce | 66 | 66Z | VALVE: BLEED | For Liberty 11 Scott Air Compr | Valve-Other : Scott Safetyo 4320 Goldmine Roado Monroe , NC 28110o Submit Inquiry o Main #:o 1-704-291-8300o Customer Service:o 1-800-247-7257o Technical Support:o 1-800-247-7257 | EA | 4 | 2 | 4 | NO | 157.5 | 26310.375 | SCOTTSAFETY | ABV02004 |  | 02 | 1 |  |  |  |  | 70809 |  |  |  | 41798 |  | 41975
11647 | 29200000TL | 03483 | EG1021011 | P | 58801166 | 58 | EGTL Spares | Mtce | 72 | 72Z | FILTER : FILL ADAPTER | OUTLET | Filtration - Filters/ Other : For Liberty 11 Scott Air Compressor EGTLo Scott Safetyo 4320 Goldmine Roado Monroe , NC 28110o Submit Inquiry o Main #:o 1-704-291-8300o Customer Service:o 1-800-247-7257o Technical Support:o 1-800-247-7257 | EA | 6 | 4 | 6 | NO | 96.5 | 16120.325 | SCOTT SAFETY | AB16-0626 |  | 00 | 1 |  |  |  |  | 70809 |  |  |  | 41798 |  | 41975
11648 | 29200000TL | 03483 | EG1021011 | P | 58801167 | 58 | EGTL Spares | Mtce | 54 | 54A | O-RING : FILL ADAPTER | FITTING | Gaskets : For Liberty 11 Scott Air Compressor EGTLo Scott Safetyo 4320 Goldmine Roado Monroe , NC 28110o Main #:o 1-704-291-8300o Customer Service:o 1-800-247-7257o Technical Support:o 1-800-247-7257 | EA | 10 | 6 | 10 | NO | 15 | 2505.75 | SCOTTSAFETY | AB280065 |  | 01,02,22 | 1 |  |  |  |  | 70809 |  |  |  | 41798 |  | 41975
11649 | 29200000TL | 03483 | EG1021011 | P | 58801168 | 58 | EGTL Spares | Mtce | 54 | 54A | O-RING : FILL ADAPTER | END | Gaskets : For Liberty 11 Scott Air Compressor EGTL o Scott Safetyo 4320 Goldmine Roado Monroe , NC 28110o Main #:o 1-704-291-8300o Customer Service:o 1-800-247-7257o Technical Support:o 1-800-247-7257 | EA | 10 | 6 | 10 | NO | 35.7 | 5963.685 | SCOTT SAFETY | AB280022A |  | 01,02,22 | 1 |  |  |  |  | 70809 |  |  |  | 41798 |  | 41975
11650 | 29200000TL | 03483 | EG1016006 | P | 58801177 | 58 | EGTL Spares | Mtce | 53 | 53Z | FITTING | SS, MALE | Fittings - Tube :Male Connector, 1 in. Tube OD x 3/4 in. Male NPT | EA | 12 | 10 | 15 | NO | 67.28 | 10443.8744 | SWAGELOK | SS-1610-1-12 |  | 01,02,22 | 5 |  | 1BBB |  |  | 71015 |  |  |  | 41799 | 43426 | 41823
11651 | 29200000TL | 03483 | EG1018004 | P | 58801179 | 58 | EGTL Spares | Mtce | 50 | 50Z | BEARING:NEEDLE ROLLER | 110MM X 80MM X 25MM | Bearings & Accessories - All :IKO TAF 9011025 | ST | 1 | 0 | 1 | NO | 150 | 23286 | IKO | 9011025 |  | 01,02,21,22 | 1 |  |  |  |  | 71014 |  |  |  | 41799 |  | 41891
11652 | 29200000TL | 03483 | EG1018004 | P | 58801183 | 58 | EGTL Spares | Mtce | 50 | 50Z | BEARINGS | P/N 6006Z | Bearings & Accessories - All :FOR CAUSTIC INJECTION PUMPS (172-PX-033A/B), MANUFACTURED BY MILTON ROY INDIA, MODEL NUMBER PHL 90C - DRDS, SERIAL NUMBER 159 | EA | 2 | 0 | 0 | NO | 46 | 12836.6167 | NSK | 6006Z |  | 22 | 1 |  | 2CBC |  |  | 70910 |  |  |  | 41799 | 45033 | 43782 |  |  |  |  | -2 | 1
11653 | 29200000TL | 03483 | EG1024012 | S | 58801186 | 58 | EGTL Spares | Mtce | 66 | 66F | KIT: GASKET | PSV TYPE -1922-30QT-2-CCKTD-34 | Valve - Parts & Accessories :DISC 316S/S | EA | 3 | 0 | 0 | NO | 251.25 | 49610.388 | DRESSER CONSOLIDATED | GK49 |  | 01 | 1 |  |  |  |  | 71002 |  |  |  | 41799 | 45463 | 41834 |  |  | -1 | 1
11654 | 29200000TL | 03483 | EG1024012 | P | 58801191 | 58 | EGTL Spares | Mtce | 54 | 54A | GASKET | SET | Gaskets : TYPE 1912 Dresser/Consolidated Type 1912-30RT-2-CC*MS-31-RF-GS-HP-MC967, S/N TRO 3499, CDTP 33.3 PSV120-PSV-1126 A, B, C & D & 120-PSV-2126 A, B, C & DPI 201009/202009ALL OF THE ABOVE PARTS ARE G.E./CONSOLIDATED “ OEM” PARTS.ALL OF THESE PARTS | EA | 4 | 0 | 0 | NO | 279 | 54823.5 | DRESSER CONSOLIDATED | GK50 |  | 01 | 1 |  | 2CBC |  | PI 201009/20200 | 71035 |  |  |  | 41801 | 42390 | 41834
11655 | 29200000TL | 03483 | EG1024015 | P | 58801192 | 58 | EGTL Spares | Mtce | 66 | 66F | RETAINERS | SPINDLE | Valve - Parts & Accessories :TYPE 1912 Dresser/Consolidated Type 1912-30RT-2-CC*MS-31-RF-GS-HP-MC967, S/N TRO 3499, CDTP 33.3 PSV120-PSV-1126 A, B, C & D & 120-PSV-2126 A, B, C & DPI 201009/202009ALL OF THE ABOVE PARTS ARE G.E./CONSOLIDATED “ OEM” PARTS. | EA | 4 | 0 | 0 | NO | 9 | 1768.5 | DRESSER CONSOLIDATED | 2410811 |  | 00 | 1 |  | 2CBC |  | PI 201009/20200 | 71035 |  |  |  | 41801 |  | 41834
11656 | 29200000TL | 03483 | EG1024015 | P | 58801193 | 58 | EGTL Spares | Mtce | 66 | 66F | DISC | RETAINER | Valve - Parts & Accessories :TYPE 1912 Dresser/Consolidated Type 1912-30RT-2-CC*MS-31-RF-GS-HP-MC967, S/N TRO 3499, CDTP 33.3 PSV120-PSV-1126 A, B, C & D & 120-PSV-2126 A, B, C & DPI 201009/202009ALL OF THE ABOVE PARTS ARE G.E./CONSOLIDATED “ OEM” PARTS. | EA | 4 | 2 | 4 | NO | 6 | 1179 | DRESSER CONSOLIDATED | 2410801 |  | 01,22 | 1 |  | 2CBC |  | PI 201009/20200 | 71035 |  |  |  | 41801 |  | 41834
11657 | 29200000TL | 03483 | EG1024015 | P | 58801194 | 58 | EGTL Spares | Mtce | 66 | 66F | RING | PIN ADJUSTING | Valve - Parts & Accessories :TYPE 1912 Dresser/Consolidated Type 1912-30RT-2-CC*MS-31-RF-GS-HP-MC967, S/N TRO 3499, CDTP 33.3 PSV120-PSV-1126 A, B, C & D & 120-PSV-2126 A, B, C & DPI 201009/202009ALL OF THE ABOVE PARTS ARE G.E./CONSOLIDATED “ OEM” PARTS. | EA | 3 | 0 | 0 | NO | 36 | 7074 | DRESSER CONSOLIDATED | 1077710 |  | 00 | 1 |  | 2CBC |  | PI 201009/20200 | 71035 |  |  |  | 41801 |  | 41834
11658 | 29200000TL | 03483 | EG1019003 | P | 58801200 | 58 | EGTL Spares | Mtce | 14 | 14H | GAUGE:PRESSURE 160PSI ASHCROFT | 1/4IN LOWER MOUNT 2.5IN DIAL | Pressure measuring and control Instruments : ASHCROFT PRESSURE GAUGE 0-160PSI (DRY) 2.5IN OR 63MM DIAL 316L SS TUBE WITH 1/4IN NPT LOWER MOUNT. P/N 25 1009 SW 02L 160 | EA | 10 | 6 | 12 | NO | 105.68 | 16404.7064 | ASHCROFT INC | 25 1009 SW 02L 160 |  | 05 | 1 |  |  |  |  | 71100 |  |  |  | 41803 | 43225 | 41823
11659 | 29200000TL | 03483 | EG1019003 | P | 58801202 | 58 | EGTL Spares | Mtce | 14 | 14H | GAUGE:PRESSURE 100PSI ASHCROFT | 1/4IN LOWER BACK 2.5IN DIAL | Pressure measuring and control Instruments : ASHCROFT PRESSURE GAUGE 0-100PSI (DRY) 2.5IN OR 63MM DIAL 316L SS TUBE WITH 1/4IN NPT LOWER BACK MOUNT. P/N 25 1009 SW 02B 100 MANUFACTURER: ASHCROFT INC. | EA | 9 | 0 | 0 | NO | 120.38 | 18686.5874 | ASHCROFT INC | 25 1009 SW 02B 100 |  | 05 | 1 |  |  |  |  | 71100 |  |  |  | 41803 | 44306 | 41823
11660 | 29200000TL | 03483 | EG1018010 | P | 58801203 | 58 | EGTL Spares | Mtce | 14 | 14H | GAUGE:PRESSURE 60PSI ASHCROFT | 1/4IN LOWER BACK 2.5IN DIAL | Pressure measuring and control Instruments : ASHCROFT PRESSURE GAUGE 0-60PSI (DRY) 2.5IN OR 63MM DIAL 316L SS TUBE WITH 1/4IN NPT LOWER BACK MOUNT. P/N 25 1009 SW 02B 60 MANUFACTURER: ASHCROFT INC. | EA | 7 | 6 | 12 | NO | 120.38 | 18686.5874 | ASHCROFT INC | 25 1009 SW 02B 60 |  | 05 | 1 |  |  |  |  | 71100 |  |  |  | 41803 | 45979 | 41823 | -5 | 3
11661 | 29300000TL | 03483 | EG1018016 | P | 58801204 | 58 | EGTL Spares | Mtce | 14 | 14H | GAUGE:PRESSURE 30PSI ASHCROFT | 1/4IN LOWER BACK 2.5IN DIAL | Pressure measuring and control Instruments : ASHCROFT PRESSURE GAUGE 0-30PSI (DRY) 2.5IN OR 63MM DIAL 316L SS TUBE WITH 1/4IN NPT LOWER BACK MOUNT. P/N 25 1009 SW 02B 30 MANUFACTURER: ASHCROFT INC. | EA | 2 | 2 | 4 | YES | 119.8614 | 55186.7239 | ASHCROFT INC | 25 1009 SW 02B 30 |  | 05 | 1 |  |  |  |  | 71100 |  |  |  | 43770 | 45729 | 45859 | -5 | 2 |  |  | -8 | 1
11662 | 29200000TL | 03483 | EG1026007 | P | 58801269 | 58 | EGTL Spares | Mtce | 65 | 65A | CLAMP | 3/4IN I.D 2000 PSI | Tools - Hand / Power :SEAL MATERIAL VITON, CLAMP LENGTH N/A, Rating PSI 2000 max, NPS 3/4inch I.D., http://www.plidco.com/product-line | EA | 4 | 2 | 4 | NO | 4912.49 | 964960.4107 | PLIDCO | 3/4IN I.D. |  | 01 | 1 |  | 2CBC |  |  | 71701 |  |  |  | 41833 |  | 41884
11663 | 29200000TL | 03483 | EG1025015 | P | 58801270 | 58 | EGTL Spares | Mtce | 65 | 65A | CLAMP | 1/2IN I.D. | Tools - Hand / Power :SEAL MATERIAL VITON, CLAMP LENGTH N/A, Rating PSI 2000 max, NPS 1/2inch I.D | EA | 4 | 2 | 4 | NO | 9307.87 | 1828344.9041 | PLIDCO | 1/2IN I.D. |  | 01 | 1 |  | 2CBC |  |  | 71701 |  |  |  | 41833 |  | 41884
11664 | 29200000TL | 03483 | EG1018009 | P | 58801358 | 58 | EGTL Spares | Mtce | 14 | 14Z | GAUGE | P/N 80055 | Completion Tools and Equipment - Other: (UNEX) LTDUNIT 10, ISLAND BUSINESS PARK, 23 FLANDERS DRIVE, MOUNT EDGECOMBEPHONE: +27 (0)315023119 FAX: +27 (0)31 5024479E-MAIL: ESAVIO@HYTORCAFRICA.CO.ZAEMILIO SAVIO: +27(0)83 544 2860GAUGE WITH CERTIFICATE HYTORC | EA | 4 | 2 | 4 | NO | 512.16 | 100731.6288 | HYTORC | 80055 | HY8005-AS | 02,05 | 1 |  | 1BBB |  |  | 71867 |  |  |  | 41890 |  | 41980
11665 | 29200000TL | 03483 | EG1022015 | P | 58801367 | 58 | EGTL Spares | Mtce | 66 | 66Z | VALVE: On/Off Block, | Premiair 009, | Valve-Other : On/Off Block Valve Premiair 009 Valve Tag, 171-KV-0357Action on Air Failure, Open | EA | 2 | 0 | 0 | NO | 2363.2 | 464203.376 | ATOMAC | AKH 2.2 |  | 02 | 1 |  |  |  |  | 71497 |  |  |  | 41898 |  | 42021
11666 | 29200000TL | 03483 | EG1022015 | P | 58801368 | 58 | EGTL Spares | Mtce | 66 | 66Z | VALVE: ON/OFF , | PREMIAIR 004 | Valve-Other : Tag, 171-KV-0327 Action on Air Failure, Close | EA | 2 | 1 | 2 | NO | 2363.2 | 464203.376 | ATOMAC | AKH 2.3 |  | 02 | 1 |  |  |  |  | 71497 |  |  |  | 41898 | 42796 | 42021
11667 | 29200000TL | 03483 | EG1024001 | P | 58801406 | 58 | EGTL Spares | Mtce | 72 | 72B | ELEMENT: INTAKE | INTAKE ELEMENT(2004DIESEL ENG) | Filtration - Equipments :(2004DIESEL ENG) FOR LIBERTY 11 SCOTT AIR COMPRESSOR EGTL SCOTT SAFETY 4320 GOLDMINE ROAD MONROE , NC 28110 MAIN#: 1-704-291-8300 CUSTOMER SERVICE: 1-800-247-7257 TECHNICAL SUPPORT: 1-800-247-7257 | EA | 6 | 3 | 6 | NO | 181.33 | 35921.473 | SCOTT SAFETY | ABE0620041 |  | 01,02 | 1 |  |  |  |  | 71847 |  |  |  | 41898 |  | 41940
11668 | 29200000TL | 03483 | EG1017018 | P | 58801417 | 58 | EGTL Spares | Mtce | 51 | 51Z | RELAY | TERMINAL 120VAC | Electric-Other : for 5-VSD-5 700-HC General Purpose Square w/Blade Terminal Relay, 10 Amp Contact, Low Energy Rating: (10V,10mA), 2PDT, 120VAC, Pilot Light. | EA | 1 | 0 | 0 | NO | 17.94 | 2951.13 | ALLEN BRADLEY | 700-HC22ZA1-4 |  | 01,02,10 | 1 |  | 2CBC |  |  | 72357 |  |  |  | 41898 |  | 41933
11669 | 29200000TL | 03483 | EG1020014 | P | 58801465 | 58 | EGTL Spares | Mtce | 51 | 51Z | MODULE: 400/ 480V | POWER SUPPLY BOARD FOR 5-VSD-5 | Electric-Other : PF750,FR8,INV,POWER SUPPLY BOARD,400/480V. P/N: SK-R1-PWRS1-CD-F8. ALLEN BRADLEY | EA | 1 | 0 | 0 | NO | 785.9 | 131284.595 | ALLEN BRADLEY | SK-R1-PWRS1-CD-F8 |  | 01 | 1 |  | 2BBB |  |  | 72894 |  |  |  | 41916 |  | 41948
11670 | 29200000TL | 03483 | EG1026008 | P | 58801467 | 58 | EGTL Spares | Mtce | 66 | 66Z | KIT: REPAIR RELIEF VALVE 3905G | TW-39306 / TW-39307-P | KIT: Repair Relief Valve 3905G Soft Goods Kit Main/Pilot, for PSVs: 171-PSV-0099A/B. Pilot Operated. Model number is:1.5-3905G-4-CC-DA-RF-LA-MC967/39MV07-2-CC-B-LA-60-MC967; Serial Number: TW-39306 / TW-39307-P; Drawing Number: EGTL1-DRE-PRO-GA-710400 | EA | 4 | 0 | 0 | NO | 2812.97 | 855329.9585 | CONSOLIDATED RELIEF VALVE | TW-39306 |  | 01 | 1 |  | 1AAA |  |  | 73033 |  |  |  | 41922 | 43062 | 43164
11671 | 29200000TL | 03483 | EG1025006 | P | 58801477 | 58 | EGTL Spares | Mtce | 66 | 66Z | VALVE: | VENT, ADJUSTABLE | Valve-Other : FOR LIBERTY 11 SCOTT AIR COMPRESSOR EGTL SCOTT SAFETY 4320 GOLDMINE ROAD MONROE , NC 28110 MAIN#: 1-704-291-8300 CUSTOMER SERVICE: 1-800-247-7257 TECHNICAL SUPPORT: 1-800-247-7257 | EA | 2 | 1 | 2 | NO | 130 | 21716.5 | SCOTT SAFETY | ABV0235511 |  | 02 | 1 |  |  |  |  | 73192 |  |  |  | 41931 |  | 41959
11672 | 29300000TL | 03483 | EG1020014 | P | 58801500 | 58 | EGTL Spares | Mtce | 51 | 51B | BALLAST: 110V / 230V | 1 X 58W T8 | Electric Components - Lighting : HF BALLAST 110V / 230V 1 X 58W T8 FLUORESCENT | EA | 24 | 11 | 16 | YES | 69.5244 | 29431.197 | ELT | BE158-UN-277V ELT |  | 00 | 1 |  |  |  |  | 73361 |  | BE158-UN-277V |  | 43770 | 45603 | 44882 |  |  | -21 | 2 | -5 | 2
11673 | 29200000TL | 03483 | EG1026004 | P | 58801537 | 58 | EGTL Spares | Mtce | 66 | 66F | KIT: REPAIR | TSV, THERMAL RELIEF | Valve - Parts & Accessories :MFG PART & MODEL NUMBER:1-19110LCF-2-CC-MS-31-10-05-LA-MC967, CL 300 RF, CL 150 RF, CARBON STEEL, THERMAL RELIEF, 13.1BARG | EA | 1 | 0 | 0 | NO | 635.1 | 106379.25 | DRESSER | 1-19110LCF-2-CC-MS-31-10- |  | 01 | 1 |  |  |  |  | 73958 |  | 1-19110LCF-2-CC-MS-31-10- |  | 41973 | 43283 | 42015
11674 | 29300000TL | 03483 | EG1020017 | P | 58801542 | 58 | EGTL Spares | Mtce | 28 | 28E | CABLE: QUICK DISCONNECT | FLAME SCANNER | Fire and Gas Control Systems : 8-C0NDUCTOR, 9-METER CABLE ASSEMBLY WITH 8-PIN FEMALE CONNECTOR FOR FIREYE 85UVF FLAME SCANNER.FACTORY WIRED CABLE ASSEMBLY (59-546) FOR INSIGHT II AND PHOENIX QUICK DISCONNECT VERSION. 9 METERS / 30 FT. | EA | 5 | 3 | 5 | YES | 503.012 | 733914.6285 | FIREYE | 59-546-9 |  | 01,10 | 1 |  | 3XXX |  |  | 73951 |  |  |  | 43770 | 45817 | 45912 | -4 | 1
11675 | 29200000TL | 03483 | EG1026012 | P | 58801567 | 58 | EGTL Spares | Mtce | 87 | 87B | KIT | RETAINING RING | Engines - Parts : L270 PARTS BREAKDOWN NO 28: REPAIR KIT FOR L270-20-8AM / L270-40-16AM SERIES LIMITORQUE PNEUMATIC MOV PART, USED ON EGTL1 183-XV-0067, 183-XV-0071, 183-XV-0072, 183-XV-0057, 183-XV-0058, 183-XV-0059, 183-XV-0063, 183-XV-0064, 183-XV-0073 | EA | 4 | 2 | 4 | NO | 168 | 33012 | LIMITORQUE | CG1-5100-334 |  | 01 | 1 |  | 2CBC |  |  | GTL202 |  | CG1-5100-334 |  | 42009 |  | 42050
11676 | 29200000TL | 03483 | EG1026005 | P | 58801572 | 58 | EGTL Spares | Mtce | 87 | 87B | HOUSING: MAIN, | STANDARD HARD WARE | Engines - Parts : PARTS BREAKDOWN NO 50: REPAIR KIT FOR L270-20-8AM / L270-40-16AM SERIES LIMITORQUE PNEUMATIC MOV PART, USED ON EGTL1 183-XV-0067, 183-XV-0071, 183-XV-0072, 183-XV-0057, 183-XV-0058, 183-XV-0059, 183-XV-0063, 183-XV-0064, 183-XV-0073,183- | EA | 4 | 2 | 4 | NO | 220.64 | 43346.9344 | LIMITORQUE | 21600-026 |  | 00 | 1 |  |  |  |  | GTL202 |  | 21600-026 |  | 42009 |  | 42107
11677 | 29200000TL | 03483 | EG1019011 | P | 58801580 | 58 | EGTL Spares | Mtce | 87 | 87B | KIT | SHIM HSG COVER SHIM | Engines - Parts : L270 PARTS BREAKDOWN NO 6: REPAIR KIT FOR L270-20-8AM / L270-40-16AM SERIES, USED ON EGTL1 183-XV-0067, 183-XV-0071, 183-XV-0072, 183-XV-0057, 183-XV-0058, 183-XV-0059, 183-XV-0063, 183-XV-0064, 183-XV-0073,183-XV-0074, 183-XV-0075,183-X | EA | 3 | 2 | 4 | NO | 109.2 | 21450.156 | LIMITORQUE | 61-6600069-1 |  | 01 | 1 |  | 2CBC |  |  | GTL202 |  | 61-6600069-1 |  | 42009 | 44421 | 42058
11678 | 29200000TL | 03483 | EG1023013 | P | 58801592 | 58 | EGTL Spares | Mtce | 28 | 28E | ADAPTER | SURFACE MOUNTING | Fire and Gas Control Systems : FLAME SCANNER MOUNTING KIT, IR AND UV SENSOR FOR PACKAGE BOILERS 172-XP-001A/B/C,MODEL NUMBER 95DSS2-1 | EA | 2 | 1 | 2 | NO | 204.2 | 40162.056 | FIREYE | 60-2692 |  | 01 | 1 |  | 2CBC |  |  | GTL202 |  | 60-2692 |  | 42009 |  | 42039
11679 | 29200000TL | 03483 | EG1016004 | P | 58801641 | 58 | EGTL Spares | Mtce | 54 | 54A | O-RING TYPE:O-RING O-RING FOR | STRAINER BOWL,5/PKG,NALCO | Gaskets : SKID,174-XP-003,174-XP-004,MIN-0,MAX-1 | EA | 2 | 1 | 2 | NO | 118.61 | 36199.772 | NALCO | 741-P00523.88 |  | 01 | [9 empty] | 42051 | 42629 | 42671
11680 | 29200000TL | 03483 | EG1017003 | P | 58801645 | 58 | EGTL Spares | Mtce | 66 | 66P | REGULATOR:PRESSURE TYPE:BACK | PRESS/RELIEF INLET PRESS.:150 | Valve-Regulators : PSI OUTLET PRESS.:20 PSI, 1.4 BAR SIZE/CONN:1/4 IN FNPT BODY MATL:BLACK | EA | 3 | 2 | 3 | NO | 1000 | 196430 | SENTRY | 7-00868A |  | 01,10 |  |  | 1BBB |  |  |  |  | BPRVA-20 |  | 42053 |  | 42123
11681 | 29200000TL | 03483 | EG1026003 | S | 58801707 | 58 | EGTL Spares | Mtce | 66 | 66F | SEAT:RING TYPE:FOR 627H SEAT | SIZE:1/4 PORT MATL:NA SEAT | Valve - Parts & Accessories :RING; 1/4 PORT; S30300 COND A. PART NUMBER 0B042035032 | EA | 1 | 1 | 2 | NO | 101.3579 | 31350 | FISHER | 0B042035032 |  | 01 | [7 empty] | 627H |  | 42600 | 44101 | 42538
11682 | 29200000TL | 03483 | EG1025014 | S | 58801708 | 58 | EGTL Spares | Mtce | 66 | 66F | PIN TYPE:FOR 627H SIZE:1/4 | MATL:SST 1 | Valve - Parts & Accessories :PIN,STRAIGHT;1/4X 0.62;18-8SST/20B15 PART NUMBER 10B3083X012 | EA | 1 | 1 | 2 | NO | 59.5 | 18147.5 | FISHER | 10B3083X012 |  | 00 | [7 empty] | 627H |  | 42681 | 44101 | 42562
11683 | 29300000TL | 03483 | EG1016015 | P | 58801724 | 58 | EGTL Spares | Mtce | 14 | 14B | PROBE:PROXIMITY TYPE:VIBRATION | TIP DIA:16 TO 24 AWG CASE | Programmable Logic Controllers : LG:0.5M CABLE LG:0.5M PROBE:3300 XL 8MM PROBE,M10 X 1 THREAD,WITHOUT ARMOR 0.5 METER | EA | 2 | 1 | 2 | YES | 927.875 | 1483387.655 | BENTLY NEVADA | 330103-00-03-05-01-05 |  | 07 | [7 empty] | 330103-00-03-05-01-05 |  | 43782 | 45346 | 45524 |  |  | -2 | 1
11684 | 29300000TL | 03483 | EG1018008 | P | 58801725 | 58 | EGTL Spares | Mtce | 14 | 14B | CABLE TYPE:3300XL SIZE:5M | MATL:PLASTIC CORE | Programmable Logic Controllers : STRUCTURE:ARMORED CABLE:3300XL EXTENSION CABLE 5 METER SYSTEM ARMORED CABLE WITH CONNECTOR PROTECTORS. | EA | 2 | 1 | 2 | YES | 610.7875 | 799315.3324 | BENTLY NEVADA | 330130-045-03-05 |  | 01,10,07 | [9 empty] | 43769 | 45923 | 45943 | -2 | 2 | -1 | 1 | -2 | 1
11685 | 29300000TL | 03483 | EG1024012 | S | 58801733 | 58 | EGTL Spares | Mtce | 56 | 56Z | SCREW:SELF-TAPPING/DRILL | 5.5 X 45MM | SCREWFIX HEXAGON HEAD GALVANIZED; PACK OF 100 | PK | 19 | 13 | 19 | YES | 8.71 | 3884.3987 | SCREWFIX | C1022 |  | 02,21,22,07 | [7 empty] | C-1022 | BKNL107 | 43769 | 45068 | 44628 |  |  |  |  | -1 | 1
11686 | 29200000TL | 03483 | EG1020020 | P | 58801735 | 58 | EGTL Spares | Mtce | 51 | 51R | MODULE:RELAY TYPE:3500 /32 ,4 | CHANNEL I/P:0-24VDC | Integrated Power Control Room & Substations :O/P:0-24VDC POWER SOURCE:24VDC MODULE:3500/32, 4 CHANNEL RELAY MODULE | EA | 3 | 1 | 3 | NO | 1400 | 275044 | BENTLY NEVADA | 149986-02 |  | 01,07 | [9 empty] | 42230 |  | 42143
11687 | 29200000TL | 03483 | EG1020012 | P | 58801777 | 58 | EGTL Spares | Mtce | 66 | 66Z | REGULATOR TYPE:FILTER | RATING:PARKER SIZE/CONN:P32EB | MATL:ZINC METAL | EA | 1 | 2 | 3 | NO | 168.3333 | 51322.54 | PARKER | P32EB14 ESMBNGP |  | 01,10,16 |  |  | 1BBB | [6 empty] | 42301 | 45686 | 42781 | -2 | 1
11688 | 29300000TL | 03483 | EG1018005 | P | 58801794 | 58 | EGTL Spares | Mtce | 14 | 14H | GAUGE:PRESSURE RANGE:-1 TO +3 | BAR DIAL SIZE:100MM | Pressure measuring and control Instruments : SIZE/CONN:1/2 IN NPT CASE MATL:304 SS TUBE MATL:SS CONN MATL:SS CONN LOCATION:BOTTOM MOUNT:PANEL FILLED:GLYCERINE TAG NO.: 173-PI-0117, 173-PI-1117, 173-PI-2117. | BA | 1 | 0 | 1 | YES | 189.3286 | 225000 | TECSIS |  |  | 05,08 | [7 empty] | 2324 |  | 43769 |  | 45132
11689 | 29200000TL | 03483 | EG1016015 | P | 58801799 | 58 | EGTL Spares | Mtce | 14 | 14C | FLOWMETER TYPE:VORTEX | SERVICE:SLURRY SIZE/CONN:1 1/2 | Flow Measuring Instruments : RANGE:0 - 250 M3/H MATL:CAST STL | EA | 4 | 3 | 4 | NO | 1013.6269 | 199177.8136 | ROSEMOUNT EMERSON | 08800-5120-4001 |  | 00 | [9 empty] | 42279 | 42286 | 42335
11690 | 29300000TL | 03483 | EG1016015 | P | 58801800 | 58 | EGTL Spares | Mtce | 14 | 14C | FLOWMETER TYPE:VORTEX | SERVICE:SLURRY SIZE/CONN:1 1/2 | Flow Measuring Instruments : RANGE:0 - 250 M3/H MATL:CAST STL CKT CARD 2 BRD STACK | EA | 1 | 0 | 1 | YES | 3832.22 | 5879583.535 | ROSEMOUNT EMERSON | 08800-5120-4004 |  | 00 | [9 empty] | 43769 | 45706 | 45842 | -1 | 1
11691 | 29200000TL | 03483 | EG1020007 | P | 58801801 | 58 | EGTL Spares | Mtce | 14 | 14C | FLOWMETER TYPE:VORTEX | SERVICE:SLURRY SIZE/CONN:1 1/2 | Flow Measuring Instruments : RANGE:0 - 250 M3/H MATL:CAST STL REMOTE MOUNT , MTA COMPATIBLE, 20FT | EA | 1 | 1 | 2 | NO | 810.05 | 159174.7071 | ROSEMOUNT EMERSON | 08800-5051-3020 |  | 00 | [9 empty] | 42279 | 45604 | 42198 |  |  | -1 | 1
11692 | 29200000TL | 03483 | EG1020014 | P | 58801802 | 58 | EGTL Spares | Mtce | 14 | 14C | FLOWMETER TYPE:VORTEX | SERVICE:SLURRY SIZE/CONN:1 1/2 | Flow Measuring Instruments : RANGE:0 - 250 M3/H MATL:CAST STL REMOTE MOUNT , MTA COMPATIBLE, 20FT | EA | 4 | 3 | 4 | NO | 2138.175 | 420151.4661 | ROSEMOUNT EMERSON | 08800-0250-0003 |  | 00 | [9 empty] | 42279 |  | 42198
11693 | 29200000TL | 03483 | EG1023016 | P | 58801804 | 58 | EGTL Spares | Mtce | 53 | 53Z | UNION:PIPE TYPE:X SERIES CLASS | 3000 UNION SIZE:3/4 INCHES | Fittings - Pipe - Metal - Non CS :CONN:THREADED RATING:3M MATL:A/SA105 SPEC:AAR SP83 GRADE:X 83DDDD (HEAT CODE) | PC | 100 | 50 | 100 | NO | 10.036 | 2896.554 | PHOENIX |  |  | 00 | [9 empty] | 42161 | 42575 | 42612
11694 | 29200000TL | 03483 | EG1017014 | P | 58801830 | 58 | EGTL Spares | Mtce | 14 | 14D | GLASS:SIGHT TYPE:DIA I IN X | 1/2 IN THK SIZE:RPW 24BR | Level Measuring Instruments : RATING:GLASS/SS MATL:CLEAR COLOR:CLEAR GLASS MODULE FOR P3000/P3100 SERIES SIMPLIPORT GAGE GLASSES-RPW 24BR. | EA | 16 | 16 | 32 | NO | 243.82 | 47900.8772 | JERGUSSON GAGES AND VALVE | P3000/P3100 |  | 01A,07 | [7 empty] | RPW 24BR | BKNL148 | 42254 | 43815 | 42191
11695 | 29200000TL | 03483 | EG1021008 | P | 58801906 | 58 | EGTL Spares | Mtce | 54 | 54A | GASKET TYPE:LINER PACKING | SIZE:0 PRESS. RATING:0 | Gaskets : MATL:BUNA-N SHAPE:RECTANGULAR GASKET ; P/N: CA-375Z-259-XXA. FOR DANIEL TURBINE METER. | EA | 4 | 2 | 4 | NO | 106.28 | 20884.02 | DANIEL | CA-375Z-259-XXA |  | 01 | [9 empty] | 42279 |  | 42221
11696 | 29200000TL | 03483 | EG1019007 | P | 58801920 | 58 | EGTL Spares | Mtce | 76 | 76F | RING:WEAR TYPE:SPHERE | SIZE:8.30 IN MATL:SS RING: | Pump - Centrifugal - Parts : SIZING, 8.30 IN ; P/N: 203-0800, MANUFACTURER: MALONEY. FOR SPHERE. | EA | 4 | 2 | 4 | NO | 143.55 | 28207.575 | MALONEY | 203-0800 |  | 01 | [9 empty] | 42276 |  | 42221
11697 | 29200000TL | 03483 | EG1021008 | P | 58801929 | 58 | EGTL Spares | Mtce | 54 | 54A | GASKET:PUMP TYPE:UNKNOWN | STYLE:UNKNOWN MATL:UNKNOWN | Gaskets : ID:UNKNOWN OD:UNKNOWN THCK:UNKNOWN GASKET SET FOR SAMPLE PUMP ON SIEMENS ULTRAMAT 23 GAS ANALYZER MODEL: 7MB2337-0PE00-5AD1 SERIAL: N1-V2-0678 MEASURE: NOX AND CO GASSES | ST | 3 | 1 | 4 | NO | 70.87 | 13925.955 | SIEMENS GERMANY | C79402-Z666-E20 |  | 01 | [9 empty] | 42202 | 44520 | 42221
11698 | 29200000TL | 03483 | EG1020004 | P | 58801933 | 58 | EGTL Spares | Mtce | 51 | 51Z | SOURCE TYPE:INFRA RED IR | SOURCE FOR SIEMENS ULTRAMAT 23 | Electric-Other : GAS ANALYZER MODEL: 7MB2337-0PE00-5AD1 SERIAL: N1-V2-0678 MEASURE: NOX AND CO GAS. TAG: 160-AT-0201A & 160-AT-0201B ANALYZER SPECIFIC SPARE | EA | 2 | 1 | 2 | NO | 908.43 | 327489.015 | SIEMENS GERMANY | C79451-A3468-B206 |  | 00 | [9 empty] | 42202 | 43715 | 43844
11699 | 29200000TL | 03483 | EG1020002 | P | 58801934 | 58 | EGTL Spares | Mtce | 72 | 72Z | FILTER:GAS TYPE:OPTICAL | SIZE:UNKNOWN ELEMENT | Filtration - Filters/ Other : MATL:UNKNOWN FILTERING RETENTION:UNKNOWN HOUSING MATL:UNKNOWN OPTICAL FILTER NOX GAS FOR SIEMENS ULTRAMAT 23 GAS ANALYZER MODEL: 7MB2337-0PE00-5AD1 SERIAL: N1-V2-0678 TAG: 160-AT-0201 & 160-AT-0201B MEASURE: NOX AND CO GA | EA | 2 | 0 | 0 | NO | 1500 | 294750 | SIEMENS GERMANY | C75285-Z1491-C5 |  | 01 | [9 empty] | 42202 |  | 42233
11700 | 29200000TL | 03483 | EG1020002 | P | 58801935 | 58 | EGTL Spares | Mtce | 72 | 72Z | FILTER:GAS TYPE:UNKNOWN | SIZE:UNKNOWN ELEMENT | Filtration - Filters/ Other : MATL:UNKNOWN FILTERING RETENTION:UNKNOWN HOUSING MATL:UNKNOWN GAS FILTER CO GAS FOR SIEMENS ULTRAMAT 23 GAS ANALYZER MODEL: 7MB2337-0PE00-5AD1 SERIAL: N1-V2-0678 TAG: 160-AT-0201A & 160-AT-0201B MEASURE: NOX AND CO GAS. AN | EA | 2 | 1 | 2 | NO | 500 | 98250 | SIEMENS GERMANY | C79451-A3458-B500 |  | 01 | [9 empty] | 42202 |  | 42233
11701 | 29200000TL | 03483 | EG1020004 | P | 58801936 | 58 | EGTL Spares | Mtce | 14 | 14A | CHAMBER TYPE:UNKNOWN | SIZE:UNKNOWN MATL:UNKNOWN | Analyzers & Monitors : RECEIVER CHAMBER FOR CO GAS SMALLEST MR<5% IN SIEMENS ULTRAMAT 23 GAS ANALYZER MODEL: 7MB2337-0PE00-5AD1 SERIAL: N1-V2-0678 TAG: 160-AT-0201A & 160-AT-0201B MEASURE: NOX & CO GAS. ANALYZER SPECIFIC SPARE | EA | 2 | 1 | 2 | NO | 1287.5 | 329958.75 | SIEMENS GERMANY | C79451-A3468-B525 |  | 00 | [9 empty] | 42202 | 43713 | 43783
11702 | 29200000TL | 03483 | EG1020004 | P | 58801937 | 58 | EGTL Spares | Mtce | 14 | 14A | CHAMBER TYPE:UNKNOWN | SIZE:UNKNOWN MATL:UNKNOWN | Analyzers & Monitors : RECEIVER CHAMBER FOR NOX GAS CHANNEL 1 IN SIEMENS ULTRAMAT 23 GAS ANALYZER MODEL: 7MB2337-0PE00-5AD1 SERIAL: N1-V2-0678 TAG: 160-AT-0201A & 160-AT-0201B MEASURE: NOX & CO GAS. ANALYZER SPECIFIC SPARE | EA | 2 | 1 | 2 | NO | 2017.5 | 520132.5 | SIEMENS GERMANY | C79451-A3468-B520 |  | 00 | [9 empty] | 42202 | 43713 | 43783
11703 | 29200000TL | 03483 | EG1021016 | P | 58801941 | 58 | EGTL Spares | Mtce | 54 | 54A | GASKET:HEAT EXCHANGER | TYPE:IRON JACKETED STYLE:NA | Gaskets : MATL:GRAPHITE ID:255 MM OD:275 MM THCK:3 MM RIB WIDTH:NA RADII:NA APPLICATION:NA IRON JACKETED GRAPHITE . 255 MM ID, 275 MM OD , 3MM THK, | EA | 7 | 6 | 15 | NO | 69.16 | 13589.94 | FLEXCITALLIC |  |  | 01 | [9 empty] | 42279 | 43268 | 42223
11704 | 29200000TL | 03483 | EG1020004 | P | 58801949 | 58 | EGTL Spares | Mtce | 14 | 14A | CELL | MEASURING HYDROGEN | Analyzers & Monitors : WITHOUT HOUSING OR PIPING FOR CALOMAT 6F GAS ANALYZER; SERIAL: 074 OR 075 TAG: 120-AT-1124 & 120-AT-2124 | EA | 2 | 0 | 0 | NO | 4650 | 913678.5 | SIEMENS GERMANY | A5E00095332 |  | 00 |  |  | 2CBC |  |  |  |  | 7MB2521-1AW00-0AD1 |  | 42330 |  | 42279
11705 | 29200000TL | 03483 | EG1020004 | P | 58801950 | 58 | EGTL Spares | Mtce | 14 | 14A | GLAND | PIPING INLET SCREWED | Analyzers & Monitors : FOR CALOMAT 6F GAS ANALYZER; SERIAL: 074 OR 075 TAG: 120-AT-1124 & 120-AT-2124 | EA | 2 | 1 | 2 | NO | 595 | 116911.55 | SIEMENS GERMANY | A5E00160260 |  | 00 |  |  | 2CBC |  |  |  |  | 7MB2521-1AW00-0AD1 |  | 42330 |  | 42279
11706 | 29200000TL | 03483 | EG1020004 | P | 58801951 | 58 | EGTL Spares | Mtce | 14 | 14A | GLAND | PIPING OUTLET SCREWED | Analyzers & Monitors : FOR CALOMAT 6F GAS ANALYZER SERIAL: 074 OR 075 TAG: 120-AT-1124 & 120-AT-2124 | EA | 2 | 1 | 2 | NO | 595 | 116911.55 | SIEMENS GERMANY | A5E00160261 |  | 00 |  |  | 2CBC |  |  |  |  | 7MB2521-1AW00-0AD1 |  | 42330 |  | 42279
11707 | 29200000TL | 03483 | EG1020004 | P | 58801952 | 58 | EGTL Spares | Mtce | 54 | 54A | O-RING SET | P/N A5E00124182 | Seals : FOR SIEMENS CALOMAT 6F GAS ANALYZER MATL:FFKM-CHEMRAZ SERIAL: 074 OR 075 TAG: 120-AT-1124 & 120-AT-2124 | EA | 3 | 1 | 3 | NO | 345 | 67789.05 | SIEMENS GERMANY | A5E00124182 |  | 01 |  |  | 1BBB |  |  |  |  | 7MB2521-1AW00-0AD1 |  | 42330 |  | 42279
11708 | 29200000TL | 03483 | EG1020004 | P | 58801953 | 58 | EGTL Spares | Mtce | 14 | 14A | BUSHING | 1/4 IN | Analyzers & Monitors : FOR CALOMAT 6F GAS ANALYZER SERIAL: 074 OR 075 TAG: 120-AT-1124 & 120-AT-2124 | EA | 3 | 1 | 3 | NO | 550 | 108069.5 | SIEMENS GERMANY | C79451-A3480-B33 |  | 01 |  |  | 2CBC |  |  |  |  | 7MB2521-1AW00-0AD1 |  | 42330 |  | 42279
11709 | 29200000TL | 03483 | EG1020004 | P | 58801954 | 58 | EGTL Spares | Mtce | 51 | 51Z | FUSE | 100-120V POWER SUPPLY | Electric-Other : FOR CALOMAT 6F GAS ANALYZER SERIAL: 074 OR 075 TAG: 120-AT-1124 & 120-AT-2124 MEASURE HYDROGEN | EA | 10 | 4 | 10 | NO | 9 | 1768.41 | SIEMENS GERMANY | W79054-L1011-T100 |  | 01,10,22 |  |  | 2CBC |  |  |  |  | 7MB2521-1AW00-0AD1 |  | 42330 |  | 42279
11710 | 29200000TL | 03483 | EG1020004 | P | 58801955 | 58 | EGTL Spares | Mtce | 72 | 72B | FILTER | MAINS | Filtration - Equipments :FOR CALOMAT 6F GAS ANALYZER SERIAL: 074 OR 075 TAG: 120-AT-1124 & 120-AT-2124 | EA | 3 | 0 | 0 | NO | 95 | 18666.55 | SIEMENS GERMANY | W75041-E5602-K2 |  | 01 |  |  | 2CBC |  |  |  |  | 7MB2521-1AW00-0AD1 |  | 42330 |  | 42279
11711 | 29200000TL | 03483 | EG1020004 | P | 58801957 | 58 | EGTL Spares | Mtce | 14 | 14A | BOARD | LCD/KEYBOARD ADAPTER | Analyzers & Monitors : FOR CALOMAT 6F GAS ANALYZER SERIAL: 074 OR 075 TAG: 120-AT-1124 & 120-AT-2124 MEASURE: HYDROGEN | EA | 2 | 0 | 0 | NO | 230 | 45192.7 | SIEMENS GERMANY | C79451-A3474-B605 |  | 01 |  |  | 2CBC |  |  |  |  | 7MB2521-1AW00-0AD1 |  | 42330 |  | 42279
11712 | 29200000TL | 03483 | EG1020004 | P | 58801958 | 58 | EGTL Spares | Mtce | 14 | 14A | DISPLAY | LCD | Analyzers & Monitors : FOR CALOMAT 6F GAS ANALYZER SERIAL: 074 OR 075 TAG: 120-AT-1124 & 120-AT-2124 MEASURE: HYDROGEN | EA | 2 | 1 | 2 | NO | 600 | 117894 | SIEMENS GERMANY | W75025-B5001-B1 |  | 01,10 |  |  | 2CBC |  |  |  |  | 7MB2521-1AW00-0AD1 |  | 42330 |  | 42279
11713 | 29200000TL | 03483 | EG1020004 | P | 58801990 | 58 | EGTL Spares | Mtce | 14 | 14A | CHAMBER: ANALYZER | WITH O-RING | Analyzers & Monitors : FOR ULTRAMAT 23 GAS ANALYZER SERIAL: N1-V2-0678 TAG: 160-AT-0201A & 160-AT-0201B MEASURE: NOX & CO GAS | EA | 2 | 1 | 2 | NO | 592.5 | 154081.625 | SIEMENS GERMANY | C79451-A3468-B231 |  | 00 | [7 empty] | 7MB2337-0PE00-5AD1 |  | 42330 | 43713 | 43783
11714 | 29300000TL | 03483 | EG1018016 | P | 58801999 | 58 | EGTL Spares | Mtce | 53 | 53Z | FITTING TYPE:PIPE CONNECTION | SIZE:3/4 IN X 1/2 IN MATL:SS | Fittings - Pipe - Metal - Non CS : | IN | 5 | 7 | 10 | YES | 58.7 | 89802.195 | SWAGELOK | SS-12-RA-8 |  | 02 | [7 empty] | SS-12-RA-8 |  | 43769 |  | 45672
11715 | 29300000TL | 03483 | EG1018015 | P | 58802015 | 58 | EGTL Spares | Mtce | 66 | 66V | REGULATOR:PRESSURE TYPE:RV17MM | INLET PRESS.:0 - 15 BARG | "Process Control System :OUTLET PRESS.:0 - 10.6 BARG SIZE/CONN:2 X 3/8 INCH NPT BODY MATL:STAINLESS STEEL/BRONZE/BRASS INSTRUMENT PRESSURE REGULATOR, PART NUMBER: 793224912, MANUFACTURER: FLUIDES COMPOSANTS TYPE: RV17MM, MATERIAL: | EA | 7 | 0 | 1 | YES | 4967.8729 | 3716986.5017 | SMC CORPORATION | 793224912 |  | 01,02,10,16 | [7 empty] | RV17MM |  | 43769 | 44984 | 45149 |  |  |  |  | -1 | 1
11716 | 29200000TL | 03483 | EG1018020 | P | 58802052 | 58 | EGTL Spares | Mtce | 66 | 66Z | VALVE:SOLENOID TYPE:DN 12 | PIPE SIZE:1/2 IN ORIFICE | Valve-Other : DIA:1/2 ELECT. RATING:DC 24V BODY MATL:SS 1.4571 CONFIG:3-WAY PRESS RATING:25BAR CONN:FNPT OPERATION:NO-NC COIL:1500 ENCLOSURE:DIN 40050QA Code 02, 04, 05, 07, 23, 27 | EA | 3 | 2 | 3 | NO | 3600 | 707400 | NORGREN | 2413404-1500 24V DC |  | 00,02, 04, 05, 07, 23, 27 | [9 empty] | 42442 |  | 42353
11717 | 29200000TL | 03483 | EG1019018 | P | 58802054 | 58 | EGTL Spares | Mtce | 56 | 56Z | PENETRANT TYPE:AEROSOL | CONT:10.5 OZ CAN | Fasteners / Hardware : PROPERTIES COLOUR: WHITE FORM AS SPRAY VISCOSITY: 31.4 CST @ 100ºF FLASH POINT: NONE BOILING POINT: 100ºC SPECIFIC GRAVITY: 0.98 | CN | 16 | 10 | 16 | NO | 162.7475 | 49848.0929 | CALLINGTON | 1502/400 |  | 00,12 | [7 empty] | HI-TEMP KO-19 |  | 42829 |  | 42788
11718 | 29200000TL | 03483 | EG1017018 | P | 58802055 | 58 | EGTL Spares | Mtce | 54 | 54A | SEAL:O-RING TYPE:CONTROL OIL | SEAL KIT MATL:NEOPRENE SEAL | Seals : KIT (O-RING SET) FOR STEAM GENERATOR CONTROL OIL PANEL WHICH HOUSES SOLENOIDS 173-XY-0106 173-XY-0107 173-XY-0108 173-XY-1106 173-XY-1107 173-XY-1108 173-XY-2106 173-XY-2107 173-XY-2108 GASKETS SET CONTAINS 18 PIECES OF O-RING SEE ATTACHMENT FOR | EA | 7 | 12 | 24 | NO | 1124.67 | 309143.6663 | G.E | IRR1069512011 |  | 02,07 |  |  | 1BBB | [6 empty] | 42507 | 45793 | 42408 | -3 | 2 | -6 | 1 | -5 | 2
11719 | 29200000TL | 03483 | EG1018014 | P | 58802072 | 58 | EGTL Spares | Mtce | 34 | 34Z | ANALYZER TYPE:SURFACE AREA & | POROSIMETRY RANGE:0.25-2PPM | Laboratory - Other :POWER SOURCE:120/240VAC DRAEGER-TUBES A LABORATORY BEHIND GLASS. BENZENE 0.5/C (5) 20 OLD PN PART NUMBER 8101841 | BX | 10 | 0 | 0 | NO | 101.59 | 19962.435 | DRAEGER SAFETY | 8103691 |  | 02,07,12 | [9 empty] | 42498 |  | 42339
11720 | 29300000TL | 03483 | EG1022001 | S | 58802075 | 58 | EGTL Spares | Mtce | 76 | 76E | DIAPHRAGM:PUMP TYPE:DIAPRHAGM | SIZE:3IN RATING:125PSI | PUMPS-RECIP PARTS : MATL:RUBBER | EA | 11 | 6 | 9 | YES | 394.3864 | 484503.4152 | WARREN RUPP | 286.018.360 |  | 01A |  |  | 1BBB |  |  |  |  | 476.249.360 | APSCN068 | 43769 | 45178 | 45523 |  |  |  |  | -12 | 2
11721 | 29200000TL | 03483 | EG1022007 | P | 58802076 | 58 | EGTL Spares | Mtce | 54 | 54A | GASKET:FLANGE NON-SPIRAL | TYPE:RAISED FACE PIPE SIZE:1 | Gaskets : IN PRESS. RATING:150 MATL:GRAPHITE SPEC:B16.20 ID:1 IN OD:2-1/2 IN THCK:O.O32 | EA | 6 | 5 | 10 | NO | 316.61 | 62213.865 | SPIRAX SARCO | 1439257 |  | 07 | [7 empty] | FT450-14 |  | 42486 |  | 42342
11722 | 29200000TL | 03483 | EG1023008 | P | 58802086 | 58 | EGTL Spares | Mtce | 66 | 66A | VALVE:BALL TYPE:FLOATING BALL | VALVE FULL BORE SIZE:1/2 IN | Valve-Ball : CLASS:150LB DESIGN RATING:150LB CONN:FLG BODY MATL:ASTM A105N TRIM:PTFE CG PORT:FULL BORE OPERATED:MANUAL HANDLE TEMP RATING:20BAR AT -29 C SOFTGOODS:GRAPHITE+PTFE CONFIG:STRAIGHT FLOATING BALL VALVE FULL BORE TAG BAAKBP 150-HF-001 | EA | 11 | 8 | 12 | NO | 733.3582 | 200305.0282 | DELLA FOGLIA , ITALY |  |  | 04,05 | [9 empty] | 42625 | 42743 | 42758
11723 | 29200000TL | 03483 | EG1018020 | P | 58802087 | 58 | EGTL Spares | Mtce | 14 | 14Z | VALVE TYPE:LOCK-UP VALVE | CONN:NPT BODY MATL:CAST STL | Instruments - Other & Parts : OPERATED:AIR CONFIG:2-WAY SET PRESSURE OF 0.14MPA TO 0.7MPA LOCK UP VALVE USED ON DAMPER VALVES-ACTUATOR 150-HV-0020 AND 150-HV-0021 | EA | 2 | 0 | 0 | NO | 335 | 65827.5 | SMC | EIL220-F02 |  | 02,07 | [7 empty] | IL200 LOCK UP VALVE |  | 42442 |  | 42353
11724 | 29200000TL | 03483 | EG1026002 | P | 58802097 | 58 | EGTL Spares | Mtce | 54 | 54A | GASKET:FLANGE NON-SPIRAL | TYPE:FLAT FACE PIPE SIZE:1 IN | Gaskets : PRESS. RATING:150LB MATL:GRAPHITE COATED SPEC:B16.20 ID:3.6 OD:4 THCK:0.005 SPIRAX SARCO SET OF 3 GASKET IN FT450-14 KIT, 150LB, PART NUMBER 1439268 | ST | 2 | 1 | 2 | NO | 48 | 9432 | SPIRAX SARCO |  |  | 07 | [9 empty] | 42426 |  | 42342
11725 | 29200000TL | 03483 | EG1025005 | P | 58802101 | 58 | EGTL Spares | Mtce | 53 | 53B | ELBOW:PIPE ADAPTER SIZE:1/4 IN | CONN A:QUICK CONNECT CONN B:SW | Fittings - Pipe - Non-Metal : DEGREE:90 RADIUS:SHORT RATING:150 LB MATL:316 SS SPEC:ASME SA403 GRADE:TP ELBOW USED ON PRESSURE SWITCH FOR 171-CS-042A AND171-CS-042B | EA | 6 | 3 | 6 | NO | 60.61 | 11909.865 | INGERSOLL - RAND | 39155577 |  | 00 | [9 empty] | 42433 |  | 42364
11726 | 29200000TL | 03483 | EG1025005 | P | 58802102 | 58 | EGTL Spares | Mtce | 53 | 53B | TEE:TUBE ADAPTER SIZE:1/2 IN | RUN CONN:QUICK CONNECT BRANCH | Fittings - Pipe - Non-Metal : CONN:SW MATL:90 FITTINGS: TEE USE ON PRESSURE SWITCH OF 171-CS-042A AND 171-CS-042B | EA | 6 | 3 | 6 | NO | 128.4 | 25230.6 | INGERSOLL- RAND | 39155346 |  | 00 | [9 empty] | 42433 |  | 42364
11727 | 29300000TL | 03483 | EG1024001 | P | 58802111 | 58 | EGTL Spares | Mtce | 14 | 14A | KIT TYPE:MAINTENANCE | APPLICATION:NO INFORMATION | Analyzers & Monitors : CONTAINS A:NO INFORMATION CONTAINS B:NO INFORMATION CONTAINS C:NO INFORMATION CONTAINS D:NO INFORMATION CONTAINS E:NO INFORMATION CONTAINS F:NO INFORMATION MAINTENANCE KIT P/N: 5444300 FOR HACH CL17 FREE CL2 ANALYZER TAG: 174-AT-0 | KI | 5 | 0 | 1 | YES | 510.275 | 732935.876 | HACH | 5444300 |  | 01A, 02, 21 | [7 empty] | 54400-01 CL17 |  | 43769 | 45757 | 45345 | -1 | 1
11728 | 29200000TL | 03483 | EG1025005 | P | 58802112 | 58 | EGTL Spares | Mtce | 14 | 14A | PLATE TYPE:PRESSURE SIZE:NO | INFORMATION MATL:NO | Analyzers & Monitors : INFORMATION PRESSURE PLATE P/N: 5411800 FOR HACH CL17 FREE CL2 ANALYZER TAG: 174-AT-0306 AND 174-AT-0316 | EA | 2 | 1 | 2 | NO | 23.175 | 4554.088 | HACH | 5411800 |  | 00 | [7 empty] | 54400-01 CL17 |  | 42400 |  | 42332
11729 | 29200000TL | 03483 | EG1024009 | P | 58802148 | 58 | EGTL Spares | Mtce | 02 | 02A | BLOWER TYPE:BLOWER MOTOR | BRACKET CAP:STANDARD, NOT | Heating Ventilation and Air Conditioning Equipnment & Parts : SPECIFIED SIZE:STANDARD, NOT SPECIFIED BLOWER MOTOR BRACKET | EA | 3 | 2 | 3 | NO | 45.5 | 8940.295 | MARVAIR | 80428 |  | 00 | [7 empty] | AVP60 |  | 42405 |  | 42331
11730 | 29200000TL | 03483 | EG1021001 | P | 58802150 | 58 | EGTL Spares | Mtce | 87 | 87B | DISTRIBUTOR TYPE:DISTRIBUTOR, | INDOOR DISTRIBUTOR, INDOOR, | Engines - Parts : USE ON MAVAIR COMPAC 1, MODEL AVP60 | EA | 3 | 2 | 3 | NO | 58.37 | 17038.203 | MARVAIR | 20033 |  | 00 | [7 empty] | AVP60 |  | 42587 |  | 42335
11731 | 29200000TL | 03483 | EG1017007 | P | 58802152 | 58 | EGTL Spares | Mtce | 14 | 14I | SWITCH:TEMPERATURE ELECT. | RATING:N/A, STANDARD PART FROM | Temperature and heat measuring instruments : MAVAIR TEMP RATING:N/A, STANDARD PART FROM MAVAIR CONTACT ARRANGEMENT:N/A, STANDARD PART FROM MAVAIR SWITCH SINGLE FUNCTION THERMAL CUT-OUT SWITCH, USE ON MAVAIR COMPAC 1, MODEL AVP60 | EA | 3 | 0 | 0 | NO | 25.18 | 4947.87 | MARVAIR | MARVAIR 70005 |  | 00 | [7 empty] | AVP60 |  | 42507 |  | 42342
11732 | 29200000TL | 03483 | EG1020005 | P | 58802161 | 58 | EGTL Spares | Mtce | 66 | 66S | SPRING TYPE:AIR TO RETRACT | ACTUATOR SIZE:BAUMANN 32 SQ | Valve - Actuator & Positioner: INCH SPRING KIT USED FOR FISHER BAUMANN 32 SQ INCH ACTUATOR FOR 150-LV-0046 SERIAL NUMBER FOR VALVE/ACTUATOR ASSEMBLY CURRENTLY INSTALLED IN FIELD IS 126265-1-1 SEE ATTACHMENT FOR MORE DETAILS. | EA | 3 | 2 | 3 | NO | 22.6667 | 4454.0066 | FISHER CONTROL | 24820 |  | 02,07 |  |  | 1BBB |  |  |  |  | BAUMANN 32 |  | 42476 |  | 42341
11733 | 29200000TL | 03483 | EG1020017 | P | 58802181 | 58 | EGTL Spares | Mtce | 11 | 11J | COMPUTER TYPE:SPARE PART FOR | THERMAL IMAGING SPARE PART FOR | Computer Hardware - Desktop Workstations : THERMAL IMAGING SYSTENM TER CABINET | EA | 1 | 0 | 1 | NO | 3900 | 1189500 | BLACKBOX | ACXC8 KVM |  | 02,14 | [7 empty] | ACXC8 KVM |  | 42684 |  | 42577
11734 | 29300000TL | 03483 | EG1028005 | P | 58802192 | 58 | EGTL Spares | Mtce | 54 | 54A | O-RING TYPE:KALREZ SPECTRUM | QUAD RING ID:QUAD RING OD:QUAD | RING WIDTH:QUAD RING SEC DIA:QUAD RING VIBRATOR, QUAD RING PART# QR.KLR/53 Suggested Manufacturer : SOLID LIQUID FILTRATION, SOUTH AFRICA | EA | 2 | 22 | 32 | YES | 326.39 | 521382.173 | SOLID LIQUID FILTRATION, | QR.KLR/53 |  | 00 |  | 1AXX | 1BBB | [5 empty] | GBMRL005 | 43769 | 45927 | 45915 | -24 | 6 | -21 | 4 | -22 | 3
11735 | 29200000TL | 03483 | EG1026011 | P | 58802193 | 58 | EGTL Spares | Mtce | 54 | 54A | O-RING TYPE:KALREZ SPECTRUM | QUAD RING ID:2.859 OD:2.859 | Seals : WIDTH:0.139 SEC DIA:72.62 MATL:6375 INDUSTRY STD:K#233 AS-568A VIBRATOR, ORING 145-XF-001A / 145-XF-001B / 145-XF-001C / 145-XF-001D / 130-XX-040A / 130-XX-040B / 130-XX-040C / 130-XX-040D | EA | 21 | 20 | 30 | NO | 171.18 | 36915.5895 | KALREZ SPECTRUM | AS-568A K#233 |  | 00 |  |  | 1BBB |  |  |  |  | AS-568A K#233 |  | 42400 | 43193 | 42517
11736 | 29200000TL | 03483 | EG1026001 | S | 58802223 | 58 | EGTL Spares | Mtce | 72 | 72Z | FILTER:AIR TYPE:DIESEL ENGINE | SIZE:FS 19530 ELEMENT MATL:FS | Filtration - Filters/ Other : 19530 FILTERING RETENTION:FS 19530 HOUSING MATL:FS 19530 PERKINS P/N: 26560145. | EA | 40 | 0 | 0 | NO | 25 | 4912.5 | PERKINS | 26560145 |  | 16 | [9 empty] | 42457 | 44283 | 42380
11737 | 29200000TL | 03483 | EG1022001 | P | 58802228 | 58 | EGTL Spares | Mtce | 66 | 66H | KIT TYPE:SERVICE KITS | APPLICATION:PILOT VALVE | Valve-Safety Relief : CONTAINS A:BONNET CONTAINS B:TRIM CONTAINS C:RESILLIENT SEAT SEAL CONTAINS D:SPRING CONTAINS E:WASHER CONTAINS F:GASKET DRESSER CONSOLIDATED, PRESSURE RELIEF VALVE KITS MODEL 6-3912R-4-CC-DA-RF-GS/ 39MV07-2- CC-B-GS-BN , TRO4277M | EA | 2 | 1 | 2 | NO | 911 | 179011.5 | DRESSER CONSOLIDATED |  |  | 07 | [9 empty] | 42482 |  | 42383
11738 | 29200000TL | 03483 | EG1025005 | P | 58802229 | 58 | EGTL Spares | Mtce | 66 | 66H | KIT: PRESSURE SAFETY VALVE RF | TYPE: CONVENTIONAL, 1 X 2IN | VALVE KITS CONTAINS: VALVE DSC METAL, NOZZLE, COMPLETE GASKETS SET FOR DRESSER CONSOLIDATED PRESSURE SAFETY VALVE TYPE: CONVENTIONAL, MODEL NUMBER 1910-00EC-2-CC-MS-31-RF-GS-HP, SERIAL/PART NUMBER TR03632, CODE: ASME SECTION VIII, PSV NOZZLE SIZE INLET ¦ | EA | 2 | 0 | 0 | NO | 157.1 | 30870.15 | DRESSER CONSOLIDATED | SC52032 |  | 07 |  |  | 0AAA |  | EGTL1-MGN-PRO-DS-050102 |  |  | 1910-00F-2-CC-MS-31-RF-GS |  | 42482 |  | 42383
11739 | 29200000TL | 03483 | EG1024009 | P | 58802230 | 58 | EGTL Spares | Mtce | 66 | 66H | PSV: KITS : PRESSURE RELIEF | APPLICATION:SERVICE KITS | Valve-Safety Relief : CONTAINS A: NOZZLE, MATERIAL NO: SUS304, CONTAINS B: DISC WITH O-RING, MATERIAL NO: SUS630/NBR, CONTAINS C: SPRING, MATERIAL NO: SUS304, CONTAINS D GASKET AND O-RING SET:V7010/NBR, CONTAINS E & F, 1 SET CONSISTING OF O-RING, PART NO. | EA | 2 | 0 | 0 | NO | 6799.66 | 2072196.385 | FUKUI SEISAKUSHO CO., LTD | 630941A 1343 L/M |  | 07 | [7 empty] | RECP261-S(A) |  | 42734 |  | 42569
11740 | 29200000TL | 03483 | EG1021010 | P | 58802291 | 58 | EGTL Spares | Mtce | 73 | 73A | KIT TYPE:SERVICE PARTS | APPLICATION:STEAM STRAP | Heat Transfer - Units & Parts : CONTAINS A:GASKETS CONTAINS B:NUTS CONTAINS C:GASKETS CONTAINS D:WASHERS CONTAINS E:O-RINGS CONTAINS F:BOLTS GASKET KIT FOR 1-1/2" FT450 FLOAT & THERMOSTATIC STEAM TRAP (SET OF 3) | EA | 2 | 1 | 2 | NO | 163.4 | 46323.9 | SPIRAX SARCO |  |  | 07 | [9 empty] | 42572 |  | 42411
11741 | 29200000TL | 03483 | EG1021009 | P | 58802294 | 58 | EGTL Spares | Mtce | 73 | 73A | KIT TYPE:STEAM STRAP | APPLICATION:STEAM CONTAINS | Heat Transfer - Units & Parts : A:O- RING CONTAINS B:NUTS CONTAINS C:BOLTS CONTAINS D:GASKETS CONTAINS E:WASHERS CONTAINS F:SEALANTS GASKET KIT FOR 2" FT450 FLOAT & THERMOSTATIC STEAM TRAP (SET OF 3) | EA | 14 | 10 | 20 | NO | 129.09 | 37170.0975 | SPIRAX SARCO | X4X4 |  | 07 | [7 empty] | ITM 1439269 |  | 42572 | 44056 | 42550
11742 | 29200000TL | 03483 | EG1017003 | P | 58802311 | 58 | EGTL Spares | Mtce | 51 | 51Z | FAN TYPE:COOLING | SIZE:172X150X55MM ELECT. | Electric-Other : RATING:240VAC CAP:- MANUFACTURER: EBMPAPST RITTAL PANEL COOLING FANS PART NUMBER: W2S130-AA03-71. 240VAC DIMENSION: 172X150X55MM SEE LINK: HTTP://WWW.DHGATE.COM/PRODUCT/NEW-ORIGINAL-EBMPAPST-FAN-W2S130-AA03-71/169050432.HTML | EA | 2 | 1 | 2 | NO | 254.34 | 77934.8628 | EBMPAPST | W2S130-AA03-71 |  | 07,16 | [9 empty] | 42482 | 43516 | 43525
11743 | 29200000TL | 03483 | EG1021011 | P | 58802313 | 58 | EGTL Spares | Mtce | 14 | 14Z | CONTROL TYPE:PNEUMATIC SPEED | CONTROL RATING:NIL COLOR:GOLD | Instruments - Other & Parts : SCM-28P 1/4"BSPT, SPEED CONTROL. CHECK REQUISITION NO; PR22238182 | EA | 6 | 4 | 6 | NO | 51.67 | 10153.155 | PARKER | 04504R0004 |  | 14,18 | [9 empty] | 42482 |  | 42412
11744 | 29200000TL | 03483 | EG1017003 | P | 58802326 | 58 | EGTL Spares | Mtce | 51 | 51M | BOARD TYPE:DPI INTERFACE BOARD | SIZE:FOR POWERFLEX 700H FRAME | Adjustable Speed Drives : 9 DPI INTERFACE BOARD FOR POWERFLEX 700H SERIES A VARIABLE SPEED DRIVE FOR STG CONDENSER FANS | EA | 3 | 2 | 3 | NO | 344 | 67596 | ALLEN BRADLEY | 20-VB00601 |  | 00 | [7 empty] | 20-VB00601 |  | 42482 |  | 42474
11745 | 29200000TL | 03483 | EG1020010 | P | 58802350 | 58 | EGTL Spares | Mtce | 61 | 61A | TAPE: BANDING LINE CUT | WITH ARROWS | SIZE:3 IN X 1M COLOR:YELLOW& BLACK MATL:PLASTICITEM NEW DESCRIPTION: (CUT LINE BANDING TAPE WITH ARROWS).ITEM OLD DESCRIPTION: (STICKER TYPE: DIRECTIONAL PIPEOS) DESIGNATION: FLOW DIRECTION ; SIZE: 3 IN X 1 M ; COLOR: YELLOW AND BLACK ; MATL: PLASTIC. | ST | 54 | 70 | 100 | NO | 5.9749 | 1786.5376 | MARKIN, S.A. DE C.V. |  |  | 07 | [9 empty] | 42413 | 46021 | 42862 | -13 | 3 | -20 | 1
11746 | 29200000TL | 03483 | EG1018011 | P | 58802378 | 58 | EGTL Spares | Mtce | 00 | 00A | RIVET TYPE:UNIVERSAL MATL:ZINC | PLTD STL LIEBHERR TOWER CRANE | Buildngs - Fixed :MODEL 630EC-H50, SERIAL NUMBER 35893. RIVET, PART NUMBER 443104501 REPLACED WITH PART NUMBER 44310401 | EA | 30 | 20 | 30 | NO | 1.55 | 462.6363 | LIEBHERR CRANE | 44310401 | 44310401 | 07 | [7 empty] | 630EC-H50 |  | 42570 |  | 42527
11747 | 29300000TL | 03483 | EG1018011 | P | 58802379 | 58 | EGTL Spares | Mtce | 76 | 76F | COUPLING:SHAFT TYPE:RUBBER | COUPLING MATL:NEOPRENE/RUBBER | Pump - Centrifugal - Parts : LIEBHERR TOWER CRANE MODEL 630EC-H50, SERIAL NUMBER 35893, RUBBER COUPLING, PART NUMBER 503101501 | EA | 14 | 8 | 12 | YES | 67.14 | 103304.961 | LIEBHERR CRANE | 503101501 |  | 07 | [7 empty] | 630EC-H50 |  | 45377 |  | 45460
11748 | 29200000TL | 03483 | EG1018011 | P | 58802381 | 58 | EGTL Spares | Mtce | 76 | 76F | COUPLING:SHAFT TYPE:RIGI-FLEX | AS GIGID MATL:NEOPRENE/STL | Pump - Centrifugal - Parts : LIEBHERR TOWER CRANE MODEL 630EC-H50, SERIAL NUMBER 35893. RUBBER COUPLING, PART NUMBER 503101301 | EA | 2 | 6 | 12 | NO | 9.48 | 2805.4875 | LIEBHERR CRANE | 503101301 |  | 07 | [9 empty] | 42570 | 45097 | 42527 |  |  |  |  | -10 | 1
11749 | 29200000TL | 03483 | EG1018012 | P | 58802424 | 58 | EGTL Spares | Mtce | 66 | 66P | BUSHING: VALVE GUIDE | SIZE:8 INCH SIZE:45MM | ITEM NUMBER 65 on vendor manual pg 10.For valve with SERIAL NUMBER 1021890/1021891. Valve - Control : SINGLE SEATED VALVE 6H7-L1-LK3,DN 200 ANSI 600, FLANGES DN 8 inch, ANSI 600 RF. | EA | 3 | 2 | 4 | NO | 395.89 | 114610.155 | ARCA REGLER GMBH | 1021890/65 |  | 21 | [9 empty] | 42573 | 43323 | 42495
11750 | 29200000TL | 03483 | EG1018012 | P | 58802425 | 58 | EGTL Spares | Mtce | 66 | 66P | PACKING: GRAPHITE VALVE STEM | SIZE:20MM SHAPE:RING MATL:PTFE | Item: 156 IN VENDOR MANUAL PART LIST, Pg: 13. This packing set is for valve with SERIAL NUMBER 1021890/1021891 | EA | 2 | 2 | 4 | NO | 93.67 | 27117.465 | ARCA REGLER GMBH | 6226/6232 |  | 21 | [9 empty] | 42573 | 43741 | 42495
11751 | 29200000TL | 03483 | EG1026003 | S | 58802427 | 58 | EGTL Spares | Mtce | 71 | 71F | UNLOADER TYPE:UNLOADER | SIZE:73MM MATL:STAINLESS STEEL | Compressor - Reciprocating - Parts : HYDRAULIC UNLOADER VALVE WITH NO; I/R 54739487C FOR INGERSOLL RAND WITH MODEL NO:2000 SERIAL NO:7065461 AND CYLINDER NO;97333645 | EA | 2 | 1 | 2 | NO | 106.885 | 31872.164 | INGERSOLL- RAND | I/R 54739487C |  | 01,01A,02 | [9 empty] | 42600 |  | 42936
11752 | 29200000TL | 03483 | EG1020016 | P | 58802431 | 58 | EGTL Spares | Mtce | 65 | 65A | JAW:WRENCH TYPE:ADJUSTABLE | HOOK WRENCH SIZE:14 | Tools - Hand / Power :MATL:FORGED STL | EA | 2 | 1 | 2 | NO | 45 | 10755 | MC MASTER-CARR | 5357A176 |  | 07,22 | [9 empty] | 42527 |  | 42529
11753 | 29200000TL | 03483 | EG1020016 | P | 58802432 | 58 | EGTL Spares | Mtce | 56 | 56Z | NUT:LOCK TYPE:INTERNAL TOOTH | DIA:14 IN THRDS:12 UNC | Fasteners / Hardware : MATL:HEAT TREATED STL SPEC:STD GRADE:B | EA | 2 | 1 | 2 | NO | 8.5 | 2031.5 | MCMASTER-CARR | 5357A265 |  | 07,22 | [9 empty] | 42527 |  | 42529
11754 | 29200000TL | 03483 | EG1020016 | P | 58802433 | 58 | EGTL Spares | Mtce | 65 | 65A | SPRING:COMPRESSION TYPE:HAND | HELD TOOL SIZE:14 LG:14 | Tools - Hand / Power :MATL:STL | EA | 2 | 1 | 2 | NO | 13.5 | 3439 | MCMASTER-CARR | 5357A131 |  | 07,22 | [9 empty] | 42527 |  | 42529
11755 | 29200000TL | 03483 | EG1020016 | P | 58802434 | 58 | EGTL Spares | Mtce | 65 | 65A | JAW:WRENCH TYPE:ADJUSTABLE | WRENCH SIZE:18 IN MATL:FORGED | Tools - Hand / Power :STL | EA | 2 | 1 | 2 | NO | 50 | 11950 | MCMASTER-CARR | 5357A177 |  | 07,22 | [9 empty] | 42527 |  | 42529
11756 | 29200000TL | 03483 | EG1020016 | P | 58802435 | 58 | EGTL Spares | Mtce | 65 | 65A | PIN:LOCK DIA:18 IN LG:18 IN | SHAPE:LONG TAPER MATL:HEAT | Tools - Hand / Power :TREATED STL | EA | 2 | 1 | 2 | NO | 25 | 5975 | MC MASTER-CARR | 5357A206 |  | 07,22 | [9 empty] | 42527 |  | 42529
11757 | 29200000TL | 03483 | EG1020016 | P | 58802436 | 58 | EGTL Spares | Mtce | 56 | 56Z | NUT:LOCK TYPE:INTERNAL TOOTH | DIA:18 THRDS:18 UNC MATL:HEAT | Fasteners / Hardware : TREATED STL SPEC:STD GRADE:B | EA | 2 | 0 | 0 | NO | 12.5 | 2987.5 | MC MASTER-CARR | 5357A266 |  | 07,22 | [9 empty] | 42527 |  | 42529
11758 | 29200000TL | 03483 | EG1020016 | P | 58802437 | 58 | EGTL Spares | Mtce | 65 | 65A | SPRING:COMPRESSION TYPE:HAND | HELD TOOLS SIZE:18 IN LG:18 IN | Tools - Hand / Power :MATL:SPRING STL | EA | 2 | 0 | 0 | NO | 14.5 | 3465.5 | MC MASTER-CARR | 5357A132 |  | 07,22 | [9 empty] | 42527 |  | 42529
11759 | 29200000TL | 03483 | EG1020016 | P | 58802438 | 58 | EGTL Spares | Mtce | 65 | 65A | JAW:WRENCH TYPE:ADJUSTABLE | HOOK WRENCH SIZE:24 IN | Tools - Hand / Power :MATL:FORGED STL | EA | 2 | 1 | 2 | NO | 77 | 18403 | MCMASTER-CARR | 5357A178 |  | 07,22 | [9 empty] | 42527 |  | 42529
11760 | 29200000TL | 03483 | EG1020016 | P | 58802439 | 58 | EGTL Spares | Mtce | 65 | 65A | PIN:LOCK DIA:24 IN LG:24 IN | SHAPE:LONG MATL:HEAT TREATED | Tools - Hand / Power :STL HEEL JAW & PIN FOR 24" RIDGID HEAVY DUTY IRON PIPE WRENCHES PART NUMBER 5357A207 | EA | 2 | 1 | 2 | NO | 40 | 9560 | MC MASTER-CARR | 5357A207 |  | 07,22 | [9 empty] | 42527 |  | 42529
11761 | 29200000TL | 03483 | EG1020016 | P | 58802440 | 58 | EGTL Spares | Mtce | 56 | 56Z | NUT:LOCK TYPE:HEX LOCK NUT | DIA:24 THRDS:24 UNC MATL:HEAT | Fasteners / Hardware : TREATED STL SPEC:STD GRADE:B NUT FOR 20" HEX JAW OR 24" STANDARD RIDGID HEAVY DUTY IRON PIPE WRENCHES PART NUMBER 5357A267 | EA | 2 | 1 | 2 | NO | 16.5 | 3943.5 | MC MASTER-CARR | 5357A267 |  | 07,22 | [9 empty] | 42527 |  | 42529
11762 | 29200000TL | 03483 | EG1020016 | P | 58802441 | 58 | EGTL Spares | Mtce | 65 | 65A | SPRING:COMPRESSION | TYPE:COMPRESSION SIZE:24 IN | Tools - Hand / Power :LG:24 IN MATL:SPRING STL COIL AND FLAT SPRING FOR 24" STRAIGHT OR END RIDGID HEAVY DUTY IRON PIPE WRENCHES PART NUMBER 5357A133 | EA | 2 | 1 | 2 | NO | 18 | 4302 | MC MASTER-CARR | 5357A133 |  | 07,22 | [9 empty] | 42527 |  | 42529
11763 | 29200000TL | 03483 | EG1020016 | P | 58802442 | 58 | EGTL Spares | Mtce | 65 | 65A | JAW:WRENCH TYPE:ADJUSTABLE | HOOK JAW WRENCH SIZE:36 IN | Tools - Hand / Power :MATL:FORGED STL HOOK JAW FOR 36" RIDGID HEAVY DUTY IRON PIPE WRENCHES PART NUMBER 5357A188 | EA | 2 | 1 | 2 | NO | 130 | 31070 | MC MASTER-CARR | 5357A188 |  | 07,22 | [9 empty] | 42527 | 44702 | 42529
11764 | 29200000TL | 03483 | EG1020016 | P | 58802443 | 58 | EGTL Spares | Mtce | 65 | 65A | PIN:LOCK DIA:36 IN LG:36 IN | SHAPE:LONG MATL:HEAT TREATED | Tools - Hand / Power :STL HEEL JAW & PIN FOR 36" RIDGID HEAVY DUTY IRON PIPE WRENCHES PART NUMBER 5357A208 | EA | 2 | 1 | 2 | NO | 53.5 | 12786.5 | MC MASTER-CARR | 5357A208 |  | 07,22 | [9 empty] | 42527 |  | 42529
11765 | 29200000TL | 03483 | EG1020016 | P | 58802444 | 58 | EGTL Spares | Mtce | 56 | 56Z | NUT:LOCK TYPE:HEX LOCK NUT | DIA:36 IN THRDS:36 UNC | Fasteners / Hardware : MATL:HEAT TREATED SPEC:STD GRADE:B NUT FOR 36" RIDGID HEAVY DUTY IRON PIPE WRENCHES PART NUMBER 5357A268 | EA | 2 | 0 | 0 | NO | 40 | 9560 | MC MASTER-CARR | 5357A268 |  | 07,22 | [9 empty] | 42527 |  | 42529
11766 | 29200000TL | 03483 | EG1020016 | P | 58802445 | 58 | EGTL Spares | Mtce | 65 | 65A | SPRING:COMPRESSION TYPE:HAND | HELD TOOL SIZE:36 IN LG:36 IN | Tools - Hand / Power :MATL:SPRING STL COIL & FLAT SPRING FOR 36" RIDGID HEAVY DUTY IRON PIPE WRENCHES PART NUMBER 5357A248 | EA | 2 | 1 | 2 | NO | 18 | 4302 | MC MASTER-CARR | 5357A248 |  | 07,22 | [9 empty] | 42527 |  | 42529
11767 | 29200000TL | 03483 | EG1020016 | P | 58802446 | 58 | EGTL Spares | Mtce | 65 | 65A | JAW:WRENCH TYPE:ADJUSTABLE JAW | HOOK WRENCH SIZE:48 IN | Tools - Hand / Power :MATL:FORGED STL HOOK JAW FOR 48" RIDGID HEAVY DUTY IRON PIPE WRENCHES PART NUMBER 5357A189 | EA | 2 | 1 | 2 | NO | 190 | 45410 | MCMASTER-CARR | 5357A189 |  | 07,22 | [9 empty] | 42527 |  | 42529
11768 | 29200000TL | 03483 | EG1020016 | P | 58802447 | 58 | EGTL Spares | Mtce | 65 | 65A | PIN:LOCK DIA:48 IN LG:48 IN | SHAPE:LONG MATL:HEAT TREATED | Tools - Hand / Power :STL HEEL JAW & PIN FOR 48" RIDGID HEAVY DUTY IRON PIPE WRENCHES PART NUMBER 5357A209 | EA | 2 | 0 | 0 | NO | 83 | 19837 | MC MASTER-CARR | 5357A209 |  | 07,14,22 | [9 empty] | 42527 |  | 42529
11769 | 29200000TL | 03483 | EG1020016 | P | 58802448 | 58 | EGTL Spares | Mtce | 56 | 56Z | NUT:LOCK TYPE:HEX LOCK NUT | DIA:48 IN THRDS:48 UNC | Fasteners / Hardware : MATL:HEAT TREATED STL SPEC:STD GRADE:B NUT FOR 9-1/2" HEX JAW OR 10" STANDARD RIDGID HEAVY DUTY IRON PIPE WRENCHES PART NUMBER 5357A269 | EA | 2 | 1 | 2 | NO | 42.5 | 10157.5 | MC MASTER-CARR | 5357A269 |  | 07,22 | [9 empty] | 42527 |  | 42529
11770 | 29200000TL | 03483 | EG1020016 | P | 58802449 | 58 | EGTL Spares | Mtce | 65 | 65A | SPRING:COMPRESSION | TYPE:COMPRESSION SIZE:48 IN | Tools - Hand / Power :LG:48 IN MATL:SPRING STL COIL & FLAT SPRING FOR 48" RIDGID HEAVY DUTY IRON PIPE WRENCHES PART NUMBER 5357A249 | EA | 2 | 1 | 2 | NO | 25 | 5975 | MCMASTER-CARR | 5357A249 |  | 07,22 |  |  | 3CBB | [6 empty] | 42527 |  | 42529
11771 | 29200000TL | 03483 | EG1026005 | P | 58802459 | 58 | EGTL Spares | Mtce | 54 | 54A | O-RING: ID:3.225 IN | OD:0.210 IN WIDTH:0.210 IN | Seals : NOMINAL SIZE (INCHES)(REF. ONLY) ID 3-1/4, WIDTH-3/16, METRIC SIZE(MM)ID 81.92,WIDTH-5.33. | EA | 32 | 16 | 32 | NO | 279.5084 | 85250.0315 | KALREZ SPECTRUM / DUPONTE | AS-568A/339 |  | 00 |  |  | 1BBB |  |  |  |  | K#339 |  | 42626 |  | 42501
11772 | 29200000TL | 03483 | EG1017016 | P | 58802462 | 58 | EGTL Spares | Mtce | 51 | 51B | LAMP:INCANDESCENT TYPE:LED | WAT:24V VOL:24V COLOR:RED | Electric Components - Lighting : BULB:LED LAMP BASE:- LED24RD DESCRIPTION: 24V RED LED LAMP MANUFACTURER: C3 CONTROLS | EA | 3 | 0 | 0 | NO | 29.61 | 5818.365 | C3CONTROLS | LED24RD |  | 16 | [7 empty] | LED24RD |  | 42527 |  | 42499
11773 | 29200000TL | 03483 | EG1017016 | P | 58802463 | 58 | EGTL Spares | Mtce | 51 | 51B | LAMP:INCANDESCENT TYPE:LED | WAT:24V VOL:24V COLOR:WHITE | Electric Components - Lighting : BULB:LED LAMP BASE:- LED24WE DESCRIPTION: 24V WHITE LED LAMP MANUFACTURER: C3 CONTROLS SEE LINK HTTP://WWW.PLCCENTER.CO.UK/EN-GB/BUY/C3/LED24WE | EA | 20 | 0 | 0 | NO | 34.1915 | 9989.2932 | C3CONTROLS | LED24WE |  | 16 | [7 empty] | LED24WE |  | 42527 |  | 43637
11774 | 29200000TL | 03483 | EG1017016 | P | 58802464 | 58 | EGTL Spares | Mtce | 51 | 51B | LAMP:INCANDESCENT TYPE:LED | WAT:24V VOL:24V COLOR:GREEN | Electric Components - Lighting : BULB:LED LAMP BASE:- LED24GN DESCRIPTION: 24V GREEN LED LAMP MANUFACTURER: C3 CONTROLS SEE LINK HTTP://WWW.PLCCENTER.CO.UK/EN-GB/BUY/C3/LED24GN | EA | 3 | 0 | 0 | NO | 29.61 | 5818.365 | C3CONTROLS | LED24GN |  | 16 | [7 empty] | LED24GN |  | 42527 |  | 42499
11775 | 29200000TL | 03483 | EG1017016 | P | 58802465 | 58 | EGTL Spares | Mtce | 51 | 51B | LAMP:INCANDESCENT TYPE:LED | WAT:24V VOL:24V COLOR:AMBER | Electric Components - Lighting : BULB:LED LAMP BASE:- LED24AR DESCRIPTION: 24V AMBER LED LAMP MANUFACTURER: C3 CONTROLS SEE LINK HTTP://WWW.PLCCENTER.CO.UK/EN-GB/BUY/C3/LED24AR | EA | 3 | 2 | 3 | NO | 29.61 | 5818.365 | C3CONTROLS | LED24AR |  | 16 | [7 empty] | LED24AR |  | 42527 |  | 42499
11776 | 29200000TL | 03483 | EG1016018 | P | 58802498 | 58 | EGTL Spares | Mtce | 66 | 66S | KIT:REBUILD TYPE:REPAIR KIT | APPLICATION:30 IN ACTUATOR | Valve - On/Off, solenoid, actuated :CONTAINS A:NO MODIFIER CONTAINS B:NO MODIFIER CONTAINS C:NO MODIFIER CONTAINS D:NO MODIFIER CONTAINS E:NO MODIFIER CONTAINS F:NO MODIFIER VA126202, SERV K.MINOR G2-00 DRIVE MODManufacturer BETTISModel number G2012 De | KI | 2 | 0 | 0 | NO | 590.42 | 179782.89 | BETTIS | VA126202 |  | 01 | [7 empty] | G3020 AND G3016 |  | 42629 | 43541 | 42522
11777 | 29200000TL | 03483 | EG1016020 | P | 58802514 | 58 | EGTL Spares | Mtce | 66 | 66S | KIT:REBUILD TYPE:REPAIR KIT | APPLICATION:16 IN ACTUATOR | CONTAINS A:WASHERS CONTAINS B:GASKETS CONTAINS C:RUBBER SEAL CONTAINS D:NO MODIFIER CONTAINS E:NO MODIFIER CONTAINS F:NO MODIFIER MODEL G3016 - MINOR DRIVE: VA126432. | KI | 1 | 0 | 1 | NO | 536.25 | 163760.025 | BETTIS | G3016 - VA126432 |  | 01 |  |  | 1BBB |  |  |  |  | G3016 |  | 42629 | 42756 | 43247
11778 | 29200000TL | 03483 | EG1016011 | P | 58802520 | 58 | EGTL Spares | Mtce | 66 | 66F | SHAFT TYPE:DRIVE SIZE:V300 | MATL:SA479 S20910 37B2508X022; | Valve - Parts & Accessories :DRIVE SHAFT;8 & 10 V150,V200,V300 ;ASME SA479 S20910 FMS 20B21, HIGH STRENGTH. DRIVE SHAFT FOR FISHER SIZE 10 V300 VALVE USED IN 171-FV-0501. REFER TO ITEM#8 ON THE ATTACHED QUOTE. | EA | 1 | 0 | 0 | NO | 642.5 | 198853.75 | FISHER | 37B2508X022 |  | 01,01A | [7 empty] | FISHER V300 |  | 42583 | 45201 | 42545 |  |  |  |  | -1 | 1
11779 | 29200000TL | 03483 | EG1025015 | P | 58802548 | 58 | EGTL Spares | Mtce | 51 | 51D | TERMINAL:LUG TYPE:INSULATED | FERRULE LUG SIZE:20 AWG | Electric Components - Wire / Cable : | PK | 2 | 3 | 5 | NO | 114.95 | 35074.06 | PANDUIT | FSD76-10-D |  | 00 | [7 empty] | FSD |  | 42653 | 44943 | 42936 |  |  |  |  | -2 | 1
11780 | 29200000TL | 03483 | EG1025015 | P | 58802549 | 58 | EGTL Spares | Mtce | 51 | 51D | TERMINAL:LUG TYPE:INSULATED | FERRULE LUG SIZE:18 AWG | Electric Components - Wire / Cable : | PK | 3 | 3 | 5 | NO | 121.22 | 36992.58 | PANDUIT | FSD77-10-D |  | 00 | [7 empty] | FSD |  | 42653 | 44943 | 42949 |  |  |  |  | -2 | 1
11781 | 29200000TL | 03483 | EG1025015 | S | 58802550 | 58 | EGTL Spares | Mtce | 51 | 51D | TERMINAL:LUG TYPE:INSULATED | FERRULE LUG SIZE:16 AWG | Electric Components - Wire / Cable : | PK | 1 | 2 | 3 | NO | 141.48 | 43357.9608 | PANDUIT | FSD78-10-D |  | 00 |  |  | 1BBB |  |  |  |  | FSD |  | 42653 | 44943 | 43861 |  |  |  |  | -2 | 1
11782 | 29200000TL | 03483 | EG1025015 | P | 58802551 | 58 | EGTL Spares | Mtce | 51 | 51D | TERMINAL:LUG TYPE:METRIC FORK | TERMINAL, NYLON IN SIZE:22-18 | Electric Components - Wire / Cable : | PK | 4 | 3 | 5 | NO | 147 | 44835 | PANDUIT | PMNF1-3F-C |  | 00 | [7 empty] | PMNF-F |  | 42653 | 42683 | 42644
11783 | 29200000TL | 03483 | EG1025015 | P | 58802552 | 58 | EGTL Spares | Mtce | 51 | 51D | TERMINAL: LUG NYLON | 6M LG,SMLS,XS,ASTM A106 | Line Pipe - Carbon Steel : UNS K03006,GR B, ASME B36.10M, PIPE STD LG = A JOINT (6M LG), catalog (CSL043). | PK | 4 | 0 | 0 | NO | 145 | 44225 | PANDUIT | PNF18-8F-M |  | 00 | [7 empty] | PMNF-F |  | 42653 | 42683 | 42644
11784 | 29200000TL | 03483 | EG1022002 | P | 58802553 | 58 | EGTL Spares | Mtce | 66 | 66P | SPRING:VALVE TYPE:PILOT | REGULATOR SPRING VALVE | Valve-Regulators : | EA | 2 | 1 | 2 | NO | 97.5 | 29737.5 | EMERSON FISHER | 1E395627022 |  | 00 |  |  | 1BBB | [6 empty] | 42677 |  | 42611
11785 | 29200000TL | 03483 | EG1026005 | P | 58802557 | 58 | EGTL Spares | Mtce | 66 | 66F | REPAIR KIT:VALVE TYPE:SPRING & | O-RING RATING:2.5-14 BAR | Valve - Parts & Accessories : | EA | 4 | 2 | 4 | NO | 47.96 | 14627.8 | VERSA | V-4732 |  | 17 | [9 empty] | 42611 |  | 42561
11786 | 29200000TL | 03483 | EG1025003 | P | 58802558 | 58 | EGTL Spares | Mtce | 66 | 66Z | PILOT:VALVE VALVE | STYLE:PNEUMATIC VALVE SIZE:3/4 | Valve-Other : | EA | 1 | 1 | 2 | NO | 527.66 | 160936.3 | VERSA | VJJ-4604-55M |  | 16,17 | [9 empty] | 42611 | 45066 | 42561 |  |  |  |  | -1 | 1
11787 | 29200000TL | 03483 | EG1020019 | P | 58802564 | 58 | EGTL Spares | Mtce | 50 | 50Z | BEARING:FLANGE BLOCK ROLLING | ELEMENT:BALL ID:90MM | SHAPE:SQUARE HOUSING MATL:CAST IRON BOLT MOUNTING:FOUR-FLANGE BOLT DIA:M20 3/4 IN BLOCK SIZE:235MM THCK:96.3MM SERIES:UC218 SHAFT ATTACHMENT:SET SCREW LOCKING | EA | 2 | 1 | 2 | NO | 167.29 | 51023.45 | SKF / TIMKEN | UCF218 |  | 01,01A,02,02A,09,16,27 | [7 empty] | UC218 (F218) |  | 42614 |  | 42591
11788 | 29200000TL | 03483 | EG1019016 | P | 58802571 | 58 | EGTL Spares | Mtce | 14 | 14H | GAUGE:PRESSURE RANGE:0-300PSI | DIAL SIZE:2 IN | SIZE/CONN:1/4-18MNPT CASE MATL:316 SS TUBE MATL:316 SS CONN MATL:316 SS CONN LOCATION:BOTTOM MOUNT:DIRECT FILLED:NON | EA | 1 | 0 | 1 | NO | 1475 | 451010.75 | CRYSTAL TIPS | 20BARXP2I |  | 00 | [9 empty] | 42712 | 43267 | 43295
11789 | 29200000TL | 03483 | EG1019009 | P | 58802572 | 58 | EGTL Spares | Mtce | 53 | 53Z | FITTING TYPE:1/4IN NPT | SIZE:1/4IN MATL:316 SS |  | EA | 5 | 1 | 5 | NO | 162.716 | 49547.022 | CRYSTAL TIPS | MPM-1/4MPT |  | 00 |  |  | 1BBB | [6 empty] | 42642 |  | 42611
11790 | 29200000TL | 03483 | EG1019009 | P | 58802573 | 58 | EGTL Spares | Mtce | 53 | 53Z | FITTING TYPE:3/8IN NPT | SIZE:3/8IN MATL:316 SS |  | EA | 5 | 1 | 5 | NO | 161.116 | 49059.822 | CRYSTAL TIPS | MPF-3/8TBM |  | 00 |  |  | 1BBB | [6 empty] | 42642 |  | 42611
11791 | 29200000TL | 03483 | EG1019009 | P | 58802574 | 58 | EGTL Spares | Mtce | 54 | 54A | SEAL:RING TYPE:ENGINE ID:2-7/8 | OD:1-1/2 WIDTH:NA SEAL MATL:NA | FTL ENTERPRISES, INC. 19205 WOODLANDS LANE HUNTINGTON BEACH. CA 92648. RETING@AOL.COM. RET RING PART NUMBER CAT10020S. | EA | 20 | 5 | 20 | NO | 14.2906 | 4353.3775 | PARKER SEAL | CAT10020S |  | 07 |  |  | 1BBB | [6 empty] | 42642 |  | 42611
11792 | 29200000TL | 03483 | EG1016011 | P | 58802594 | 58 | EGTL Spares | Mtce | 14 | 14H | GAUGE:PRESSURE RANGE:-1 TO 3 | BARG DIAL SIZE:115MM | SIZE/CONN:1/2 INCH NPT CASE MATL:STAINLESS STEEL TUBE MATL:316 SS CONN MATL:316 SS CONN LOCATION:CENTER BACK / MALE MOUNT:FLASH FILLED:OIL FILLED AS PER ATTACHED DATASHEET: EGTL1-MHI-MEC-DS-058025, FOR TAG #: 105-PI-0085 105-PI-0185 | EA | 1 | 0 | 0 | NO | 379.6 | 116189.5683 | ASHCROFT | 45-1279SSL-04BXSG57NH |  | 08 | [7 empty] | 45-1279SSL |  | 42681 | 45793 | 43661 | -1 | 1
11793 | 29200000TL | 03483 | EG1016004 | P | 58802610 | 58 | EGTL Spares | Mtce | 66 | 66H | PSV:PSV KITS | PRESSURE RELIEF VALVE | 110-PSV-0606 TYCO/WHESSOE MODEL 4020A-06-1WW2100 Relief Valve 6IN X 6IN 125# Flange 125# Flange 0.005 103 EGTL1-APP-PRO-PI-100031B | EA | 2 | 0 | 0 | NO | 516.84 | 157377.78 | TYCO/WHESSOE | S337504 |  | 7 |  |  |  |  | EGTL1-APP-PRO-PI-100031B |  |  | GA-4210A |  | 42570 |  | 42608
11794 | 29200000TL | 03483 | EG1016011 | P | 58802845 | 58 | EGTL Spares | Mtce | 66 | 66H | KIT | PSV CONSERVATION BREATHER | PROTECTOSEAL CONSERVATION BREATHER VENT MODEL F18546D6 SERIAL NUMBER F18546D6 103, SERVICE KIT CONTAINS: PALLET SOFT GOODS KIT & COVER GASKET (PRESSURE) AND PALLET SOFT GOODS KIT & COVER GASKET (VACUUM) | EA | 2 | 0 | 0 | NO | 3300 | 1009140 | PROTECTOSEAL |  |  | 7 |  |  | 1BCB |  | EGTL1-MGN-PRO-PI-720071 |  |  | F18546D6 |  | 42570 |  | 43041
11795 | 29200000TL | 03483 | EG1017001 | P | 58802921 | 58 | EGTL Spares | Mtce | 14 | 14C | SWITCH:POSITION TYPE:BLOWER | ELECT. RATING:120VAC/24DCV | SIZE/CONN:3/4FNPT | EA | 1 | 1 | 2 | NO | 900 | 274387.5 | TOPWORX | DXP-L21GNEB1A21 |  | 00 | [9 empty] | 42683 | 45415 | 42721 |  |  | -1 | 1
11796 | 29200000TL | 03483 | EG1017011 | P | 58802931 | 58 | EGTL Spares | Mtce | 54 | 54A | SEAL:RING ID:3-3/8 IN | OD:1-1/2 IN WIDTH | TYPE:ENGINE, FTL ENTERPRISES, INC. 19205 WOODLANDS LANE HUNTINGTON BEACH. CA 92648. RETING@AOL.COM. RET RING PART NUMBER CAT10025S. | EA | 10 | 6 | 10 | NO | 6.06 | 1860.42 | PARKER SEAL | FTL10025CG |  | 07 |  |  | 1BBB | [6 empty] | 42829 |  | 42627
11797 | 29200000TL | 03483 | EG1017011 | P | 58802932 | 58 | EGTL Spares | Mtce | 65 | 65A | RETAINER: RING | SIZE:SOC/D 1-1/2X4-3/8 ID | MATL:STL FTL ENTERPRISES, INC. 19205 WOODLANDS LANE HUNTINGTON BEACH. CA 92648. RETING@AOL.COM. (OLD PART NUMBER CAT10035S) | EA | 10 | 6 | 10 | NO | 6.06 | 1860.42 | FTL ENTERPRISES, INC. | FTL10035CG |  | 07 | [9 empty] | 42829 |  | 42627
11798 | 29200000TL | 03483 | EG1017011 | P | 58802933 | 58 | EGTL Spares | Mtce | 54 | 54A | SEAL: RING ID:3-7/8 IN | OD:1-1/2 WIDTH | JUNCTION,20 AWG WIRE,258 IN (6553MM) LG,0.25 IN SHEATH DIA,INCONEL 600 SHEATH,1/2 NPT,3/4 NPT MOUNT, TUBE SKIN, REFRACTO-PAD THERMOCOUPLE ASSY, LENGTH INCLUDES 90 DEG BEND AROUND 6-5/REFRACTO-PAD THERMOCOUPLE ASSEMBLY, TYPE 'K', .250"SHEATH OD, INCONEL 60 | EA | 10 | 0 | 0 | NO | 6.06 | 1860.42 | PARKER SEAL | FTL10030CG |  | 07 |  |  | 1BBB | [6 empty] | 42829 |  | 42627
11799 | 29300000TL | 03483 | EG1018018 | P | 58802950 | 58 | EGTL Spares | Mtce | 14 | 14A | REGULATOR TYPE:FLOW REGULATOR | ROTAMETER RATING:MAX 3L/MIN | SIZE/CONN:1/4 IN NPT MATL:AISI 316 KYTOLA CONSTANT FLOW REGULATOR MODEL: 2851N-4CA-GH MAX FLOW: 3L/MIN WATER MAX TEMP: 75 C MANUFACTURER: KYTOLA INSTRUMENTS, MAXWELL ROAD, ALPHARETTA, GA 30009, USA | EA | 2 | 0 | 1 | YES | 957.4 | 1455101.469 | KYTOLA INSTRUMENTS | 2851N-4CA-GH |  | 00 | [7 empty] | 2851N-4CA-GH |  | 43769 |  | 45593
11800 | 29200000TL | 03483 | EG1016018 | P | 58802959 | 58 | EGTL Spares | Mtce | 14 | 14B | MODULE TYPE:ESB BUS INTERFACE | SLAVE I/P:24VDC O/P:24VDC | POWER SOURCE:120VAC MODULE: SLAVE INTERFACE BUS ESB ; P/N: SSB401-13 ; MANUFACTURER: YOKOGAWA ; 24VDC ; 120/240VAC. | EA | 5 | 4 | 6 | NO | 1796.175 | 547384.3313 | YOKOGAWA | SSB401-13 |  | 07 | [9 empty] | 42760 | 45266 | 42697 |  |  |  |  | 0 | 2
11801 | 29200000TL | 03483 | EG1020017 | P | 58802969 | 58 | EGTL Spares | Mtce | 14 | 14B | POWER SUPPLY TYPE:SIEMENS LOGO | MODULE I/P RATING:100-240VAC | O/P VOL:24VDC O/P AMP:1.3A POWER: SUPPLY MODULE, OUTPUT:24VDC, INPUT: 100-240VAC ; SIEMENS LOGO POWER SUPPLY , OUTPUT:24VDC, INPUT: 100-240VAC ; P/N: 6EP3331-6SB00-0AY0; MANUFACTURER: SIEMENS. | EA | 2 | 2 | 3 | NO | 85 | 25903.75 | SIEMENS | 6EP3331-6SB00-0AY0 |  | 07 | [9 empty] | 42796 | 43002 | 42698
11802 | 29200000TL | 03483 | EG1017005 | P | 58803005 | 58 | EGTL Spares | Mtce | 50 | 50Z | BEARING: LOW SPEED BOTTOM | FLENDER GEARBOX | Tapered roller bearing - 140mm x 250mm x 45.75mm. SKF 30228 J2. FLENDER B3NV09, 173-EA-002A/B/C, low speed shaft bottom bearing, part 0250. Equipment tag numbers:-173-EA-002A-F01,173-EA-002A-F02,173-EA-002A-F03,173-EA-002A-F04,173-EA-002B-F01,173-EA-002B- | EA | 1 | 2 | 4 | NO | 266.2161 | 90768.5826 | 30228 J2 | 30228 J2 |  | 00 |  | 1AXX | 1AXX |  | 173-EA-002A-F01 |  |  |  |  | 42877 | 44350 | 43444
11803 | 29200000TL | 03483 | EG1020019 | P | 58803008 | 58 | EGTL Spares | Mtce | 87 | 87B | LINKAGE TYPE:FUSIBLE LINK | SIZE:1/2 X 1-1/2 MATL:UL | STANDARD 33 | EA | 1 | 0 | 1 | NO | 28.27 | 8623.7635 | DAYTON | 2TGJ3 |  | 00 | [7 empty] | 2TGJ3 |  | 42829 | 45616 | 42916 |  |  | -1 | 1
11804 | 29200000TL | 03483 | EG1020019 | P | 58803009 | 58 | EGTL Spares | Mtce | 72 | 72B | FILTER:HYDRAULIC TYPE:OIL | SIZE:10MICRON ELEMENT | MATL:PAPER FILTERING RETENTION:10 MICRON HOUSING MATL:PLASTIC | EA | 3 | 2 | 3 | NO | 100.9055 | 30892.1966 | MP FILTRI | MF100-2-P10NB |  | 00 | 1 | [8 empty] | 42829 | 43057 | 43458
11805 | 29200000TL | 03483 | EG1020018 | P | 58803017 | 58 | EGTL Spares | Mtce | 14 | 14I | THERMOMETER:DIAL RANGE:0-100 | DEG STEM LG:7.87 IN (200MM) | DIAL DIA:5 IN SIZE/CONN:1/2 IN CONN LOCATION:BOTTOM MATL:316SS THERMOMETER, WIKA S530 1/5”/0-100°C/1/2NPT, STEM DIAMETER STANDARD 8MM FOR 150-TI-0751. REFER TO PAGE 2 AND FIRST LINE ITEM IN THE ATTACHMENT. | EA | 1 | 0 | 1 | NO | 195 | 59543.25 | WIKA | S530 1/5”/0-100°C/1/2NPT |  | 00 |  |  | 2BBC | [6 empty] | 42829 | 42855 | 42880
11806 | 29300000TL | 03483 | EG1027012 | S | 58803059 | 58 | EGTL Spares | Mtce | 66 | 66A | VALVE:BALL TYPE:BALL SIZE:1 | INCH CLASS:300 RF DESIGN | RATING:15 BARG CONN:300 RF FLG BODY MATL:216 WCB TRIM:STD, 316 SS PORT:FULL OPERATED:HAND LEVER TEMP RATING:70 DEG C SOFTGOODS:PTFE CONFIG:THROUGH VELAN BALL VALVE ONLY, MANUAL OPERATED. EQUIPMENT TAG: 120-XXV-1015, AS PER VALVE DATASHEET: EGTL1-BIH-FUR-D | EA | 2 | 0 | 1 | YES | 628.4237 | 911747.0138 | VELAN | FO5-11402-SSEI |  | 07,16 | [7 empty] | VELAN FO5-11402-SSEI |  | 45095 |  | 45920
11807 | 29200000TL | 03483 | EG1016004 | P | 58803068 | 58 | EGTL Spares | Mtce | 51 | 51M | CABLE:EXTENSION LG:8 METRES | NUMBER OF CONDUCTORS:1 PAIR | CONDUCTOR MATL:ALUM RATING:10V COVERING:ARMORED COLOR:BLUE WE REQUIRE ONLY THE EXTENSION ABLE FOR THE KEY PHASOR PROBES FOR 130-CR-002ABC | EA | 2 | 2 | 4 | NO | 569.8 | 174016.92 | BENTLY NEVEDA | 330730-080-03-05 |  | 00 | [9 empty] | 42915 | 45418 | 42999 |  |  | -1 | 1
11808 | 29200000TL | 03483 | EG1024011 | P | 58803108 | 58 | EGTL Spares | Mtce | 65 | 65A | RETAINER TYPE:RET RING | SIZE:1IN X 2-5/8IN MATL:STL | FTL ENTERPRISES, INC. 19205 WOODLANDS LANE HUNTINGTON BEACH. CA 92648. RETING@AOL.COM. RET RING PART NUMBER CAT10019S. | EA | 10 | 4 | 15 | NO | 11.66 | 3555.134 | FTL ENTERPRISES, INC. | CAT10019S |  | 07 | [9 empty] | 42885 |  | 42829
11809 | 29200000TL | 03483 | EG1024011 | P | 58803109 | 58 | EGTL Spares | Mtce | 65 | 65A | RETAINER TYPE:RET RING | SIZE:1IN X 1-1/2IN MATL:STL | FTL ENTERPRISES, INC. 19205 WOODLANDS LANE HUNTINGTON BEACH. CA 92648. RETING@AOL.COM. RET RING PART NUMBER CAT10017S. | EA | 10 | 4 | 15 | NO | 11.66 | 3555.134 | FTL ENTERPRISES, INC. | CAT10017S |  | 07 | [9 empty] | 42885 |  | 42829
11810 | 29200000TL | 03483 | EG1019018 | P | 58803116 | 58 | EGTL Spares | Mtce | 66 | 66G | PILOT:VALVE VALVE STYLE:RELIEF | VALVE SIZE:1IN SET PRESS.:30 - | 250 PSI MATL:316 SS FIND ATTACHED THE CATALOG OF THE LATCHING DELUGE PILOT | EA | 3 | 0 | 0 | NO | 2699 | 823464.9 | CLA VAL | CMDL |  | 07 | [7 empty] | CMDL |  | 43030 |  | 42955
11811 | 29200000TL | 03483 | EG1019003 | P | 58803117 | 58 | EGTL Spares | Mtce | 66 | 66P | REGULATOR:PRESSURE TYPE:AIR | INLET PRESS.:28BAR OUTLET | PRESS.:17.2BAR SIZE/CONN:3/4IN BODY MATL:ZINC | EA | 2 | 1 | 2 | NO | 875 | 267192.5 | NORGREN | 11-042-007 |  | 00 |  |  | 2BBB | [6 empty] | 42935 | 42964 | 43032
11812 | 29300000TL | 03483 | EG1019002 | P | 58803120 | 58 | EGTL Spares | Mtce | 72 | 72B | FILTER:AIR TYPE:AIR | CONDITIONER SIZE:1/2 IN | ELEMENT MATL:FIBER FILTERING RETENTION:5 MICRON HOUSING MATL:STL OIL MIST GENERATOR VORTEC AIR FILTERS PARKER FILTRATION REPLACEMENT FILTER ELEMENT FOR 8104 HOUSING MODEL NUMBER 8104N-1A1-DX BOX OF 4 ELEMENT (4/100-18-DX) | EA | 2 | 0 | 1 | YES | 575.9506 | 854082.9 | PARKER | 8104N-1A1-DX |  | 01A,08 | [9 empty] | 45145 |  | 45231
11813 | 29200000TL | 03483 | EG1019018 | P | 58803146 | 58 | EGTL Spares | Mtce | 66 | 66F | KIT:REBUILD TYPE:GASKET | APPLICATION:EDUCTOR CONTAINS | A:GASKET | EA | 2 | 1 | 2 | NO | 2998.03 | 918746.2935 | VALBIA/ITALY |  |  | 02,16 |  |  | 2BCC | [6 empty] | 43073 | 43343 | 43377
11814 | 29200000TL | 03483 | EG1018007 | P | 58803150 | 58 | EGTL Spares | Mtce | 51 | 51Z | ELEMENT:HEATER TYPE:5000 | WAT:115VAC VOL:0 X 0 | SIZE:43AMP AMP:NICR MATL:CERAMIC TOTAL SULPHUR ANALYZER FURNACE ELEMENT. 120-AT-1126/2126 & 130-AT-1005/2005. | EA | 1 | 0 | 1 | NO | 1700.98 | 519479.292 | GALVANIC APPLIED SCIENCES | BA0514 |  | 00 | [7 empty] | 902 |  | 42946 |  | 42851
11815 | 29300000TL | 03483 | EG1017006 | P | 58803165 | 58 | EGTL Spares | Mtce | 51 | 51L | FUSE:BREAKER TYPE:AJT 150 | AMP,TIME DELAY CLASS J | AMP:150A VOL:600VAC INTERRUPTING RATING:200 KA CONN:CENTRE BOLTS CARTRIDGE:VISUAL BLOWN FUSE INDICATOR SIZE:1.69 IN X 1.69 IN X 6 IN FERRAZ/MERSEN AJT150, AJT 150 AMP, 600V, CLASS J, AJT 150A, TIME DELAY ¦ AKA: MERSEN AJT150, FERRAZ SHAWMUT AJT150, UPC: 7 | EA | 4 | 2 | 4 | YES | 91.36 | 139767.096 | FERRAZ SHAWMUT | AJT150 |  | 16 | [7 empty] | AJT150 |  | 43769 |  | 45860
11816 | 29200000TL | 03483 | EG1017015 | P | 58803167 | 58 | EGTL Spares | Mtce | 57 | 57A | HOSE:FLEXIBLE METAL TYPE:1/2 | FLEX HOSE X 48 SIZE:1/2 LG:48 | CONN:1/2 TUBE SWAGELOK RATING:2600 MATL:SS FLEX HOSE PTFE 1/2 TUBE CONNECTION SS BRAIDED PTFE LINE HOSE 48 INCHES LONG BY SWAGELOK | EA | 1 | 2 | 3 | NO | 140.77 | 42991.158 | SWAGELOK | SS-8BHT-48 |  | 00 | [7 empty] | SS-8BHT-48 |  | 42881 | 44816 | 42902
11817 | 29200000TL | 03483 | EG1017015 | P | 58803168 | 58 | EGTL Spares | Mtce | 57 | 57A | HOSE:FLEXIBLE METAL TYPE:1/2 | FLEX HOSE X 12 SIZE:1/2 LG:12 | CONN:1/2 TUBE SWAGELOK RATING:2600 MATL:SS FLEX HOSE PTFE 1/2 TUBE CONNECTION SS BRAIDED PTFE LINE HOSE 12 INCHES LONG BY SWAGELOK | EA | 2 | 2 | 3 | NO | 104.05 | 31776.87 | SWAGELOK | SS-8BHT-12 |  | 00 | [7 empty] | SS-8BHT-12 |  | 42881 |  | 42902
11818 | 29300000TL | 03483 | EG1021007 | S | 58803180 | 58 | EGTL Spares | Mtce | 14 | 14Z | KIT:GLASS FOR LEVEL GAGE FLAT | TYPE: SIZE 9 FLAT GLASS | CLARK-RELIANCE SIZE 9 FLAT GLASS REPAIR KIT (SET FOR ONE WINDOW) FOR FG1500 SERIES GAGES-RRK 5E SET. NOTE:- CLARK-RELIANCE SOURCE DOCUMENT REQUIRED FOR GENUINE SPARE KIT REVIEW.Israel Diaz, Clark Reliance Corporation16633 Foltz Parkway, Strongsville OH 44 | ST | 12 | 3 | 5 | YES | 933.2961 | 865701.6587 | CLARK-RELIANCE | RRK 5E SET |  | 07 |  |  | 1AAA |  |  |  |  | FG1500 SERIES | BCIL025 | 43769 | 45855 | 45064 | -11 | 2 |  |  | -3 | 1
11819 | 29200000TL | 03483 | EG1016017 | P | 58803274 | 58 | EGTL Spares | Mtce | 09 | 09N | COOLER TYPE:COOLER CAP:10 GAL | RATING:1700 BTU MATL:SS |  | EA | 2 | 1 | 3 | NO | 992.55 | 303531.7155 | VORTEC | 77780444 |  | 00 | [7 empty] | 727 |  | 42929 |  | 43059
11820 | 29300000TL | 03483 | EG1019009 | P | 58803313 | 58 | EGTL Spares | Mtce | 22 | 22B | SEAL TYPE:SEE DESCRIPTION | BELOW SIZE:SEE DESCRIPTION | BELOW MATL:SEE DESCRIPTION BELOW REPAIR KIT:SEAL TYPE:JOHN CRANE 5610 SIZE/CONN:STANDARD MATL:SS REPAIR KIT CODE: 0698/5610/SK/HSP-1026549-1 GPN 91023613. | ST | 2 | 1 | 2 | YES | 1766.69 | 2374835.1773 | JOHN CRANE SEAL | GPN 91023613 |  | 07,17 | [7 empty] | 0698/5610 | BNL5370 | 43769 | 45774 | 45782 | -1 | 1 |  |  | -2 | 2
11821 | 29200000TL | 03483 | EG1019018 | P | 58803319 | 58 | EGTL Spares | Mtce | 76 | 76A | SEAL TYPE:SEAL RING MATL:PTFE | ITEM DESCRIPTION: SEAL | RING ITEM P/N: 132-288 PARENT PUMP SERIAL NUMBERS: P 4984/07 PARENT PUMP MODEL NUMBER: PS+ 6X3X15 PARENT PUMP TAG: 130-PC-020 A/B PUMP DRAWING NUMBER: EGTL1-SLF-MEC-DD-300753 MANUFACTURER: SAMCO PUMPS | EA | 5 | 3 | 6 | NO | 45.47 | 13886.538 | SAM ENGINEERING | 132-288 |  | 00 | [9 empty] | 42949 |  | 42963
11822 | 29200000TL | 03483 | EG1018017 | P | 58803364 | 58 | EGTL Spares | Mtce | 14 | 14I | GAUGE:TEMPERATURE RANGE | -70 TO+70DEG C DIAL SIZE 127MM | WIKA GAUGE MODEL NUMBER S5301/4 NG5" -70..+70 L1=100 X 6MM, SERIAL NUMBER 110AIF4B & C, ITEM NUMBER 5231.62 7323316, ORDER NUMBER 22676148/2SIZE/CONN:1/2 IN NPT CASE MATL:304 SS TUBE MATL:316 SS CONN MATL:316 SS CONN LOCATION:BACK ADJUSTABLE ANGLE MOUNT:S | IN | 2 | 0 | 0 | NO | 750 | 229050 | WIKA GAUGE | 5231.62 7323316 |  | 05,21 |  |  | 2BCC |  |  |  |  | S5301/4 NG5" |  | 42982 | 43330 | 43032
11823 | 29200000TL | 03483 | EG1028012 | S | 58803402 | 58 | EGTL Spares | Mtce | 34 | 34A | SIEVE TYPE:ZERO AIR DIA:6 LTR | OPENING SIZE:1/4 IN ZERO AIR | GENERATOR FOR INCINERATOR ANALYZER SYSTEM PARTS: ABSORPTION COLUMN MOLECULAR SIEVE TUBE. | EA | 2 | 1 | 2 | NO | 410.9 | 125480.642 | CALIFORNIA ANALYTIC INC | 110410-1 |  | 00 | [7 empty] | ZAG-6L |  | 43008 |  | 43099
11824 | 29200000TL | 03483 | EG1028012 | S | 58803404 | 58 | EGTL Spares | Mtce | 14 | 14Z | ABSORBER TYPE:OXIDISER | SIZE:4IN X 10 IN MATL:SS ZERO | AIR GENERATOR FOR INCINERATOR ANALYZER SYSTEM PARTS: OXIDISER ASSEMBLY | EA | 2 | 1 | 2 | NO | 159.5 | 48708.11 | CALIFORNIA ANALYTIC INC | 110403-1 |  | 00 | [7 empty] | ZAG-6L |  | 43008 |  | 43099
11825 | 29200000TL | 03483 | EG1028012 | S | 58803407 | 58 | EGTL Spares | Mtce | 14 | 14Z | SOLENOID:COIL TYPE:VALVE COIL | VOL:110/120V ZERO AIR | GENERATOR FOR INCINERATOR ANALYZER SYSTEM PARTS: SOLENOID VALVE ASSEMBLY (WHITE)CAI ZERO AIR GENERATOR (ZAG-6L) 3-WAY SOLENOID VALVE (P6) CE OLD PART NUMBER 110222 REPLACED WITH 110407-1 http://www.gasanalyzers.com/uploads/product/data_sheet/20/ZAG_Data_S | EA | 2 | 1 | 2 | NO | 1560.45 | 476530.221 | CALIFORNIA ANALYTIC INC | 110407-1 |  | 01A, 07 |  |  | 1BBB |  |  |  |  | ZAG-6L |  | 43008 |  | 43099
11826 | 29200000TL | 03483 | EG1028012 | S | 58803408 | 58 | EGTL Spares | Mtce | 14 | 14Z | SOLENOID:COIL TYPE:VALVE COIL | VOL:110/120V ZERO AIR | GENERATOR FOR INCINERATOR ANALYZER SYSTEM PARTS: SOLENOID VALVE ASSEMBLY (BLACK)CAI ZERO AIR GENERATOR (ZAG-6L) 3-WAY SOLENOID VALVE (P7) CE OLD PART NUMBER 110223 REPLACED WITH 110408-1 | EA | 2 | 1 | 2 | NO | 684.85 | 209139.493 | CALIFORNIA ANALYTIC INC | 110408-1 |  | 01A, 07 | [7 empty] | ZAG-6L |  | 43008 |  | 43099
11827 | 29200000TL | 03483 | EG1024010 | P | 58803409 | 58 | EGTL Spares | Mtce | 72 | 72Z | FILTER:AIR TYPE:INTAKE | SIZE:4.15 IN X 11.44 IN | ELEMENT MATL:CELLOSE FILTERING RETENTION:10 MICRON HOUSING MATL:WIRE MESH INCINERATOR OPACITY ANALYZER AIR PURGE FILTER. OUTER DIAMETER: 4.15 INCHES (105.5 MM) INNER DIAMETER: 2.37 INCHES (60.1 MM) LENGTH: 11.44 INCHES (290.5 MM) EFFICIENCY: 99.9 PERCENT | EA | 2 | 1 | 2 | NO | 30.6733 | 9388.4787 | DONALDSON | P772578 |  | 00 | [7 empty] | P772578 |  | 43008 | 43861 | 43695
11828 | 29200000TL | 03483 | EG1016021 | P | 58803410 | 58 | EGTL Spares | Mtce | 11 | 11Z | PROCESSOR TYPE:PROCESSOR | INCINERATOR MOISTURE ANALYZER | 041-AIT-0104 MAC155H PROCESSOR TO BE CHANGE TO MEASURE HIGH RANGE 12% TO 60% . PN: M155-RUG | EA | 2 | 1 | 2 | NO | 2334.555 | 713881.7082 | MAC INSTRUMENTS | M155-RUG |  | 00 |  |  | 2BBB |  |  |  |  | MAC155H |  | 43008 | 43528 | 43550
11829 | 29200000TL | 03483 | EG1018017 | P | 58803411 | 58 | EGTL Spares | Mtce | 11 | 11Z | FILTER:ELECTRONIC TYPE:POWER | LINE FREQ:50/60 HZ ELECT. | RATING:250VAC 10 AMP AC POWER ENTRY MODULES EMI/RFI FILTER TERMINATION STYLE: IEC 320 C14, MOUNTING STYLE : SNAP ON | EA | 2 | 1 | 2 | NO | 33.27 | 10174.2987 | MOUSER | PS0S0SSXB |  | 00 | [7 empty] | 592-PS0S0SSXB |  | 43008 |  | 43058
11830 | 29200000TL | 03483 | EG1018017 | P | 58803443 | 58 | EGTL Spares | Mtce | 72 | 72Z | FILTER:AIR TYPE:AIR FILTER | VACUATOR VALVE SIZE:INGERSOLL | STD ELEMENT MATL:INGERSOLL PLOYESTER FILTERING RETENTION:INGERSOLL STD HOUSING MATL:STL/POLYCARBONATE INGERSOLL RAND MODEL: SIERRA - H50A, SERIAL: TS5685U17039, 50HP, AIR COOLED, 186CFM, 3600RPM, 125PSI, HIGH DUST AIR FILTER VACUATOR VALVE IR PART NUMBE | EA | 2 | 1 | 2 | NO | 49.8 | 15229.338 | INGRESOLL-RAND | 35123587 |  | 07 | [7 empty] | SIERRA H50A/TS5685U17039 |  | 43023 |  | 43058
11831 | 29300000TL | 03483 | EG1019018 | P | 58803449 | 58 | EGTL Spares | Mtce | 50 | 50Z | BEARING:BALL TYPE:THRUST | ROW:MULTIPLE ID:3.85 IN | OD:6.55IN WIDTH:1.25 IN SERIES:300 STYLE:2 SHIELD RADIAL CLEARANCE:C1 CAGE MATL:BRZ | EA | 1 | 0 | 1 | YES | 144.44 | 54814.98 | KSK | 6219C3 |  | 01A | [9 empty] | 43769 |  | 44260
11832 | 29200000TL | 03483 | EG1017015 | P | 58803463 | 58 | EGTL Spares | Mtce | 14 | 14H | SWITCH:PRESSURE TYPE:DIAPHRAGM | ELECT. RATING:15A | 125/250/480VAC 0.4A125VDC SIZE/CONN:1/4 IN - 18 NPT ALM PRES PORT CONN LOCATION:BOTTOM RANGE:INCR ADJ RANGE 1.2 -16 PSIG ACTION:SPDT ENCLOSURE:03 ATEX0699X IP66 IP67 CUSTOM CONTROL SENSORS, INC MODEL: 646GEY1 PROOF: 750PSIG ( 52 BAR ) INCR.ADJ. RANGE 1.2 | EA | 3 | 1 | 2 | NO | 685 | 209477.4 | CUSTOM CONTROL SENSORS | 646GEY1 |  | 16,21 |  |  | 2BCC |  |  |  |  | 646GE |  | 43077 | 43295 | 43325
11833 | 29200000TL | 03483 | EG1023004 | P | 58803528 | 58 | EGTL Spares | Mtce | 76 | 76A | NUT TYPE:IMPELLER NUT | THRDS:UNF MATL:ST SPEC:BS970 | GRADE:316S31 ITEM DESCRIPTION: IMPELLER NUT-FREE ITEM NUMBER: 26 PARENT PUMP M/N: BS10C PARENT PUMP S/N: 0619000/3A PARENT PUMP DRAWING #: E44088-02 MANUFACTURER: SPP PUMP LTD | EA | 1 | 1 | 2 | NO | 265.33 | 80989.3292 | SPP | ITEM #: 26 |  | 00 | [7 empty] | BS10C |  | 43133 |  | 43167
11834 | 29200000TL | 03483 | EG1023012 | P | 58803529 | 58 | EGTL Spares | Mtce | 76 | 76A | NUT TYPE:IMPELLER NUT | THRDS:UNF MATL:ST SPEC:BS970 | GRADE:316S31 ITEM DESCRIPTION: IMPELLER NUT-LOCKED ITEM NUMBER: 27 PARENT PUMP M/N: BS10C PARENT PUMP S/N: 0619000/3A PARENT PUMP DRAWING #: E44088-02 MANUFACTURER: SPP PUMP LTD PARENT PUMP TAG #: 110-PC-111/211 A/B | EA | 2 | 2 | 4 | NO | 1701.44 | 631702.9256 | SPP | ITEM #: 27 |  | 00 |  |  | 1AXX |  |  |  |  | BS10C |  | 43133 |  | 43753
11835 | 29200000TL | 03483 | EG1023004 | P | 58803531 | 58 | EGTL Spares | Mtce | 56 | 56Z | NUT:BEARING LOCK INDUSTRY | STD:STEEL BS970 TYPE:LOCK ITEM | DESCRIPTION: BEARING LOCK NUT ITEM NUMBER: 75 PARENT PUMP M/N: BS10C PARENT PUMP S/N: 0619000/3A PARENT PUMP DRAWING #: E44088-02 MANUFACTURER: SPP PUMP LTD PARENT PUMP TAG #: 110-PC-111/211 A/B | EA | 2 | 1 | 2 | NO | 165.22 | 50458.0312 | SPP | ITEM #: 75 |  | 00 | [7 empty] | BS10C |  | 43133 |  | 43281
11836 | 29200000TL | 03483 | EG1016016 | P | 58803545 | 58 | EGTL Spares | Mtce | 51 | 51Z | POWER SUPPLY TYPE:SWITCHING | I/P RATING:6.2A O/P | VOL:100-240VAC O/P AMP:5V/60A, 15V/4A POWER SUPPLY: SWITCHING ; P/N: PS-C-450F-124 ; MANUFACTURER: COSEL ; POWER SUPPLY, COSEL 450 WREAR PANEL MOUNTED, PRIMARY VOLTAGE 100-240VAC, 47-63HZ, 6,2A MAX. INPUT CURRENT, 5V/60A, 15V/4A-15V/4A. PLEASE, STORE ITEM | EA | 2 | 2 | 4 | NO | 1046.45 | 319491.6495 | COSEL | PS-C-450F-124 |  | 00 |  |  | 1ABB | [6 empty] | 43135 |  | 43199
11837 | 29200000TL | 03483 | EG1023012 | P | 58803557 | 58 | EGTL Spares | Mtce | 76 | 76C | LINER TYPE:CYLINDER SIZE:100MM | MATL:SS ITEM: CYLINDER | LINER ITEM P/N: 607 ITEM CODE: A04264-1.DOX PARENT EQUIPMENT TAG: 171-PX-030/040 PARENT EQUIPMENT M/N: DOXE.3M/100DSX70 PARENT EQUIPMENT S/N: 306528 MANUFACTURER: OFFICINE MECCANICHE GALLARATESI S.P.A | EA | 1 | 0 | 1 | NO | 675.33 | 206137.7292 | OFFICINE MECCANICHE GALLA | 607 |  | 00 | [7 empty] | DOXE.3M/100DSX70 |  | 43135 |  | 43167
11838 | 29200000TL | 03483 | EG1023004 | S | 58803558 | 58 | EGTL Spares | Mtce | 76 | 76E | PISTON:PUMP TYPE:HEAD | SIZE:100MM MATL:SS ITEM: | PISTON ITEM P/N: 609 ITEM CODE: A04012-1.DOX PARENT EQUIPMENT TAG: 171-PX-030/040 PARENT EQUIPMENT M/N: DOXE.3M/100DSX70 PARENT EQUIPMENT S/N: 306528 MANUFACTURER: OFFICINE MECCANICHE GALLARATESI S.P.A | EA | 1 | 0 | 1 | NO | 1657.33 | 505883.4092 | OFFICINE MECCANICHE GALLA | 609 |  | 00 | [7 empty] | DOXE.3M/100DSX70 |  | 43135 |  | 43167
11839 | 29300000TL | 03483 | EG1017FLR | P | 58803609 | 58 | EGTL Spares | Mtce | 51 | 51N | BREAKER:CIRCUIT TYPE:CIRCUIT | BREAKER GP VOL:STD POLE:STD | AMP:2500 INTERRUPT CAP:STD CIRCUIT BREAKER GP - 2500AMPS PART NUMBER 252-7532. PAUL.QUINN@DTGEN.CO.UK DT GEN UK CADDER HOUSE, 160 CLOBER ROAD, MILNGAVIE GLASGOW G62 7LW, UK. | EA | 2 | 1 | 2 | YES | 12577 | 18152887.18 | CATERPILLAR | 252-7532 |  | 01,01A | [7 empty] | CAT D3612E |  | 44473 |  | 45386
11840 | 29300000TL | 03483 | EG1023015 | P | 68300495 | 68 | Centrifugal & Rotary Pumps | Mtce | 76 | 76Z | COUPLING:SHAFT TYPE:TSKS | BORE:STD OD:STD LG:STD | MATL:STD METASTREAM COUPLING TRANSMISSION UNIT, PN: TSKS-0013-0000-0889-3.50, (TYPE TSKS; SIZE 0.0), TAG: 173-PC-005A/B | EA | 2 | 1 | 2 | YES | 865.01 | 1327141.5925 | JOHN CRANE | TSKS-0013-0000-0889-3.50 |  | 07 | [7 empty] | TSKS |  | 44573 |  | 45820
11841 | 29200000TL | 03483 | EG1025014 | P | 69200438 | 69 | Power Pumps / Units | Mtce | 76 | 76Z | FITTING TYPE:CUT OFF VALVE | SIZE:SW 17 MATL:SS CUT OFF | VALVE ASSEMBLY HEXAGONAL -SW 17 TORQUE TO-25NM HTTPS://HYTORC.BLOOMFIRE.COM/POSTS/2638227-HY-AIR-2 | PC | 2 | 2 | 3 | NO | 354.97 | 108780.5565 | HYTORC | 31043067 |  | 07 | [9 empty] | 43527 |  | 43560
11842 | 29200000TL | 03483 | EG1026012 | P | 69200439 | 69 | Power Pumps / Units | Mtce | 76 | 76Z | FITTING TYPE:PRESSURE VALVE | SIZE:DBT 1,5-750 MATL:SS | MAXIMUM PRESSURE VALVE DBT 1,5-750 | PC | 2 | 2 | 3 | NO | 152.72 | 46801.044 | HYTORC | 17830813 |  | 07 | [9 empty] | 43527 |  | 43560
11843 | 29200000TL | 03483 | EG1025014 | P | 69200440 | 69 | Power Pumps / Units | Mtce | 76 | 76Z | FITTING TYPE:TORQUE VALVE | SIZE:19MM MATL:SS TORQUE VALVE | HEXAGON-19MM | PC | 2 | 2 | 4 | NO | 433.4 | 132815.43 | HYTORC | 31041400 |  | 07 | [9 empty] | 43527 |  | 43560
11844 | 29200000TL | 03483 | EG1025013 | P | 69200441 | 69 | Power Pumps / Units | Mtce | 76 | 76Z | FITTING TYPE:SOLENOID AIR | VALVE SIZE:F/HY-AIR MATL:SS | SOLENOID AIR VALVE F/HY-AIR | PC | 2 | 2 | 3 | NO | 1234.15 | 378190.7885 | HYTORC | H17440007 |  | 07 | [9 empty] | 43527 |  | 43560
11845 | 29200000TL | 03483 | EG1025014 | P | 69200442 | 69 | Power Pumps / Units | Mtce | 76 | 76Z | CONTROL TYPE:TOGGLE SWITCH | RATING:FBP COLOR:CLEAR TOGGLE | SWITCH FBP | PC | 2 | 2 | 5 | NO | 227.02 | 69570.279 | HYTORC | 31090557 |  | 07 | [9 empty] | 43527 |  | 43560
11846 | 29200000TL | 03483 | EG1025014 | P | 69200443 | 69 | Power Pumps / Units | Mtce | 76 | 76Z | CONTROL TYPE:PUSH BUTTON | RATING:FBP COLOR:CLEAR PUSH | BUTTON FBP | PC | 3 | 2 | 5 | NO | 65.75 | 20149.0875 | HYTORC | 31090558 |  | 07 | [9 empty] | 43527 |  | 43560
11847 | 29200000TL | 03483 | EG1021012 | P | 69200446 | 69 | Power Pumps / Units | Mtce | 76 | 76Z | FITTING TYPE:AIR ESCAPE VALVE | SIZE:1/2 IN MATL:SS AIR ESCAPE | VALVE | PC | 3 | 2 | 4 | NO | 76.77 | 23526.1665 | HYTORC | 33289000 |  | 07 | [9 empty] | 43527 |  | 43560
11848 | 29200000TL | 03483 | EG1025013 | P | 69200447 | 69 | Power Pumps / Units | Mtce | 76 | 76Z | CONTROL TYPE:PNEUMATIC CONTROL | RATING:120/240 VAC COLOR:CLEAR | PNEUMATIC CONTROL G8 | PC | 3 | 2 | 3 | NO | 76.77 | 23525.2658 | HYTORC | 33354700 |  | 07 | [9 empty] | 43527 |  | 43560
11849 | 29200000TL | 03483 | EG1025014 | P | 69200448 | 69 | Power Pumps / Units | Mtce | 76 | 76Z | FITTING TYPE:HIGH PRESSURE | PUMP SIZE:1IN MATL:SS HIGH | PRESSURE PUMP PEV 1-08 RD | PC | 3 | 2 | 3 | NO | 631.52 | 193529.304 | HYTORC | 18211081 |  | 07 | [9 empty] | 43527 |  | 43560
11850 | 29200000TL | 03483 | EG1025014 | P | 69200449 | 69 | Power Pumps / Units | Mtce | 76 | 76Z | FITTING TYPE:SCREEN FILTER | SIZE:1 MATL:SS SCREEN FILTER , | SF05-A1/4 | PC | 3 | 2 | 3 | NO | 78.42 | 24031.809 | HYTORC | 33236200 |  | 07 | [9 empty] | 43527 |  | 43560
11851 | 29200000TL | 03483 | EG1026013 | P | 69200452 | 69 | Power Pumps / Units | Mtce | 76 | 76Z | FITTING TYPE:AIR ESCAPE VALVE | SIZE:1 IN MATL:SS AIR ESCAPE | VALVE | PC | 3 | 2 | 4 | NO | 70.17 | 21503.5965 | HYTORC | 33226700 |  | 07 | [9 empty] | 43527 |  | 43560
11852 | 29200000TL | 03483 | EG1026013 | P | 69200453 | 69 | Power Pumps / Units | Mtce | 76 | 76Z | FITTING TYPE:AIR VALVE | SIZE:1IN MATL:SS AIR VALVE | TYPE:- SHY-E4-P | PC | 3 | 2 | 3 | NO | 1234.15 | 378190.7885 | HYTORC | 17440007 |  | 07 | [9 empty] | 43527 |  | 43560
11853 | 29200000TL | 03483 | EG1022001 | P | 69200462 | 69 | Power Pumps / Units | Mtce | 76 | 76C | PUMP:DIAPHRAGM TYPE:DUPLEX | INLET SIZE:1-1/2IN OUTLET | SIZE:1-1/2IN CAP:15 SPEED:1150RPM RATING:5 DIAPHRAGM MATL:HPD 266 | EA | 2 | 1 | 2 | NO | 850.0693 | 306450 | MILTON ROY INDIA | 160 |  | 01A |  |  | 2BAB |  |  |  |  | PHL 70A-DRDS |  | 43610
11854 | 29300000TL | 03483 | EG1022008 | P | 69200502 | 69 | Power Pumps / Units | Mtce | 76 | 76F | KIT:PUMP TYPE:LIME DOSING | PLANT APPLICATION:STD CONTAINS | A:STD CONTAINS B:STD CONTAINS C:STD CONTAINS D:STD CONTAINS E:STD CONTAINS F:STD VICOL (PTY) LTD SUBMERSIBLE MIXER IN EQUALISATION TANK MODEL/PART NUMBER VBD0400M-007-10-W | EA | 1 | 0 | 1 | YES | 576.3 | 436904.556 | VICOL LTD | VBD0400M-007-10-W |  | 01,01A,07 | [7 empty] | WWT-007-10-W |  | 44767 |  | 45064
11855 | 29300000TL | 03483 | EG1016013 | P | 69200508 | 69 | Power Pumps / Units | Mtce | 76 | 76Z | PUMP:HYDRAULIC TYPE:MANUAL | HAND PUMP INLET SIZE:G 1/4 | OUTLET SIZE:G 1/4 SPEED:13 CM3 RATING:350 BARG DRIVER:HAND LEVER MANUAL HYDRAULIC HAND PUMP TYPE HD13. MAXIMUM PRESSURE 350BAR DISPLACEMENT VOLUME 13 CM3 | EA | 1 | 0 | 1 | YES | 1350 | 2139817.5 | HAWE | HD13-350 |  | 00 |  |  | 1ABA |  |  |  |  | HD13 |  | 44768 | 45735 | 45755 | -1 | 1
11856 | 29300000TL | 03483 | EG1025011 | P | 69200534 | 69 | Power Pumps / Units | Mtce | 76 | 76Z | KIT:PUMP TYPE:REPAIR KIT | APPLICATION:STD CONTAINS A:STD | CONTAINS B:STD CONTAINS C:STD CONTAINS D:STD CONTAINS E:STD CONTAINS F:STD JOHNSON MARCH SYSTEM INC. DEMINNERALIZED WATER CHEMICAL DOSING PUMP REPAIR KIT PART QF12-2 | KI | 1 | 0 | 1 | YES | 1700 | 2786759 | JOHNSON PUMP CO. | QF12-2 |  | 01,01A | [7 empty] | QF12-2 |  | 44796 |  | 45807
11857 | 29300000TL | 03483 | EG1025011 | P | 69200535 | 69 | Power Pumps / Units | Mtce | 76 | 76Z | KIT:PUMP TYPE:BLADDER KIT | APPLICATION:STD CONTAINS A:STD | CONTAINS B:STD CONTAINS C:STD CONTAINS D:STD CONTAINS E:STD CONTAINS F:STD JOHNSON MARCH SYSTEM INC. DEMINNERALIZED WATER CHEMICAL DOSING PUMP BLADDER KIT PART QF12-5 | KI | 1 | 0 | 1 | YES | 850 | 1393379.5 | JOHNSON PUMP CO. | QF12-5 |  | 01,01A | [7 empty] | BLADDER QF12-5 |  | 44796 |  | 45807
11858 | 29300000TL | 03483 | EG1016011 | P | 69200549 | 69 | Power Pumps / Units | Mtce | 76 | 76Z | INSERT TYPE:PTFE INSERT | SIZE:STD MATL:STD PTFE INSERT, | PN: 400902, FOR WELCH VACUUM PUMP, MODEL: 302 Z/414722, INPUT VOLTAGE 230V, 50-60HZ, 180W, MANUFACTURER: GARDNER DENVER | EA | 3 | 2 | 3 | YES | 201.0975 | 284000 | GARNER-DENVER | 400902 |  | 07 | [7 empty] | 302 Z/414722 |  | 44875 |  | 45191
11859 | 29300000TL | 03483 | EG1016011 | P | 69200552 | 69 | Power Pumps / Units | Mtce | 76 | 76Z | MANIFOLD TYPE:MANIFOLD 5 | MATL:STD MANIFOLD 5, PN: | 400917-01 FOR WELCH VACUUM PUMP, MODEL: MPC 302 Z/414722, INPUT VOLTAGE 230V, 50-60HZ, 180W, MANUFACTURER: GARDNER DENVER | EA | 2 | 1 | 2 | YES | 80.7223 | 114000 | GARNER-DENVER | 400917-01 |  | 07 | [7 empty] | MPC 302 Z/414722 |  | 44875 |  | 45191
11860 | 29300000TL | 03483 | EG1016011 | P | 69200553 | 69 | Power Pumps / Units | Mtce | 76 | 76Z | MANIFOLD TYPE:MANIFOLD 2 | MATL:STD MANIFOLD 2, PN: | 400903, FOR WELCH VACUUM PUMP, MODEL: MPC 302 Z/414722, INPUT VOLTAGE 230V, 50-60HZ, 180W, MANUFACTURER: GARDNER DENVER | EA | 2 | 1 | 2 | YES | 63.7281 | 90000 | GARNER-DENVER | 400903 |  | 07 | [7 empty] | MPC 302 Z/414722 |  | 44875 |  | 45191
11861 | 29200000TL | 03483 | EG1026004 | P | 70004290 | 70 | Misc. Production Equipment | Mtce | 66 | 66F | BUSHING | VALVE, | Valve - Parts & Accessories :FOR CONTROL VALVE DEPURATORS, WEMCO ACTUATOR MN 1052. DO NOT RE-ORDER SEE SYMBOL NO. 74060040 | EA | 11 | 0 | 0 | NO | 29.8788 | 4640.1358 | FISHER CONTROLS | 12A9374X012 |  | 02,22 | 1 |  | 2BBB | [6 empty] | 41086 | 45201 | [5 empty] | -1 | 1
11862 | 29200000TL | 03483 | EG1026009 | P | 70004310 | 70 | Misc. Production Equipment | Mtce | 66 | 66F | DIAPHRAGM:ACTUATOR,SIZE 60, | MOLDED NITRILE | Valve - Parts & Accessories :FOR CONTROL VALVE ACTUATOR MN 1052. REPAIRABLE ORDER ON REQUEST | EA | 7 | 2 | 5 | NO | 76.3959 | 11864.7158 | FISHER CONTROLS | 2E859702202 |  | 00 | 1 | [8 empty] | 40915 | 44211 | 41571
11863 | 29200000TL | 03483 | EG1016004 | P | 73450911 | 73 | Refrigeration & A/C Equipment | Mtce | 02 | 02A | PLUG:ASSEMBLY TYPE:COMPRESSOR | PLUG ASSEMBLY C/W:COMPRESSOR | PLUG ASSEMBLY SIZE:62” LEADS, 10 AWG. WITH 2/64” CONN:62” LEADS, 10 AWG. WITH 2/64” MATL:POLYVINYL CHLORIDE INSULATION TOTALINE® - P298-001 COMPRESSOR PLUG ASSEMBLY | EA | 2 | 1 | 2 | NO | 42 | 12871.32 | TOTALINE | P298-001 |  | 07 | [7 empty] | P298-001 |  | 43743 |  | 43843
11864 | 29200000TL | 03483 | EG1022001 | P | 74003291 | 74 | Meters & Gauging | Mtce | 76 | 76F | CAGE | VALVE, | Pump - Centrifugal - Parts : EQUAL PERCENT. REPLACED AGBAMI-SB SYMBOL # 97805018 | EA | 2 | 0 | 0 | NO | 2989.3033 | 464091.535 | FISHER CONTROLS | 2U806748932 |  | 02,21,22 | 1 |  | 2BBB | [6 empty] | 41086
11865 | 29200000TL | 03483 | EG1024004 | S | 74004602 | 74 | Meters & Gauging | Mtce | 66 | 66F | DIAPHRAGM: ACTUATOR SIZE 34-40 | 40 PSI, NBR/NYLON, MODEL 1052 | Valve - Parts & Accessories :,17E44. REPLACED AGBAMI-SB SYMBOL # 97802580 | EA | 13 | 3 | 6 | NO | 235.3656 | 36538.14 | FISHER CONTROLS | 2E670002202 |  | 00 |  | 2BBB | 1BBB | [6 empty] | 41086 | 45579 |  |  |  | -1 | 1
11866 | 29200000TL | 03483 | EG1025012 | P | 74006231 | 74 | Meters & Gauging | Mtce | 54 | 54A | SHIM | FISHER P/N. 16A1938X012 | *OBS*Machinery-Misc- : SHIM: FISHER P/N. 16A1938X012. REPLACED AGBAMI-SB SYMBOL # 97802584 | EA | 12 | 11 | 12 | NO | 14.7 | 2282.175 | FISHER CONTROLS | 16A1938X012 |  | 01,12 |  | 1AXX | 1BBB | [6 empty] | 41086
11867 | 29200000TL | 03483 | EG1026003 | P | 74006416 | 74 | Meters & Gauging | Mtce | 14 | 14C | RING:SEAL,6-11/16 IN ID X | 7-1/16 IN OD X 3/16 IN THK,SS, | Flow Measuring Instruments : RBR, FOR VALVE BODY. REPLACED AGBAMI-SB SYMBOL # 97805105 | EA | 1 | 1 | 2 | NO | 287.2407 | 44595.5613 | FISHER CONTROLS | 10A2643X022 |  | 01 | 1 | 1AXX | [7 empty] | 40915 | 45800 |  | -2 | 2 |  |  | -1 | 1
11868 | 29300000TL | 03483 | EG1023001 | P | 74006418 | 74 | Meters & Gauging | Mtce | 76 | 76F | CAGE; CAVIII FISHER | PN.38A1027X012 FOR VALVE BODY | Pump - Centrifugal - Parts : CAGE; CAVIII P/N.38A1027X012 FOR VALVE BODY MFG: FISHER. | EA | 1 | 0 | 1 | YES | 11250 | 16682737.5 | FISHER CONTROLS | 38A1027X012 |  | 01,12 |  |  | 2BBB | [6 empty] | 43769 |  | 45249
11869 | 29300000TL | 03483 | EG1022006 | P | 74006424 | 74 | Meters & Gauging | Mtce | 66 | 66F | ASSEMBLY | VALVE PLUG,STEM | Valve - Parts & Accessories :FOR VALVE BODY. | EA | 2 | 0 | 1 | YES | 288.44 | 280600.2008 | FISHER CONTROLS | 1U230835162 |  | 01 | 1 |  | 2BBB | [5 empty] | ECNL784 | 43769 |  | 44906
11870 | 29200000TL | 03483 | EG1022007 | P | 74006433 | 74 | Meters & Gauging | Mtce | 66 | 66F | DIAPHRAGM | ACTUATOR, | Valve - Parts & Accessories :, Replaced symbol 57803128 | EA | 11 | 6 | 7 | NO | 216.5357 | 33615.7317 | FISHER CONTROLS | 2E859602202 |  | 01,12 | 1 | 1AXX | 2CBC | [6 empty] | 41086 | 45756 |  | -3 | 2
11871 | 29300000TL | 03483 | EG1024003 | P | 74006445 | 74 | Meters & Gauging | Mtce | 66 | 66P | DIAPHRAGM; | P/N. 2E669902202; | Valve - Control : DIAPHRAGM; P/N. 2E669902202; FOR ACTUATOR: MFG: FISHER.. REPLACED AGBAMI-SB SYMBOL # 97802593 | EA | 3 | 2 | 3 | YES | 242.17 | 385393.0495 | FISHER CONTROLS | 2E669902202 |  | 01,10,22 | 1 |  | 2BBB | [6 empty] | 43769 |  | 45735
11872 | 29200000TL | 03483 | EG1022011 | P | 74006489 | 74 | Meters & Gauging | Mtce | 87 | 87B | GASKET; SHIM; | P/N. 16A1942X012; | *OBS*Machinery-Misc- : GASKET; SHIM; P/N. 16A1942X012; FOR VALVE BODY; MFG: FISHER. VENDOR: PUFFER SWEIVEN. | EA | 11 | 4 | 8 | NO | 42.0029 | 6520.5241 | FISHER CONTROLS | 16A1942X012 |  | 01 |  |  | 2BAB | [6 empty] | 41086 | 43045
11873 | 29300000TL | 03483 | EG1026009 | P | 74006495 | 74 | Meters & Gauging | Mtce | 66 | 66G | KIT:TRIM,FOR VALVE BODY, | CONTAINS PLUG,STEM,BALL | Valve-Plug : REPLACED AGBAMI-SB SYMBOL # 97804966 | EA | 1 | 0 | 1 | YES | 1220.23 | 1872137.8775 | FISHER CONTROLS | 1V6581X0042 |  | 01 | 1 |  | 2BBB | [6 empty] | 43769 |  | 45880
11874 | 29200000TL | 03483 | EG1026006 | P | 74006501 | 74 | Meters & Gauging | Mtce | 66 | 66F | DIAPHRAGM; P/N. 2E859502202; | FOR ACTUATOR; | Valve - Parts & Accessories :DIAPHRAGM; P/N. 2E859502202; FOR ACTUATOR; MFG: FISHER. VENDOR: PUFFER SWEIVEN. | EA | 5 | 2 | 3 | NO | 747.8852 | 116102.7435 | FISHER CONTROLS | 2E859502202 |  | 01,12 |  |  | 1CCC | [6 empty] | 40915 | 45961 | 41571 | -3 | 3
11875 | 29200000TL | 03483 | EG1022002 | P | 74006507 | 74 | Meters & Gauging | Mtce | 14 | 14C | SEAT: RING I7 IN ID X 8-1/2 IN | OD X 3/4 IN THK 416 SS | Electric-Other : REPLACED AGBAMI-SB SYMBOL # 97805011 | EA | 1 | 0 | 0 | NO | 444.0303 | 68931.255 | FISHER CONTROLS | 1U508046172 |  | 01 | 1 | [6 empty] | ET - ED | KGISL080 | 41086 | 45638 |  |  |  | -1 | 1
11876 | 29200000TL | 03483 | EG1022001 | P | 74006510 | 74 | Meters & Gauging | Mtce | 66 | 66F | CAGE | VALVE,LINEAR | Valve - Parts & Accessories :, | EA | 1 | 0 | 0 | NO | 1638.8616 | 254416.8788 | FISHER CONTROLS | 2U506133272 |  | 02,21,22 | 1 |  | 2BBB | [6 empty] | 41086
11877 | 29200000TL | 03483 | EG1026004 | P | 74006529 | 74 | Meters & Gauging | Mtce | 66 | 66F | STEM | PLUG | Valve - Parts & Accessories :STEM;PLUG SP F/#NG10180 ITEM 80. | EA | 4 | 1 | 2 | NO | 69.7478 | 10828.6888 | FISHER CONTROLS | 14A5683X012 |  | 00 |  |  | 2CBC | [6 empty] | 40915
11878 | 29300000TL | 03483 | EG1022011 | P | 74006543 | 74 | Meters & Gauging | Mtce | 14 | 14C | RING:RADIAL,SEALING,7-19/32 | IN ID X 8-3/32 IN OD X 1/4 IN | Electric-Other : THK,STL,TEFLON, FOR VALVE BODY. REPLACED AGBAMI-SB SYMBOL # 97805065 | EA | 1 | 0 | 1 | YES | 1618.8 | 2286150.3 | FISHER CONTROLS | 10A3261X012 |  | 01 | 1 | [8 empty] | 43769 |  | 45357
11879 | 29200000TL | 03483 | EG1026014 | P | 74006554 | 74 | Meters & Gauging | Mtce | 14 | 14Z | DIAPHRAGM | P/N. 2E859502202 | Instruments - Other & Parts : DIAPHRAGM; P/N. 2E859502202; FOR ACTUATOR; MFG: FISHER. | EA | 4 | 0 | 0 | NO | 94.497 | 14671.1275 | FISHER CONTROLS | 2E859502202 |  | 00 |  |  | 2CBC | [6 empty] | 41086
11880 | 29200000TL | 03483 | EG1022010 | P | 74006581 | 74 | Meters & Gauging | Mtce | 66 | 66F | DIAPHRAGM | P/N. 2E859702202 | Valve - Parts & Accessories :DIAPHRAGM; P/N. 2E859702202; FOR ACTUATOR; MFG: FISHER. | EA | 2 | 0 | 0 | NO | 167.25 | 25965.5625 | FISHER CONTROLS | 2E859702202 |  | 00 |  |  | 2BBB | [6 empty] | 41086 | 44674
11881 | 29200000TL | 03483 | EG1022003 | P | 74006606 | 74 | Meters & Gauging | Mtce | 14 | 14C | SEAL | RING RADIAL/SPR | Flow Measuring Instruments : RADIAL;SEAL RING/SPR SP F/#NG10180.. REPLACED AGBAMI-SB SYMBOL # 97805151 | EA | 2 | 0 | 0 | NO | 497.2839 | 77198.3481 | FISHER CONTROLS | 12B9149X022 |  | 01 |  |  | 2BBB | [6 empty] | 41086
11882 | 29200000TL | 03483 | EG1022015 | P | 74006609 | 74 | Meters & Gauging | Mtce | 66 | 66P | SEAL | RING RADIAL/SPR | Valve - Control : RADIAL;SEAL RING/SPR SP F/#NG10180 ALL TAGS IN ITEM 10.. REPLACED AGBAMI-SB SYMBOL # 97805153 | EA | 3 | 2 | 3 | NO | 905.92 | 178013.28 | FISHER CONTROLS | 14B0133X012 |  | 01 |  |  | 2CBC | [6 empty] | 41086 | 42130 | 42134
11883 | 29200000TL | 03483 | EG1026004 | P | 74015361 | 74 | Meters & Gauging | Mtce | 66 | 66P | O-RING; FISHER | CONTROL PN.1F463606992 | Valve - Control : FISHER 1F463606992 O-RING. CONTROLS | EA | 3 | 0 | 0 | NO | 3.7498 | 582.1892 | FISHER CONTROLS | 1F463606992 |  | 01 |  |  | 2BBB | [6 empty] | 41086
11884 | 29200000TL | 03483 | EG1022006 | P | 74031577 | 74 | Meters & Gauging | Mtce | 66 | 66G | KIT | TRIM,FOR VALVE | Valve-Plug : CONTAINS EQUAL PERCENT 416 HT/316 G AND P | EA | 2 | 1 | 2 | NO | 331.355 | 82091.5852 | FISHER CONTROLS | 15A6484X112 |  | 01 | 1 |  | 2CBC | [6 empty] | 41086 | 43018 | 43505
11885 | 29200000TL | 03483 | EG1025012 | P | 74060252 | 74 | Meters & Gauging | Mtce | 14 | 14Z | GAUGE: PRESSURE 2 | P/N 11B8577X022 | *OBS*Gage&Parts-Pres : GAUGE: PRESSURE 2 P/N 11B8577X022. | EA | 1 | 0 | 0 | NO | 20.7 | 3213.675 | FISHER CONTROLS | 11B8577X022 |  | 05 |  |  | 2BAB | [6 empty] | 41086
11886 | 29200000TL | 03483 | EG1025012 | P | 74060523 | 74 | Meters & Gauging | Mtce | 54 | 54D | O-RING; | P/N 1C376206992 | *OBS*GS&P-O-Rings : O-RING; P/N 1C376206992. | EA | 1 | 0 | 0 | NO | 2.93 | 454.8825 | FISHER CONTROLS | 1C376206992 |  | 01 |  |  | 2BAB | [6 empty] | 41086
11887 | 29200000TL | 03483 | EG1021005 | P | 74201070 | 74 | Meters & Gauging | Mtce | 66 | 66F | STEM | VALVE,PLUG | Valve - Parts & Accessories :FOR ET VALVE AND 667-60 ACTUATOR. | EA | 2 | 0 | 0 | NO | 114.75 | 17814.9375 | FISHER CONTROLS | 1L996435162 |  | 01,12 | 1 |  | 2BBB | [6 empty] | 41086
11888 | 29200000TL | 03483 | EG1026004 | P | 74351076 | 74 | Meters & Gauging | Mtce | 66 | 66Z | KEY:TAPER | FOR V150 12IN 150LB BALL VALVE | Valve-Other : | EA | 4 | 2 | 4 | NO | 62.246 | 9664.31 | EQUIPMENT&CONTROL | 12B9533X012 |  | 01,22 | 1 |  |  |  |  | 26342 |  |  |  | 40915
11889 | 29200000TL | 03483 | EG1025009 | P | 74351460 | 74 | Meters & Gauging | Mtce | 66 | 66F | CAGE: VALVE 2.5 IN, 4 IN X 2.5 | WHISPER TRIM 1, 17-4 PH | Valve - Parts & Accessories :MATERIAL, MODEL ET or ED. FOR ABITEYE HEATER TREATER. REPLACED AGBAMI-SB SYMBOL # 97805001 | EA | 3 | 1 | 3 | NO | 5850 | 908212.5 | FISHER | 2V502633272 |  | 02,21,22 | 1 |  |  |  |  | 49603 |  | ET OR ED |  | 40915
11890 | 29200000TL | 03483 | EG1021013 | P | 74420549 | 74 | Meters & Gauging | Mtce | 66 | 66Z | RING; SEAT PUFFER SWIEVEN | PN23A5802X022 | Valve - Actuator & Positioner: SEAT RING, FISHER P#23A5802X022 F/NG21279 EQUIPMENT USE: CONTROL VALVES | EA | 1 | 0 | 1 | NO | 4054.6 | 1237626.4398 | PUFFER SWIEVEN | 23A5802X022 |  | 01 |  |  | 1CCC |  | PCV 4212, 9412 |  |  | PCV 4212, 9412 |  | 41086 | 43045 | 43113
11891 | 29300000TL | 03483 | EG1016017 | P | 74450038 | 74 | Meters & Gauging | Mtce | 53 | 53Z | CONNECTOR: STRAIGHT, 1/2 IN | TUBE X 3/4 IN MNPT, 316 SS | Fittings - Pipe - Metal - Non CS :NPT Male. REPLACED AGBAMI-SB SYMBOL # 97884796 | EA | 11 | 7 | 11 | YES | 48.96 | 74706.5952 | SWAGELOK | SS-810-1-12 |  | 01 | 1 |  | 2CBC |  |  |  |  | SS-810-1-12 | SWAGE166 | 43769 | 45750 | 45754 | -10 | 1 | -30 | 5 | -3 | 2
11892 | 29300000TL | 03483 | EG1022010 | S | 74450307 | 74 | Meters & Gauging | Mtce | 66 | 66P | KIT:TRIM,FOR VALVE,CONTAINS | PLUG,STEM,BALL | Valve - Control : REPLACED AGBAMI-SB SYMBOL # 97804935 | EA | 2 | 1 | 2 | YES | 469.31 | 727097.2899 | FISHER CONTROLS | 1V6572X0022 |  | 01 | 1 | 1BBB | 1BBB | [5 empty] | KGISL176 | 43769 | 45740 | 45773 | -1 | 1
11893 | 29200000TL | 03483 | EG1026001 | P | 74450309 | 74 | Meters & Gauging | Mtce | 14 | 14Z | ASSEMBLY: PLUG AND STEM | VALVE CONTROL | Instruments - Other & Parts : STELITE SEAT AND GUIDES. | EA | 4 | 2 | 4 | NO | 1295.9165 | 201204 | FISHER CONTROLS | 11A5332X022 |  | 01 | [7 empty] | ET | GTLU062 | 40915
11894 | 29300000TL | 03483 | EG1025012 | S | 74450923 | 74 | Meters & Gauging | Mtce | 76 | 76Z | RING: BACK UP, | PRESSURE CONTROL VALVE | Pumps-Other : FOR FISHER 4 IN. HPT / 657-70 SN. 14486832.. REPLACED AGBAMI-SB SYMBOL # 97808484 | EA | 2 | 1 | 2 | YES | 449.18 | 178941.3339 | FISHER CONTROLS | 10A4217X022 |  | 01 | 1 |  |  |  |  | 10894 |  |  | 7SN085 | 43770 | 45001 | 44753 |  |  |  |  | -1 | 1
11895 | 29200000TL | 03483 | EG1025012 | P | 74450929 | 74 | Meters & Gauging | Mtce | 66 | 66F | DISC: PRESSURE CONTROL | VALVE, FISHER, MEREN 1 | Valve - Parts & Accessories :FISHER PRESSURE CONTROL VALVE DISC, P/N: 1V710706242, FOR MEREN 1 PLATFORM. These parts are unique to the Meren 1 Gas Compressors and are critical to their operation., FOR FISHER PRESSURE CONTROL VALVE , Parts for Fisher 4X2" | EA | 1 | 0 | 0 | NO | 26.33 | 4087.7325 | FISHER CONTROLS | 1V710706242 |  | 01,22 | 1 |  | 2BBB |  |  | 10893 |  |  |  | 41086
11896 | 29200000TL | 03483 | EG1016012 | P | 74450982 | 74 | Meters & Gauging | Mtce | 51 | 51Z | MODULE: ANALOG INPUT,SERIES A, | CONTROLLOGIX, | Electric-Other : INPUT CURRENT VOLTAGE 16 POINTS. REPLACED AGBAMI-SB SYMBOL # 97809572 | EA | 1 | 2 | 4 | NO | 1802.585 | 354081.7716 | ALLEN BRADLEY | 1756-IF16 |  | 01 | 1 |  |  |  |  | 15016 |  | 1756-IF16 | INL383 | 42147 | 45315 | 42156 |  |  | -1 | 1
11897 | 29200000TL | 03483 | EG1025012 | P | 74451114 | 74 | Meters & Gauging | Mtce | 64 | 64B | KEY: TAPER | FOR 10 IN 300LB RF V300 | Power Transmission Equipment & Replacement Parts : FISHER BALL VALVE. PARENT EQUIP TAG: MAD 4200 AND MAD 4300 DEHY COALESCERS | EA | 1 | 0 | 0 | NO | 62.25 | 9664.3125 | FISHER CONTROLS | 12B9533X012 |  | 01,22 | 1 |  | 2BBB |  |  | 26355 |  |  |  | 41086
11898 | 29200000TL | 03483 | EG1020008 | P | 74452070 | 74 | Meters & Gauging | Mtce | 72 | 72B | FILTER:AIR TYPE:INTAKE | SIZE:3/4INCH ELEMENT | MATL:METAL FILTERING RETENTION:10 MICRON HOUSING MATL:METAL THE SYMBOL NUMBER IS ATTACHED CATALOGUE | EA | 5 | 1 | 2 | NO | 334.9333 | 102444.3333 | WILKERSON | F30-06-FMO |  | 01 | [7 empty] | F30-06-FMO-K07 |  | 42773 | 43928 | 43419
11899 | 29300000TL | 03483 | EG1018018 | P | 74452145 | 74 | Meters & Gauging | Mtce | 14 | 14A | GAUGE:PRESSURE RANGE:0-4 BAR | DIAL SIZE:2-1/2 IN | SIZE/CONN:1/4 IN MNPT CASE MATL:316 SS TUBE MATL:316 SS CONN MATL:316 SS CONN LOCATION:BOTTOM MOUNT:STEM FILLED:NON FOR OXYGEN, CLEANLINESS ASME B40.1 LEVEL IV CLASS 1.6 WINDOW: LAMINATED SAFETY GLASS INDIVIDUAL PACKING IN PLASTIC BAG PRESSURE GAUGE STAND | EA | 1 | 0 | 1 | YES | 273.85 | 114543.2015 | WIKA INSTRUMENT CORP | 232.30.063 |  | 12 | [7 empty] | 232.30-C-BG340Z-NB-U |  | 43769 | 45558 | 44687 |  |  | -1 | 1
11900 | 29200000TL | 03483 | EG1017017 | P | 74452148 | 74 | Meters & Gauging | Mtce | 14 | 14Z | MODULE:PLC TYPE:MICROLOGIX 4 | POINT ANALOG COMB I/P:2 POINT, | 0-10V, 4-20 MA O/P:2 POINT, 0-10V, 4-20 MA POWER SOURCE:4-20 V DC MODULE: MICROLOGIX 4 POINT ANALOG COMB ; P/N: 1762-IF2OF2 ; CLASS: PROGRAMMABLE LOGIC CONTROLLER MODULE ; CURRENT RANGE: 4-20 ; DEPTH: 87 ; ENCLOSURE: IP20 ; HEIGHT: 90 ; I-O ISOLATION: | EA | 1 | 0 | 1 | NO | 426.55 | 130261.3048 | ROCKWELL | 1762-IF2OF2 |  | 00 | [9 empty] | 43181 |  | 43253
11901 | 29200000TL | 03483 | EG1017017 | P | 74452149 | 74 | Meters & Gauging | Mtce | 14 | 14Z | MODULE:PLC TYPE:MICROLOGIX 4 | POINT ANALOG INPU I/P:±21 MA | O/P:±21 MA POWER SOURCE:24VDC MODULE: MICROLOGIX 4 POINT ANALOG INPUT ; P/N: 1762-IF4 ; MANUFACTURER: ROCKWELL ; NUMBER OF INPUTS: 4 ; INPUT TYPE: ANALOGUE ; OUTPUT TYPE: TRANSISTOR ; NUMBER OF I/O: 4 ; VOLTAGE CATEGORY: -10 ? 10 V DC ; OUTPUT CURRENT: | EA | 1 | 0 | 1 | NO | 426.55 | 130261.3048 | ROCKWELL | 1762-IF4 |  | 00 | [9 empty] | 43181 |  | 43253
11902 | 29200000TL | 03483 | EG1017017 | P | 74452150 | 74 | Meters & Gauging | Mtce | 14 | 14Z | MODULE:PLC TYPE:MICROLOGIX 4 | POINT ANALOG OUTP I/P:4-20MA | O/P:4-20MA, 0-10VDC POWER SOURCE:0-10VDC MODULE: MICROLOGIX 4 POINT ANALOG OUTPUT ; P/N: 1762-OF4 ; MANUFACTURER: ROCKWELL ; 4-20MA ; 0-10VDC. | EA | 1 | 0 | 1 | NO | 403.92 | 123348.1124 | ROCKWELL | 1762-OF4 |  | 00 | [9 empty] | 43181 |  | 43253
11903 | 29300000TL | 03483 | EG1021011 | P | 74452187 | 74 | Meters & Gauging | Mtce | 14 | 14C | ORIFICE:PLATE TYPE:COOLING | STEAM SIZE:3 CLASS:300 | BORE:1.401 OD:3 X 300 THCK:1/8 MATL:304SS STAINLESS STEEL ORIFICE PLATE TO FIT BETWEEN A 3" X 300# RAISE-FACE FLANGE. BORE ID OF 1.401" 304 STAINLESS STEEL 1/8" THINK REFER TO DATASHEET | EA | 2 | 1 | 2 | YES | 171.595 | 65120.72 | DANIEL FLOW | 1-312-10-304 |  | 01,01A | [7 empty] | 1-312-10-304 |  | 43782 |  | 43971
11904 | 29200000TL | 03483 | EG1021016 | P | 74452197 | 74 | Meters & Gauging | Mtce | 66 | 66Z | SPRING:VALVE TYPE:PILOT VALVE | SPRING SIZE:0.105IN X 3.75IN | LENGTH COLOR:UNPAINTED | EA | 2 | 2 | 4 | NO | 112.45 | 34383.8365 | FISHER | 1B653927022 |  | 01,12 |  |  | 1BBB | [6 empty] | 43330 |  | 43346
11905 | 29200000TL | 03483 | EG1023012 | S | 74452221 | 74 | Meters & Gauging | Mtce | 14 | 14C | SOLENOID:COIL TYPE:VALVE COIL | VOL:C1DHE-0671-X-00/DC PARKER | ATOS TRIP SOLENOIDS VALVES 110-TXY-1375A/2375A 110-FXY-1375A/2375A | EA | 2 | 1 | 2 | NO | 148 | 45353.86 | PARKER,USA | C1DHE-0671-X-00/DC |  | 07 | [7 empty] | DHE-0671-X-00/DC |  | 43439 | 43725 | 43776
11906 | 29200000TL | 03483 | EG1023012 | P | 74452222 | 74 | Meters & Gauging | Mtce | 14 | 14C | CONTROL TYPE:ATOS 3-POS PROP L | DCV RATING:STD COLOR:STD | PARKER CONTROL SOLENOID ATOS 3-POS PROP'L DCV FOR 110-FV-1375A/2375A | EA | 2 | 1 | 2 | NO | 685 | 209911.4 | PARKER,USA | C1DHZEA071L1 |  | 07 | [7 empty] | DHZE-A-071-L1 |  | 43439 |  | 43686
11907 | 29200000TL | 03483 | EG1021011 | P | 74452223 | 74 | Meters & Gauging | Mtce | 66 | 66H | VALVE:RELIEF TYPE:POPPET SET | PRESS.:75 PSI INLET SIZE:3/4 | IN INLET CONN:NPT OUTLET SIZE:ATM OUTLET CONN:ATM DESIGN RATING:27.6 BAR BODY MATL:BRASS TRIM:SS OPERATED:PRESSURE TEMP RATING:-29 T0 71 DEG C SOFTGOODS:NITRIL 3/4" NPT FISHER H202 SERIES RELIEF VALVES. SET PRESSURE: 75 PSI 172-PV-0034A 172-PV-0034B | EA | 1 | 1 | 2 | NO | 233.52 | 71562.204 | FISHER | H202 |  | 01,01A,02 | [9 empty] | 43467 | 45319 |  |  |  | -1 | 1
11908 | 29300000TL | 03483 | EG1020002 | P | 74452261 | 74 | Meters & Gauging | Mtce | 14 | 14A | POWER TYPE:LOW VOLTAGE DC | SIZE:3IN X 2IN X2IN KINTEK | POWER SUPPLY +- 15V DC OUTPUT REGULATED POWER SUPPLY | EA | 2 | 1 | 2 | YES | 673 | 277635.17 | POLYTRON DEVICES INC. | P38-15T 408 |  | 00 |  |  | 2CBC |  |  |  |  | P38-15T 408 |  | 43770 |  | 44687
11909 | 29200000TL | 03483 | EG1019019 | P | 74452265 | 74 | Meters & Gauging | Mtce | 14 | 14I | TRANSMITTER:TEMPERATURE | TYPE:HART I/P RANGE:0-100DEG C | O/P RANGE:4-20MA SUPPLY RATING:12-30VDC TEMPERATURE TRANSMITTER 644H FOR 110-TXT-1091/2091 | EA | 2 | 1 | 2 | NO | 935.15 | 337121.575 | ROSEMOUNT |  |  | 08 | [7 empty] | 644H |  | 43581 |  | 43765
11910 | 29200000TL | 03483 | EG1019004 | P | 74452286 | 74 | Meters & Gauging | Mtce | 14 | 14I | SWITCH:TEMPERATURE ELECT. | RATING:10A 125/250VAC; 1/2A | 125VDC TEMP RATING:300 TO 525F CONTACT ARRANGEMENT:NC/NO P-SERIES TEMPERATURE SWITCH, SINGLE POINT, ADJUSTABLE DEADBAND; MFR: ASHCROFT; MODEL: PTAN7H05A7030-XBX; ELECTRICAL SPEC:10A, 125/250 VAC; 1/2A, 125 VDC TAG: 173-TSH-0251 | EA | 2 | 1 | 2 | NO | 1050 | 321772.5 | ASHCROFFT | PTAN7H05A7030-XBX |  | 00 | [7 empty] | PTAN7H05A7030 |  | 43658 |  | 43786
11911 | 29200000TL | 03483 | EG1016018 | P | 74452291 | 74 | Meters & Gauging | Mtce | 14 | 14I | SENSOR:TEMPERATURE | TYPE:JOURNAL BEARING | TEMPERATURE RANGE:0 TO 200 DEG C CONN:6 WIRES CONNECTION MATL:PLATINUM STEAM TURBINE JOURNAL BEARING TEMPERATURE SENSOR; PLATINUM RTD PT-100; MFR:THERMOENGINEERING P/N:2-PT100-RTO776210000-EEXNA; DUAL 6 WIRES CONNECTION; RANGE: 0 TO 200 DEG C; TAG: 173-T | EA | 3 | 2 | 4 | NO | 325 | 99596.25 | THERMOENGINEERING | 2-PT100-RTO776210000EEXNA |  | 00 | [7 empty] | 2-PT100-RTO776210000EEXNA |  | 43678 |  | 43786
11912 | 29200000TL | 03483 | EG1016019 | P | 74452310 | 74 | Meters & Gauging | Mtce | 14 | 14H | SWITCH:PRESSURE TYPE:HIGH AND | LOW PRESSURE SWITCH ELECT. | RATING:240AVC 60HZ SIZE/CONN:NA CONN LOCATION:NA RANGE:NA ACTION:NA ENCLOSURE:NA HK02ZA410 PRESSURE SWITCH | EA | 1 | 1 | 2 | NO | 70 | 21451.5 | CARRIER | HK02ZA410 |  | 07 | [7 empty] | HK02ZA410 |  | 43743 | 44067 | 43786
11913 | 29300000TL | 03483 | EG1017009 | P | 74452320 | 74 | Meters & Gauging | Mtce | 14 | 14I | SENSOR:TEMPERATURE TYPE:3 WIRE | RTD RANGE:PT100 RATING:PT100 | CONN:1/2 IN NPT NIPPLE MATL:316L MANUFACTURER: ROSEMOUNT PART #: 01902160007761520150 MODEL #: 0065N32N0000N0108ES SENSING ELEMENT (135-TE-0163) FOR 135-TT-0163, 135-PC-005A, 135-PC-005B | EA | 2 | 0 | 1 | YES | 410 | 177987.8333 | ROSEMOUNT | 01902160007761520150 |  | 01, OR 01A, | [7 empty] | 0065N32N0000N0108ES |  | 43863 | 45260 | 44657 |  |  |  |  | -1 | 1
11914 | 29300000TL | 03483 | EG1018002 | P | 74452332 | 74 | Meters & Gauging | Mtce | 14 | 14H | GAUGE:PRESSURE RANGE:0 T0 | 25BAR DIAL SIZE:100MM | SIZE/CONN:SEE DATASHEET CASE MATL:STAINLESS STEEL TUBE MATL:SEE DATASHEET CONN MATL:SEE DATASHEET CONN LOCATION:SEE DATASHEET MOUNT:SEE DATASHEET FILLED:SEE DATASHEET FOR UNITS 130 AND 145. TAGS: 145-PI-0301, 145-PI-0321, 145-PI-0341, 145-PI-0361, 130-PI- | EA | 5 | 2 | 3 | YES | 1317.628 | 1976939.8992 | WIKA |  |  | 01,02,07 |  |  | 2BBA |  |  |  |  | 232.50.100 |  | 43881 | 45260 | 45414 |  |  |  |  | -1 | 1
11915 | 29300000TL | 03483 | EG1022004 | P | 74452333 | 74 | Meters & Gauging | Mtce | 14 | 14D | GLASS:LEVEL GAUGE FLAT | TYPE:ARMORED GLASS GAGE | SIZE:15 REFLEX RATING:STD MATL:STD COLOR:STD GLASS REPLACEMENT KIT, SIZE 15 REFLEX W/GARLOCK IFG-5500 GASKET-JRK 515S | EA | 4 | 2 | 4 | YES | 187.6325 | 256070.0187 | JERGUSON | GARLOCK IFG5500 |  | 01A,07 |  |  | 2BBB |  |  |  |  | 415-RCH-300L | CSL092 | 43876 | 45461 | 45471 |  |  | -3 | 1 | -8 | 2
11916 | 29300000TL | 03483 | EG1018001 | S | 74452367 | 74 | Meters & Gauging | Mtce | 65 | 65C | LEVEL TYPE:LEVEL GAUGE | SIZE:18IN VIALS:LEVEL MATL:CI | OIL LEVEL GAUGE FOR TRANSFORMER-RECTIFIER | EA | 11 | 7 | 11 | YES | 674.1036 | 880615.5282 | CATHODIC PROTECTION COMP | PN1006191 |  | 00 | [9 empty] | 44035 | 44701 | 45425
11917 | 29300000TL | 03483 | EG1017009 | P | 74452463 | 74 | Meters & Gauging | Mtce | 14 | 14I | INDICATOR:TEMPERATURE TYPE:5 | INCH DIAL RANGE:0-100 DEG C | CONN:1/2 IN NPT MATL:SS 150-TI-0665 150-TI-0666 | EA | 2 | 1 | 2 | YES | 545.89 | 904807.2161 | ASHCROFT | 50-EM-070-E-309-0/100-SG |  | 00 | [9 empty] | 44581 |  | 45401
11918 | 29300000TL | 03483 | EG1018002 | P | 74452507 | 74 | Meters & Gauging | Mtce | 14 | 14C | AMMETER:DIGITAL STYLE:AMMETER | RANGE:AMMETER 225/5A | READOUT:DIGITAL POWER:STD AMP:STD VICOL (PTY) LTD AMMETER 225/5A MODEL/PART NUMBER ELE-008-86-5A PLANT ELECTRICAL | EA | 8 | 2 | 3 | YES | 1282.97 | 1990867.9421 | VICOL LTD | ELE-008-86-5A |  | 01,01A | [7 empty] | ELE-008-86-225/5A |  | 44769 |  | 45560
11919 | 29300000TL | 03483 | EG1016016 | P | 74452517 | 74 | Meters & Gauging | Mtce | 14 | 14H | SENSOR:PRESSURE TYPE:DUST | COLLECTOR TIMER RANGE:0-10 IN | W.C. RATING:-40 TO 140°F (-40 TO 60°C). CONN:TWO BARBED/1/8? (3.18 MM) MATL:STD DWYER SERIES DCP100A DCT1000DC DUST COLLECTOR TIMER RANGE: 0 -10 INCH H2O (-40 TO 60°C) RATING:4-20 MA CONN:TWO BARBED 1/8 IN OR 3/16 IN MATL:SS TUBING DWYER INSTRUMENTS DCP | EA | 1 | 0 | 1 | YES | 450 | 745870.5 | DWYER INSTRUMENTS INC. | DCP100A |  | 01,01A,07 | [7 empty] | DCP-DCT1000 SERIES |  | 44877 |  | 45339
11920 | 29300000TL | 03483 | EG1016018 | P | 74452518 | 74 | Meters & Gauging | Mtce | 14 | 14H | SENSOR:PRESSURE | TYPE:DCT1000DC DUST COLLECTOR | TIMER RANGE:-40 TO 60°C (-40 TO 80°C) RATING:85 TO 270 VAC, 50 OR 60 HZ CONN:STD MATL:STD DWYER INSTRUMENTS MASTER CONTROLLER 6 CHANNELS, DUST COLLECTOR TIMER CONTROLLER DCT1006, 85 TO 270 VAC, 50 OR 60 HZ. UL, CUL. TAG: 175-PS-0550 | EA | 1 | 0 | 1 | YES | 464 | 769075.36 | DWYER INSTRUMENTS INC. | DCT1006 |  | 01,01A,07 | [7 empty] | DCT1006 DCT1000 SERIES |  | 44877 |  | 45339
11921 | 29300000TL | 03483 | EG1020019 | P | 74452605 | 74 | Meters & Gauging | Mtce | 14 | 14Z | KIT TYPE:INTEGRAL TRANSIENT | PROTECTOR | APPLICATION:PROTECTION CONTAINS A:IT PROTECTION KIT CONTAINS B:NA CONTAINS C:NA CONTAINS D:NA CONTAINS E:NA CONTAINS F:NA ROSEMOUNT INTEGRAL TRANSIENT PROTECTOR KIT FOR ROSEMOUNT 3144P, HART ONLY, PN: 03144-3045-0001 | EA | 3 | 2 | 3 | YES | 379.95 | 563473.2315 | EMERSON ROSEMOUNT | 03144-3045-0001 |  | 07 | [7 empty] | ROSEMOUNT 3144P |  | 45232 |  | 45379
11922 | 29200000TL | 03483 | EG1022016 | S | 77200020 | 77 | Traps and Separators | Mtce | 72 | 72B | FILTER:LIQUID TYPE:REFRIGERANT | SIZE:3/4IN ELEMENT MATL:GEL | FILTERING RETENTION:MICRON HOUSING MATL:METAL DANFOSS DRIER (SOLDERED TYPE) DML 306S | EA | 2 | 1 | 3 | NO | 63.7 | 19520.1177 | DANFOSS | DML306S |  | 16 | [7 empty] | DML 306S |  | 43590 | 45070 | 43630 |  |  |  |  | -1 | 1
11923 | 29300000TL | 03483 | EG1024002 | P | 86100418 | 86 | Line Pipes | Const | 60 | 60B | TUBING TYPE:INSTRUMENT TUBING | ROLL SIZE:STD LG:STD VICOL | (PTY) LTD WATER INSTRUMENT TUBING ROLL MODEL/PART NUMBER PWTP-008-13-P. Ensure material is sourced from Chevron Approved Manufacturer List | EA | 2 | 1 | 2 | YES | 348.29 | 160360.6026 | VICOL LTD | PWTP-008-13-P |  | 01,01A,07 |  |  | 2BBB |  |  |  |  | PWTP-008-13-P |  | 44768 |  | 44815
11924 | 29300000TL | 03483 | EG1016016 | P | 97809840 | 97 | Agbami-SB FPSO | Mtce | 14 | 14Z | CONVERTER:FIBER TO SERIAL | FCS PART | Instruments - Other & Parts : FIBER TO SERIAL CONVERTER FCS PART | EA | 5 | 4 | 6 | YES | 353.88 | 134297.46 | SIXNET | SLX-5EC-2SC |  | 02,22 | 1 |  | 2BBB |  |  | 33889 |  |  |  | 43770 | 45671 | 44079 | -1 | 1 |  |  | 0 | 3
9th June, 2026 Report
11925 | 29300000TL | 03483 | EG1003005 | S | 03486749 | 03 | Caterpillar Parts | Mtce | 87 | 87B | PIN:PISTON DIA:STD LG:STD | SHAPE:PIN - PISTON MATL:STD |  | EA | 4 | 8 | 12 | YES | 290.59 | 445837.7075 | CATERPILLAR | 138-8506 |  | 01A | [9 empty] | 45628 |  | 45980
11926 | 29300000TL | 03483 | EG1003008 | P | 03486751 | 03 | Caterpillar Parts | Mtce | 54 | 54A | GASKET SET TYPE:SINGLE | CYLINDER HEAD SIZE:STD |  | KI | 4 | 8 | 12 | YES | 599.66 | 920028.355 | CATERPILLAR | 598-5822 |  | 01A | [9 empty] | 45628 |  | 45980
11927 | 29300000TL | 03483 | EG1002015 | P | 03486752 | 03 | Caterpillar Parts | Mtce | 87 | 87B | SEAL TYPE:LINER SEAL KIT | SIZE:PARTLB353-5995 MATL:STD |  | EA | 4 | 8 | 12 | YES | 83.97 | 128830.9725 | CATERPILLAR | 353-5995 |  | 01A | [9 empty] | 45628 |  | 45980
11928 | 29300000TL | 03483 | EG1003001 | P | 03486754 | 03 | Caterpillar Parts | Mtce | 87 | 87B | KIT TYPE:MOUNTING KIT 329-4862 | APPLICATION:TURBOCHARGER |  | KI | 2 | 1 | 2 | YES | 1355.69 | 2079967.3825 | CATERPILLAR | 329-4862 |  | 01A | [9 empty] | 45628 |  | 45735
11929 | 29300000TL | 03483 | EG1002021 | P | 03486760 | 03 | Caterpillar Parts | Mtce | 54 | 54A | SEAL:O-RING TYPE:SEAL-O-RING | 5H-6734 ID:STD OD:STD |  | EA | 4 | 2 | 4 | YES | 102.16 | 162914.552 | CATERPILLAR | 5H-6734 |  | 01A | [9 empty] | 45628 |  | 45775
11930 | 29300000TL | 03483 | EG1002021 | P | 03486761 | 03 | Caterpillar Parts | Mtce | 54 | 54A | SEAL:O-RING TYPE:SEAL-O-RING | ID:STD OD:STD WIDTH:STD |  | EA | 4 | 2 | 4 | YES | 116.93 | 186468.271 | CATERPILLAR | 149-5462 |  | 01A | [9 empty] | 45628 |  | 45775
11931 | 29300000TL | 03483 | EG1002021 | P | 03486763 | 03 | Caterpillar Parts | Mtce | 54 | 54A | SEAL:O-RING TYPE:SEAL-O-RING | ID:STD OD:STD WIDTH:STD |  | EA | 4 | 2 | 4 | YES | 94.86 | 151273.242 | CATERPILLAR | 6V-8398 |  | 01A | [9 empty] | 45628 |  | 45775
11932 | 29300000TL | 03483 | EG1002021 | P | 03486765 | 03 | Caterpillar Parts | Mtce | 87 | 87B | PULLEY TYPE:8 GROOVE BORE:STD | OD:STD WIDTH:STD GROOVE:PARTLB |  | EA | 3 | 2 | 4 | YES | 290.46 | 463196.562 | CATERPILLAR | 7E-4839 |  | 01A | [9 empty] | 45628 |  | 45775
11933 | 29300000TL | 03483 | EG1003002 | P | 03486775 | 03 | Caterpillar Parts | Mtce | 51 | 51N | SWITCH TYPE:SWITCH | AS-PRESSURE (ENGINE OI |  | EA | 4 | 4 | 7 | YES | 160.11 | 245648.7675 | CATERPILLAR | 132-8759 |  | 01,01A | [9 empty] | 45640 |  | 45691
11934 | 29300000TL | 03483 | EG1001010 | P | 03486779 | 03 | Caterpillar Parts | Mtce | 51 | 51N | REGULATOR TYPE:GP - JACKET | WATER HEATER RATING:STD |  | EA | 2 | 2 | 4 | YES | 86.44 | 132622.5645 | CATERPILLAR | 378-4326 |  | 01,01A | [9 empty] | 45640 |  | 45683
11935 | 29300000TL | 03483 | EG1003002 | P | 03486780 | 03 | Caterpillar Parts | Mtce | 51 | 51N | CONTACTOR TYPE:JACKET WATER | HEATER LINE VOL:STD COIL |  | EA | 4 | 4 | 7 | YES | 382.0775 | 586203.1715 | CATERPILLAR | 332-1131 |  | 01,01A | [9 empty] | 45640 |  | 45683
11936 | 29300000TL | 03483 | EG1001008 | P | 04743799 | 04 | Caterpillar Parts | Mtce | 66 | 66Z | ROD:VALVE OD:STD LG:STD | CONN:STD MATL:CAT PARTLB |  | EA | 20 | 25 | 36 | YES | 40.111 | 61540.1483 | CATERPILLAR | 4W-6682 |  | 01,01A | [9 empty] | 45630 |  | 45683
11937 | 29300000TL | 03483 | EG1001010 | P | 04743801 | 04 | Caterpillar Parts | Mtce | 87 | 87B | GASKET TYPE:GASKET - THROTTLE | SIZE:CAT PARTLB 360-7990 PRESS |  | EA | 4 | 3 | 5 | YES | 48.8475 | 74943.5098 | CATERPILLAR | 360-7990 |  | 01A | [9 empty] | 45630 |  | 45683
11938 | 29300000TL | 03483 | EG1001010 | P | 04743804 | 04 | Caterpillar Parts | Mtce | 51 | 51Z | TERMINAL:BATTERY | TYPE:BATTERIES TERMINALS POS |  | EA | 2 | 2 | 4 | YES | 17.18 | 26358.415 | CATERPILLAR | 3S-6049 |  | 01A | [9 empty] | 45630 |  | 45683
11939 | 29300000TL | 03483 | EG1006001 | P | 04743805 | 04 | Caterpillar Parts | Mtce | 87 | 87B | GOVERNOR TYPE:CONTROL GP - | GOVERNOR CONTROL GP - |  | EA | 4 | 2 | 4 | YES | 4817.87 | 7391817.0475 | CATERPILLAR | 309-1583 |  | 01A | [8 empty] | CATM321 | 45630 |  | 45674
11940 | 29300000TL | 03483 | EG1003015 | P | 04743806 | 04 | Caterpillar Parts | Mtce | 14 | 14Z | MODULE:MONITOR TYPE:LOAD | SHARING MODULE I/P:CAT STD |  | EA | 2 | 2 | 3 | YES | 7716.33 | 11838779.3025 | CATERPILLAR | 202-4869 |  | 01,01A | [8 empty] | CATM322 | 45630 |  | 45674
11941 | 29300000TL | 03483 | EG1004001 | P | 04743814 | 04 | Caterpillar Parts | Mtce | 87 | 87B | VALVE TYPE:VALVE AS 328-0756 | SIZE:CAT PARTLB 328-0756 |  | EA | 4 | 2 | 4 | YES | 5436.11 | 8340351.7675 | CATERPILLAR | 328-0756 |  | 01A | [8 empty] | CATM327 | 45630 |  | 45674
11942 | 29300000TL | 03483 | EG1001010 | P | 04743816 | 04 | Caterpillar Parts | Mtce | 87 | 87B | GOVERNOR TYPE:CONTROL G | ELECTRONIC GOVERNOR - CONTROL |  | EA | 4 | 2 | 4 | YES | 752.51 | 1154538.4675 | CATERPILLAR | 512-5720 |  | 01,01A | [8 empty] | CATM328 | 45631 |  | 45674
11943 | 29300000TL | 03483 | EG1037025 | P | 04743817 | 04 | Caterpillar Parts | Mtce | 51 | 51N | RECTIFIER TYPE:RECTIFIER | GP-REVOLVING VOL:STD AMP:STD |  | EA | 4 | 3 | 5 | YES | 7490.23 | 11458928.3655 | CATERPILLAR | 253-9803 |  | 01,01A | [9 empty] | 45631 |  | 45826
11944 | 29300000TL | 03483 | EG1004021 | P | 05013925 | 05 | Automotive Accessories | Mtce | 86 | 86Z | BEARING | ASSY,CLUTCH RELEASE, |  | EA | 9 | 7 | 10 | YES | 27 | 40512.69 | NACHI | 31230-35061 NP-50SCRN31PA |  | 01,21,22 | 1 |  | 2BBB |  |  | 8359 |  |  |  | 43770 | 45689 | 45986 | -1 | 1
11945 | 29200000TL | 03483 | EG1003004 | P | 05020465 | 05 | Automotive Accessories | Mtce | 86 | 86Z | BULB: HEAD LAMP ASSY NUMBER 1, | FOR NEW TOYOTA HIACE MODEL, |  | EA | 4 | 4 | 8 | NO | 0 | 0 | TOYOTA | 90981-13055 |  | 01,10 | 1 |  |  |  |  | 19544 |  |  |  | 41003 | 43892
11946 | 29200000TL | 03483 | EG1003004 | P | 05020479 | 05 | Automotive Accessories | Mtce | 86 | 86Z | KIT: CYLINDER CLUTCH RELEASE | 04313-0K050 |  | EA | 1 | 0 | 0 | NO | 9.1353 | 1418.99 | TOYOTA | 04313-0K050 |  | 01 | 1 |  | 2BAB |  |  | 30398 |  |  | JAIST228 | 41003
11947 | 29200000TL | 03483 | EG1003008 | P | 05555060 | 05 | Automotive Accessories | Mtce | 86 | 86Z | STARTER:AUTOMOTIVE YEAR:TBD | ENGINE BRAND:TBD CYLINDER:TBD |  | EA | 3 | 2 | 6 | NO | 247.9652 | 89391.465 | DOOSAN | 22255442 |  | 16 | [9 empty] | 43605
11948 | 29300000TL | 03483 | EG1004002 | P | 05555067 | 05 | Automotive Accessories | Mtce | 51 | 51Z | BATTERY:WET CELL TYPE:LITHIUM | MANGANESE DIOXIDE BATT VOL:9 |  | EA | 7 | 2 | 4 | YES | 21.2353 | 23587.0547 | ULTRALIFE BATTERIES INC | U9VL FOIL PACK |  | 00 | [7 empty] | SKU: U9VL-JPFP |  | 44135 | 46015 | 45334 | -10 | 1 |  |  | -6 | 2
11949 | 29300000TL | 03483 | EG1001020 | P | 06002428 | 06 | Bearings | Mtce | 87 | 87B | RING:WEAR TYPE:BKN 500-2S/030 | SIZE:104.619.817.01 |  | EA | 2 | 1 | 2 | YES | 662.68 | 271971.3196 | SULZER PUMPEN (DEUTSCHLAN | 512.02 |  | 02,02A,04,21,22,27 | [7 empty] | BKN |  | 44174 |  | 44350
11950 | 29300000TL | 03483 | EG1001020 | P | 06002429 | 06 | Bearings | Mtce | 76 | 76F | SLEEVE TYPE:BKN 500-2S/030 | SIZE:104.619.862.001 MATL:A276 |  | EA | 4 | 2 | 4 | YES | 4859.519 | 6069466.9832 | SULZER PUMPEN (DEUTSCHLAN | 520.01 |  | 02A,04,21,22,27 | [7 empty] | BKN |  | 44174 | 45747 | 45777 | -2 | 2
11951 | 29200000TL | 03483 | EG1003013 | P | 07990700 | 07 | Gaskets, Rags, Chain, Packings | Const | 66 | 66Z | RING: SEAL SPR RADIAL | FOR MINIMUM FLOW VALVE |  | EA | 1 | 0 | 0 | NO | 69.75 | 10828.69 | FISHER | 10A4206X012 |  | 01 | 1 |  | 2BAB |  |  | 30798 |  | HPT |  | 40915
11952 | 29200000TL | 03483 | EG1001017 | P | 07991503 | 07 | Gaskets, Rags, Chain, Packings | Const | 54 | 54A | O-RING:ASSORTMENT | TYPE:1250RREP G/C4392 SEAL |  | EA | 2 | 1 | 2 | NO | 5017.141 | 2055271.7941 | JOHN CRANE | SEAL O-RINGS;G/C4392 |  | 01,01A |  |  | 1BBB |  |  |  |  | G/C4392; 130-PC-108 |  | 43209 | 44456 | 43237
11953 | 29200000TL | 03483 | EG1039010 | P | 07991586 | 07 | Gaskets, Rags, Chain, Packings | Const | 54 | 54A | GASKET:VALVE TYPE:SEAT | MATL:SST 100 BODY SEAT GASKET |  | EA | 1 | 0 | 0 | NO | 332.67 | 101886.8409 | TOMOE VALVE |  |  | 01,01A,18 | [9 empty] | 43397 | 43864 | 43443
11954 | 29200000TL | 03483 | EG1039010 | P | 07991587 | 07 | Gaskets, Rags, Chain, Packings | Const | 54 | 54A | GASKET TYPE:DISC SEAL MATL:SST | 100 DISC SEAL GASKET (SS 100) |  | EA | 1 | 1 | 2 | NO | 230.73 | 70665.6771 | TOMOE VALVE |  |  | 01,01A,18 |  |  | 2BCC | [6 empty] | 43397 | 43864 | 43443
11955 | 29200000TL | 03483 | EG1039010 | S | 07991588 | 07 | Gaskets, Rags, Chain, Packings | Const | 66 | 66F | GASKET TYPE:END COVER MATL:SST | 100 END COVER GASKET (SST 100) |  | EA | 1 | 1 | 2 | NO | 83.99 | 25723.6173 | TOMOE VALVE |  |  | 01A | [9 empty] | 43397 | 43864 | 43443
11956 | 29200000TL | 03483 | EG1002004 | P | 07991656 | 07 | Gaskets, Rags, Chain, Packings | Const | 54 | 54A | GASKET TYPE:ENCLOSURE GASKET | KIT SIZE:STD PRESS. RATING:STD |  | EA | 1 | 0 | 0 | NO | 965 | 295733.9 | SERVOMEX | S2700999 |  | 01A,02,07 | [7 empty] | SERVOMEX 2700 |  | 43720
11957 | 29300000TL | 03483 | EG1001010 | P | 07991984 | 07 | Gaskets, Rags, Chain, Packings | Const | 54 | 54A | GASKET SET TYPE:HEAD GASKET | SIZE:STD MATL:STD NUMBER OF |  | EA | 1 | 0 | 1 | YES | 864.55 | 1339438.6695 | VICOL LTD | MBF-008-110-W |  | 01,01A | [7 empty] | MBF-008-110-W |  | 44769 |  | 45721
11958 | 29300000TL | 03483 | EG1001004 | P | 07992016 | 07 | Gaskets, Rags, Chain, Packings | Const | 54 | 54A | SEAL:OIL TYPE:SEAL CRANKSHAFT | OIL ID:STD OD:STD WIDTH:STD |  | EA | 2 | 1 | 2 | YES | 73.875 | 34013.5275 | NLB CORP | AA-910 |  | 01,01A |  |  | 2BBB |  |  |  |  | OIL PART AA-910 |  | 44910 |  | 45065
11959 | 29300000TL | 03483 | EG1001004 | P | 07992017 | 07 | Gaskets, Rags, Chain, Packings | Const | 54 | 54A | SEAL:OIL TYPE:SEAL, CROSSHEAD | STUB ID:STD OD:STD WIDTH:STD |  | EA | 3 | 2 | 3 | YES | 73.8767 | 34013.5275 | NLB CORP | AA-920 |  | 01,01A |  |  | 2BBB |  |  |  |  | OIL PART AA-920 |  | 44910 |  | 45065
11960 | 29300000TL | 03483 | EG1001004 | P | 07992019 | 07 | Gaskets, Rags, Chain, Packings | Const | 54 | 54A | O-RING:CORD TYPE:O-RING BUNA | SEC DIA:STD LG:STD MATL:STD |  | EA | 2 | 1 | 2 | YES | 11.82 | 5442.1644 | NLB CORP | AA-4029 |  | 01,01A |  |  | 2BBB |  |  |  |  | O-RING, BUNA AA-402 |  | 44910 |  | 45065
11961 | 29300000TL | 03483 | EG1001004 | P | 07992020 | 07 | Gaskets, Rags, Chain, Packings | Const | 54 | 54A | O-RING:CORD TYPE:O-RING BUNA | SEC DIA:STD LG:STD MATL:STD |  | EA | 2 | 1 | 2 | YES | 11.82 | 5442.1644 | NLB CORP | AA-4030 |  | 01,01A |  |  | 2BBB |  |  |  |  | O-RING AA-4030 |  | 44910 |  | 45065
11962 | 29300000TL | 03483 | EG1001010 | P | 07992620 | 07 | Gaskets, Rags, Chain, Packings | Const | 54 | 54A | SEAL:RING TYPE:FRONT CRANK | SEAL ID:STD OD:STD WIDTH:STD |  | EA | 2 | 1 | 2 | YES | 57.5 | 91223.75 | PERKINS ENGINE | 902-110 |  | 01,01A,02,02A,07 |  |  | 2BBB |  |  |  |  | FG-902-110 |  | 45467 |  | 45494
11963 | 29300000TL | 03483 | EG1004008 | P | 07993458 | 07 | Gaskets, Rags, Chain, Packings | Const | 54 | 54D | SEAL:RING TYPE:HEIGHTCYLINDER | HEAD WATER SEAL ID:STD |  | EA | 18 | 16 | 24 | YES | 110.8333 | 169206.0306 | CATERPILLAR | 336-9992 |  | 01,01A,02,07 | [7 empty] | CAT 336-9992 |  | 45606 |  | 45839
11964 | 29300000TL | 03483 | EG1004008 | P | 07993459 | 07 | Gaskets, Rags, Chain, Packings | Const | 87 | 87B | GASKET:ENGINE TYPE:THICK | ENGINE EXHAUST MANIFOLD |  | EA | 18 | 16 | 24 | YES | 17.1667 | 26220.1033 | CATERPILLAR | 204-3506 |  | 01,01A,02,07 | [7 empty] | CAT 204-3506 |  | 45606 |  | 45839
11965 | 29200000TL | 03483 | EG1030014 | S | 08109124 | 08 | Heavy Automotive Units | Mtce | 87 | 87B | FILTER: OIL ENGINE | 7016331 |  | EA | 5 | 0 | 0 | NO | 14.4935 | 2251.27 | JLG INDUSTRIES INC. USA | 7016331 |  | 01 | 1 |  | 2CBC |  |  | 32876 |  |  |  | 41086 | 43156
11966 | 29200000TL | 03483 | EG1030014 | S | 08109125 | 08 | Heavy Automotive Units | Mtce | 87 | 87B | FILTER: FUEL | FOR JLG MANLIFT |  | EA | 5 | 0 | 0 | NO | 26.0882 | 4052.29 | WIX USA / WIN | 33472 | 7016328 | 01 | 1 |  |  |  |  | 32876 |  |  | INL432 | 41086 | 43156
11967 | 29200000TL | 03483 | EG1029001 | S | 08109126 | 08 | Heavy Automotive Units | Mtce | 72 | 72C | ELEMENT: AIR FILTER | 7012664 |  | EA | 6 | 3 | 6 | NO | 34.9842 | 5434.1 | JLG INDUSTRIES INC. USA | 7012664 |  | 01 | 1 |  | 2CBC |  |  | 32876 |  |  |  | 41086
11968 | 29300000TL | 03483 | EG1001007 | P | 08109223 | 08 | Heavy Automotive Units | Mtce | 88 | 88Z | FILTER TYPE:SHAFFNER SIZE:STD | ELEMENT MATL:STD FILTERING |  | EA | 2 | 1 | 2 | YES | 154.4 | 0.0973 | CCC | 50-421020-005 |  | 01A | [9 empty] | 43898 |  | 45453
11969 | 29200000TL | 03483 | EG1003004 | P | 09010423 | 09 | Misc. Automotive Units | Mtce | 86 | 86Z | LAMP:INCANDESCENT,HEADLIGHT,24 | COASTER HEADLIGHT BULB |  | EA | 3 | 0 | 0 | NO | 17.9533 | 5500 | TOYOTA | 90981-17008 |  | 01,10 | 1 |  | 1BBB | [5 empty] | JAIST278 | 41003 | 43885 | 43507
11970 | 29200000TL | 03483 | EG1003004 | P | 09013071 | 09 | Misc. Automotive Units | Mtce | 51 | 51Z | FUSE: P/N 90982-09008 | FOR TOYOTA HILUX TRUCK |  | EA | 15 | 8 | 15 | NO | 0.4298 | 66.76 |  | 90982-09008 |  | 01 | [7 empty] | LN166L |  | 41003
11971 | 29200000TL | 03483 | EG1004009 | P | 09080131 | 09 | Misc. Automotive Units | Mtce | 86 | 86Z | FILTER:FUEL,GAS | 23390-64480 |  | EA | 3 | 0 | 0 | NO | 26.2265 | 4073.76 | TOYOTA | 23390-64480 |  | 01 | 1 |  | 1BBB |  |  |  |  | LN166L-PRMDS, ENGINE:3L |  | 41003
11972 | 29200000TL | 03483 | EG1003004 | P | 09751368 | 09 | Misc. Automotive Units | Mtce | 86 | 86Z | BULB: LAMP CLEARANCE, | 99132-12050 |  | EA | 8 | 0 | 0 | NO | 1.16 | 180.09 | TOYOTA | 99132-12050 |  | 01,10 | 1 |  | 2CBC |  |  | 17444 |  |  | JAIST140 | 41003
11973 | 29200000TL | 03483 | EG1005005 | P | 09751576 | 09 | Misc. Automotive Units | Mtce | 86 | 86Z | WIPER: BLADE,RH | WINDSHIELD WIPER, |  | EA | 2 | 0 | 0 | NO | 13.0532 | 4000 | TOYOTA | 85212-36030 |  | 01 | 1 |  | 2BBB |  |  | 26790 |  |  | TBON434 | 41003 | 43566 | 43627
11974 | 29200000TL | 03483 | EG1004009 | P | 09751608 | 09 | Misc. Automotive Units | Mtce | 86 | 86Z | FILTER | FUEL, ELEMENT |  | EA | 4 | 0 | 0 | NO | 12.8437 | 2891.4934 | TOYOTA | 23390-0L010 |  | 01 | 1 |  | 1CCC |  |  | 30398 |  |  |  | 41003 | 42999 | 42490
11975 | 29200000TL | 03483 | EG1028016 | S | 11990507 | 11 | Bolts, Nuts, Washers | Const | 56 | 56Z | WASHER:LOCK TYPE:TABBED WASHER | NOMINAL SIZE:STD ID:STD OD:STD | THCK:STD MATL:STD SPEC:STD GRADE:STD SLFC, SOUTH AFRICA VIBRATOR ASSEMBLY PARTS, INTERCHANGEABLE UNIT 30/45 LOCKING WASHER (TABBED WASHER) | EA | 36 | 0 | 0 | NO | 3.16 | 968.066 | SLFC (PTY) LTD | TABBED/W |  | 07 | [7 empty] | INTERCHANGEABLE U-30/45 |  | 43352 | 44167 | 43389
11976 | 29200000TL | 03483 | EG1030006 | S | 11990508 | 11 | Bolts, Nuts, Washers | Const | 87 | 87B | NUT TYPE:ADJUSTING NUT DIA:STD | THRDS:STD MATL:STL SPEC:STD | GRADE:STD SLFC, SOUTH AFRICA VIBRATOR ASSEMBLY PARTS, INTERCHANGEABLE UNIT 30/45 ADJUSTING NUT PART NUMBER ADJ.N/1WW | EA | 17 | 0 | 0 | NO | 32.24 | 9876.724 | SLFC (PTY) LTD | ADJ.N/1WW |  | 07 | [7 empty] | INTERCHANGEABLE U-30/45 |  | 43352 | 44078 | 43389
11977 | 29300000TL | 03483 | EG1001016 | P | 11990629 | 11 | Bolts, Nuts, Washers | Const | 56 | 56Z | WASHER:FLAT TYPE:BKN | 500-2S/030 NOMINAL | SIZE:015.500.205.630 ID:015.500.205.630 OD:015.500.205.630 THCK:015.500.205.630 MATL:A366 GR1012, DIN 1.0330 SPEC:A366 GR1012, DIN 1.0330 GRADE:A366 GR1012, DIN 1.0330 WASHER A25: PART #549.09; ARTICLE #015.500.205.630; DRG. #0-104.619.805; PART LIST # MP | DZ | 2 | 1 | 2 | YES | 1071.6 | 1589086.356 | SULZER PUMPEN (DEUTSCHLAN | 554.09 |  | 02A,04,21,22,27 | [7 empty] | BKN 500-2STG/030 |  | 43785 |  | 45379
11978 | 29300000TL | 03483 | EG1005004 | P | 11992014 | 11 | Bolts, Nuts, Washers | Const | 56 | 56Z | NUT:LOCK TYPE:ADJUSTING NUT | DIA:STD THRDS:STD MATL:STD | SPEC:STD GRADE:STD FG WILSON ADJUSTING NUT PART NUMBER 981-084 | EA | 2 | 1 | 2 | YES | 57.52 | 89115.1608 | PERKINS ENGINE | 981-084 |  | 01,01A,07 | [7 empty] | FG-981-084 |  | 45468 |  | 45797
11979 | 29300000TL | 03483 | EG1005004 | P | 11992015 | 11 | Bolts, Nuts, Washers | Const | 56 | 56Z | NUT:HEX TYPE:TURBO NUT DIA:STD | THRDS:STD HEIGHT:STD MATL:STD | SPEC:STD GRADE:STD FG WILSON TURBO NUT PART NUMBER 986-064 | EA | 20 | 14 | 20 | YES | 6.989 | 10742.4887 | PERKINS ENGINE | 986-064 |  | 01,01A,02,02A,07 | [7 empty] | FG-986-064 |  | 45468 |  | 45797
11980 | 29300000TL | 03483 | EG1001016 | P | 18018645 | 18 | Chemicals | Process | 20 | 20B | REAGENT | REAGENT SET CHLORINE FREE CL17 | Drilling Fluids : | EA | 4 | 6 | 9 | YES | 156.106 | 234198.1818 | HACH | 2556900 |  | 00 | 2 |  | 1BBB | [6 empty] | 43769 | 45962 | 45982 | -7 | 3 | -4 | 2 | -14 | 5
11981 | 29300000TL | 03483 | EG1002001 | P | 18201559 | 18 | Chemicals | Process | 06 | 06B | SOLUTION TYPE:CONDUCTIVITY | SOLUTION CONCENTRATION:1000 | MICRO MHO/CM CONT:500 ML BOTTLE THIS IS A CALIBRATION SOLUTION FOR HI 8733 CONDUCTIVITY METER. | LT | 3 | 2 | 3 | YES | 155.27 | 63603.2501 | HANNA INSTRUMENTS | H1-7030L |  | 16 | [9 empty] | 44103 | 44768 | 44339
11982 | 29200000TL | 03483 | EG1002010 | P | 26003467 | 26 | Electrical Supplies/Hardware | Mtce | 14 | 14Z | BLOCK: SCREW CLAMP, CONTROL | LOGIX 20 POSITION NEMA, | Electric-Other : FOR SHIPPING PUMPS 1,2&3 UPGRADE AND SPARE STOCK ITEM THEREAFTER. | EA | 2 | 2 | 3 | NO | 64.3787 | 9994.8 | ALLEN BRADLEY | 1756-TBNH |  | 01,22 | 1 |  |  |  |  | 252 |  |  |  | 40915 | 45255 | [5 empty] | -3 | 2
11983 | 29200000TL | 03483 | EG1001002 | P | 26013341 | 26 | Electrical Supplies/Hardware | Mtce | 14 | 14C | METER: FREQUENCY | 103-372-ANAN | Flow Measuring Instruments : METER: FREQUENCY PN 103-372-ANAN FOR SWGR | EA | 1 | 0 | 0 | NO | 723.4436 | 112278.45 | POINT EIGHT | 103-372-ANAN |  | 01,12 |  |  | 2BAB | [6 empty] | 40915
11984 | 29200000TL | 03483 | EG1004010 | P | 26018010 | 26 | Electrical Supplies/Hardware | Mtce | 51 | 51Z | RECEPTACLE: ELECTRICAL WIDE | BODY DUPLEX 2P X 3W 15A 125V | Electric-Other : BACK AND SIDE 8 HOLE WIRE FEED WHITE NEMA 5-15R SELF GROUNDING STRAIGHT BLADE BRASS STRAP SELF GROUNDING. | EA | 49 | 0 | 0 | NO | 12.8049 | 1988.99 | LEVITON | M-5262-1 |  | 01,10,22 | 1 | [8 empty] | 41086 | 43723
11985 | 29200000TL | 03483 | EG1001002 | P | 26022057 | 26 | Electrical Supplies/Hardware | Mtce | 14 | 14C | VOLTMETER: AC 150V 50/60HZ | SCALE 0-5250 VOLTS | Flow Measuring Instruments : SELF CONTAINED WEATHER TIGHT FOR SWITCHGEAR USE | EA | 1 | 0 | 0 | NO | 91.778 | 14243.95 | YOKOGAWA/WESCHLER | 103-021-PZUL |  | 01,12 |  |  | 2BAB |  |  |  |  | AB-40 |  | 40915
11986 | 29300000TL | 03483 | EG1004005 | P | 26023319 | 26 | Electrical Supplies/Hardware | Mtce | 51 | 51Z | METER: 1/5A CT INPUT, | 90-300VDC,70-265VAC, | Electric-Other : POWER QUALITY METER 11 (PQM II) FOR USE ON DSWIP | EA | 2 | 0 | 1 | YES | 3325.646 | 4037743.7242 | GE/MULTILN | PQMIIT20CAMOD504 |  | 22 | 1 |  | 2BBB |  |  | 16702 |  |  |  | 44738 |  | 45444
11987 | 29300000TL | 03483 | EG1005012 | P | 26024175 | 26 | Electrical Supplies/Hardware | Mtce | 14 | 14Z | MODULE TYPE:PROXIMITOR I/O | I/P:24VDC O/P:24VDC POWER | SOURCE:120/240VAC (24VDC) MODULE: PROXIMITOR I/O ; P/N: 3500/40-A09-B00 ; MANUFACTURER: BENTLY NEVADA ; 24VDC ; 120/240VAC. | EA | 1 | 0 | 1 | YES | 750 | 1147387.5 | BENTLY NEVADA | 3500/40-A02-B02(126615-01 |  | 00 | [9 empty] | 43769 |  | 45401
11988 | 29200000TL | 03483 | EG1005006 | P | 26024184 | 26 | Electrical Supplies/Hardware | Mtce | 11 | 11Z | MODULE TYPE:PSR-SCP-24UC/URM4 | I/P:24V AC/DC O/P:24V AC/DC | POWER SOURCE:6 A (N/O), 3 A (N/C CONTACT). MODULE: EXTENSION ; P/N:PSR-SCP- 24UC/URM4/5X1/2X2/B - 2981033 ; MANUFACTURER: PHOENIX CONTACT ; 24 AC/DC ; 6 A (N/O CONTACT) ; 3 A (N/C CONTACT) ; AMBIENT TEMPERATURE (OPERATION): -20 °C ... 55 °C ; AMBIENT | EA | 3 | 2 | 3 | NO | 456 | 139130.16 | PHOENIX CONTACT | PSR-SCP-24UC/URM4/.../... |  | 00 | [9 empty] | 43154 |  | 43206
11989 | 29200000TL | 03483 | EG1005006 | P | 26024185 | 26 | Electrical Supplies/Hardware | Mtce | 11 | 11Z | INTERFACE TYPE:SERIAL | INTERFACE, RS232<>RS422 | POWER:24V AC/DC INTERFACE: CONNECTOR, 86201 - W&T 86201, SERIAL INTERFACE, RS232<>RS422/485 IND CONNECTOR ; P/N: 86201 ; MANUFACTURER: W&T ; 24V AC/DC. | EA | 2 | 1 | 2 | NO | 343 | 104652.73 | W&T | 86201. |  | 00 | [9 empty] | 43154 |  | 43206
11990 | 29200000TL | 03483 | EG1005006 | P | 26024186 | 26 | Electrical Supplies/Hardware | Mtce | 11 | 11K | SWITCH TYPE:ETHERNET ACTION:8 | PORT FAST ETHERNET VOL:24V | AC/DC AMP:15.4W PHASE:8 PORT FAST ETHERNET FREQ:60 HZ CONTACT ARRANGEMENT:NO-NC MOUNT:DIN RAIL MOUNT SWITCH: ETHERNET, 8 PORT FAST ; P/N: SPIDER 8TX ; MANUFACTURER: HIRSCHMANN ; SPIDER 8TX ; NUMBER OF PORTS: 8 ; DESKTOP/RACKMOUNT: DIN RAIL MOUNT ; SWITC | EA | 2 | 1 | 2 | NO | 281 | 85735.91 | HIRSCHMANN | SPIDER 8TX |  | 00 | [7 empty] | SPIDER 8TX |  | 43154 |  | 43206
11991 | 29200000TL | 03483 | EG1005006 | P | 26024187 | 26 | Electrical Supplies/Hardware | Mtce | 51 | 51Z | MODULE:POWER SUPPLY I/P:24VDC | O/P:24VDC, 4A MODULE: POWER | FEED ; P/N: KFD2-EB2 ; MANUFACTURER: PEPPERL FUCHS; 24VDC, 4A; RATED VOLTAGE: 20 ... 30 V DC ; FUSING: 5A ; OUTPUT RATED OPERATING CURRENT: 4A ; AMBIENT TEMPERATURE: -20 ... 60 °C (-4 ... 140 °F) ; DIMENSIONS: 20 X 119 X 115 MM (0.8 X 4.7 X 4.5 INCH) | EA | 7 | 1 | 2 | NO | 175.4286 | 53570.2686 | PEPPERL + FUCHS | KFD2-EB2 |  | 00 | [9 empty] | 43154 | 43327 | 43354
11992 | 29200000TL | 03483 | EG1005004 | P | 26024214 | 26 | Electrical Supplies/Hardware | Mtce | 51 | 51F | BREAKER:CIRCUIT TYPE:BOLT-ON | VOL:120V POLE:1-POLE AMP:20 | INTERRUPT CAP:10K CIRCUIT BREAKER MANUFACTURER: SIEMENS 20 AMP, 1-POLE, 1-PHASE, BLF TYPE, BOLT-ON, THERMAL MAGNETIC, CIRCUIT BREAKER, INTERRUPTING RATING 10KAIC, 120VAC WITH GFCI PROTECTION (5MA). | EA | 4 | 0 | 0 | NO | 126.45 | 38607.714 | SIEMENS | BF120 |  | 16 | [7 empty] | BLF TYPE |  | 43199 |  | 43238
11993 | 29200000TL | 03483 | EG1003017 | P | 26024229 | 26 | Electrical Supplies/Hardware | Mtce | 51 | 51F | SWITCH:DISCONNECT TYPE:FUSED | ELECT. RATING:30A | OPERATED:600VAC ACTION:3P MOUNT:PANEL MOUNT DISCONNECT SWITCH EGTL DOSING PUMPS PANEL VFD. 174-XP-011. 30A 600VAC 50/60HZ 3P 3PH. SEE ATTACHED FOR MORE DESCRIPTION. | EA | 1 | 0 | 1 | NO | 349 | 106553.19 | ALLEN BRADLEY | 194R-C30-1753 |  | 16 | [7 empty] | 194R-C30-1753 |  | 43276 |  | 43305
11994 | 29300000TL | 03483 | EG1002010 | P | 26024230 | 26 | Electrical Supplies/Hardware | Mtce | 51 | 51Q | SWITCH:DISCONNECT TYPE:KNOB | ELECT. RATING:IP66 | OPERATED:OPERATING HANDLE ACTION:ON/OFF MOUNT:DOOR MOUNT DISCONNECT SWITCH OPERATING HANDLE FOR EGTL DOSING PUMPS VFD PANELS. BLACK DOOR MOUNT, OPERATING HANDLE/KNOB, WITH DEFEATER, NEMA TYPE 3R/3/12/4/4X, IP66. SEE ATTACHED FOR MORE DESCRIPTION. | EA | 2 | 1 | 2 | YES | 355 | 148816 | ALLEN BRADLEY | 194R-HS4 |  | 16 | [7 empty] | 194R-PB | BKNL123 | 43769 | 44630 | 44641
11995 | 29200000TL | 03483 | EG1004010 | P | 26024258 | 26 | Electrical Supplies/Hardware | Mtce | 51 | 51F | SUPPRESSOR TYPE:CATHODIC TR | SURGE SUPPRESSOR | RATING:EL-T2/1+0-440 MATL:YELLOW-DIN-RAIL MOUNT CATHODIC PROTECTION TR SURGE SUPPRESSOR EL-T2/1+0-440 YELLOW-DIN-RAIL MOUNT | EA | 1 | 2 | 6 | NO | 110 | 33634.7 | LEIBHERR | LEUTRON 388195 |  | 16 | [7 empty] | EL-T2/1+0-440 |  | 43292 | 45793 | 43354 | -3 | 2
11996 | 29200000TL | 03483 | EG1005007 | P | 26024273 | 26 | Electrical Supplies/Hardware | Mtce | 51 | 51Z | TRANSDUCER TYPE:PRESSURE I/P | RANGE:0-750 PSIG O/P | RANGE:0-10 VDC POWER SOURCE:24 VDC 10 TON INCINERATOR HVAC PRESSURE TRANSDUCER FOR LOW OR HIGH SIDE MONITORING. | EA | 2 | 1 | 2 | NO | 186.5 | 57082.33 | JOHNSON CONTROLS | P499VCP107K |  | 00 | [7 empty] | P499VCP107K |  | 43323 | 43451 | 43549
11997 | 29200000TL | 03483 | EG1004010 | P | 26024277 | 26 | Electrical Supplies/Hardware | Mtce | 51 | 51K | RESISTOR:METAL FILM TYPE:MATAL | FILM RESISTANCE:1 K OHM | WAT:1/4 CONN:AXIAL TOLERANCE:5 RESISTORS FOR FGS SAFETY SYSTEM ( I PACK 10 RESISTOR ) | PK | 2 | 1 | 2 | NO | 6.175 | 1888.9405 | R S COMPONENTS | 707-7666 |  | 00 | [7 empty] | 707-7666 |  | 43331 | 43760 | 43797
11998 | 29200000TL | 03483 | EG1004010 | P | 26024278 | 26 | Electrical Supplies/Hardware | Mtce | 51 | 51K | RESISTOR:METAL FILM TYPE:MATAL | FILM RESISTANCE:2 K OHM | WAT:1/4 CONN:AXIAL TOLERANCE:5 RESISTORS FOR FGS SAFETY SYSTEM ( I PACK 10 RESISTOR ) | PK | 2 | 0 | 0 | NO | 6.47 | 1979.3462 | R S COMPONENTS | 707-7697 |  | 00 | [7 empty] | 707-7697 |  | 43331 | 43760 | 43797
11999 | 29200000TL | 03483 | EG1038010 | P | 26024361 | 26 | Electrical Supplies/Hardware | Mtce | 51 | 51M | COIL:SOLENOID VALVE TYPE:ATOS | SOLENOIDS SIZE:STD CONN:STD | MATL:STD COIL FOR TRIP SOLENOID, ATOS SOLENOIDS HYDRAULIC VALVES part number : HQ-014 52Model number: 2618AD20Serial number : 66468 | EA | 2 | 1 | 2 | NO | 481.09 | 147392.9343 | PARKER,USA | C1HQ014 |  | 07 | [7 empty] | HQ-014 |  | 43439 | 43721 | 43785
12000 | 29200000TL | 03483 | EG1038010 | P | 26024362 | 26 | Electrical Supplies/Hardware | Mtce | 51 | 51M | COIL:SOLENOID VALVE TYPE:ATOS | CETOP 3 COIL SIZE:STD CONN:STD | MATL:STD PARKER ATOS CETOP 3 COIL FOR 110-FV-1375A/2375A &110-TV-1375A/2375ACOE-24DC/2024VDC 30W | EA | 3 | 1 | 2 | NO | 104.414 | 31989.7568 | PARKER,USA | SP-COE-24DC/80 |  | 07 | [7 empty] | DHE-0671-X-00/DC |  | 43439 | 43721 | 43616
12001 | 29300000TL | 03483 | EG1001012 | P | 26024371 | 26 | Electrical Supplies/Hardware | Mtce | 51 | 51M | CABLE:FIBER OPTIC TYPE:- | JACKET:- SIZE:- FIBERS:- | BUFFER:- STYLE:- 8METER FIBRE OPTIC ASSEMBLY FOR VFD 177-PC-001A-M-VSD & 177-PC-001B-M-VSD. | EA | 2 | 1 | 2 | YES | 872.22 | 362699.6008 | SIEMENS | UK085868 |  | 16 | [9 empty] | 44174 |  | 44478
12002 | 29300000TL | 03483 | EG1001012 | P | 26024387 | 26 | Electrical Supplies/Hardware | Mtce | 51 | 51M | RESISTOR TYPE:ATTENUATOR | RESISTOR RESISTANCE:- WAT:- | CONN:- TOLERANCE:- ATTENUATOR RESISTOR XXKV FOR U77 VFD 177-PC-001A-M-VSD & 177-PC-001B-M-VSD. | EA | 2 | 1 | 2 | YES | 337.03 | 140148.8689 | SIEMENS | UK164877.33 |  | 16 | [9 empty] | 44174 |  | 44478
12003 | 29300000TL | 03483 | EG1001012 | P | 26024388 | 26 | Electrical Supplies/Hardware | Mtce | 51 | 51M | SUPPRESSOR TYPE:VOLTAGE | SUPPRESSOR RATING:IN/OUT | MATL:- TRANSIENT VOLTAGE SUPPRESSOR (VOLT FEEDBACK IN/OUT) FOR U77 VFD 177-PC-001A-M-VSD & 177-PC-001B-M-VSD. | EA | 2 | 1 | 2 | YES | 8.55 | 3555.3892 | SIEMENS | UK083223 |  | 16 | [9 empty] | 44174 |  | 44478
12004 | 29300000TL | 03483 | EG1001012 | P | 26024389 | 26 | Electrical Supplies/Hardware | Mtce | 51 | 51M | CAPACITOR TYPE:FIXED | CAPACITANCE:0.001UF VOL:200V | STYLE:- TOLERANCE:10% SIZE:- CONN:- CAPACITOR (VOLT FEEDBACK OUTPUT) FOR U77 VFD 177-PC-001A-M-VSD & 177-PC-001B-M-VSD. | EA | 2 | 1 | 2 | YES | 9.35 | 3888.0572 | SIEMENS | UK060419 |  | 16 | [9 empty] | 44174 |  | 44478
12005 | 29300000TL | 03483 | EG1001012 | P | 26024390 | 26 | Electrical Supplies/Hardware | Mtce | 51 | 51M | CAPACITOR TYPE:FIXED | CAPACITANCE:0.0047UF VOL:100V | STYLE:- TOLERANCE:10% SIZE:- CONN:- CAPACITOR (VOLT FEEDBACK INPUT) FOR U77 VFD 177-PC-001A-M-VSD & 177-PC-001B-M-VSD. | EA | 2 | 1 | 2 | YES | 12.48 | 5189.6208 | SIEMENS | UK060205 |  | 16 | [9 empty] | 44174 |  | 44478
12006 | 29200000TL | 03483 | EG1001003 | P | 26024415 | 26 | Electrical Supplies/Hardware | Mtce | 51 | 51F | FUSE:ELECTRICAL TYPE:FAST | ACTING AMP:32A VOL:600VAC | CONN:PIN CARTRIDGE:CERAMIC BUSSMANN FUSE 32A,170M7350 | EA | 12 | 0 | 0 | NO | 125.2167 | 38371.1784 | BUSSMANN | 170M7350 |  | 07 | [7 empty] | 170M7350 |  | 43547 |  | 43609
12007 | 29200000TL | 03483 | EG1005016 | P | 26024447 | 26 | Electrical Supplies/Hardware | Mtce | 51 | 51C | BREAKER:CIRCUIT TYPE:THERMAL | VOL:400VAC POLE:3 AMP:56 - 80A | CIRCUIT BREAKER: 400 VAC; 3 PH; 56 - 80 AMPS; 50HZ; MODEL - GV3ME80; FOR THERMAL MAGNETIC MOTOR | EA | 3 | 1 | 3 | NO | 555.1873 | 199867.44 | TELEMECANIQUE | GV3ME80/56-80A |  | 00 | [9 empty] | 43645 |  | 43668
12008 | 29200000TL | 03483 | EG1001002 | P | 26024458 | 26 | Electrical Supplies/Hardware | Mtce | 51 | 51K | HEATER:SPACE TYPE:ANALYZER | SIZE:4 IN X 6 IN | RATING:500WATT 120VAC ASSEMBLY CABLE HEATER OVEN SAMPLER 11 041-AE-0123C | EA | 2 | 1 | 2 | NO | 349.05 | 106966.3725 | CALIFORNIA ANALYTIC INC | 110254-5 |  | 00 | [7 empty] | 700 FTIR SAMPLER |  | 43657
12009 | 29200000TL | 03483 | EG1001002 | P | 26024460 | 26 | Electrical Supplies/Hardware | Mtce | 14 | 14A | HEATER TYPE:ELBOW HEATED | SIZE:SET RATING:24V 40 WATT | HOT POCKET 1/4 INCH ELBOW FOR SAMPLER 041-AE-0123C | EA | 2 | 0 | 0 | NO | 1332.15 | 408237.3675 | CALIFORNIA ANALYTIC INC | 400718-7 |  | 00 | [7 empty] | 700 FTIR SAMPLER |  | 43657
12010 | 29200000TL | 03483 | EG1005011 | P | 26030409 | 26 | Electrical Supplies/Hardware | Mtce | 11 | 11G | PROCESSOR | 5/05 SCADA ETHERNET | Computer Hardware - EPOS : 18K USER MEMORY, FRN 8, SERIES B, 1A AT 5VDC, 0A AT 24VDC, MN SLC500, FOR DEHYDRATION CONTROL, EXPORT METERING DO NOT REORDER. | EA | 2 | 0 | 0 | NO | 4353.8411 | 675977.37 | ALLEN BRADLEY | 1747-L551 |  | 01,12 | 1 |  | 2CBC |  |  |  |  | SLC 505 |  | 40915 | 44688
12011 | 29300000TL | 03483 | EG1003018 | P | 26030466 | 26 | Electrical Supplies/Hardware | Mtce | 14 | 14C | SWITCH:PRESSURE TYPE:AIR | ELECT. RATING:110/220 | SIZE/CONN:1/8 CONN LOCATION:BACK RANGE:0.15 WC PR TRANE PACKAGE UNIT HONEYWELL AIR PRESSURE SWITCH TRANE PART NUMBER X1320031701 | EA | 2 | 1 | 2 | YES | 457 | 173431.5 | HONEYWELL | IS20257-5957 |  | 00 | [7 empty] | 1828D3/A |  | 43785 |  | 44208
12012 | 29200000TL | 03483 | EG1001011 | P | 26030488 | 26 | Electrical Supplies/Hardware | Mtce | 51 | 51R | CELL:CONDUCTIVITY TYPE:AR 703 | ZIRCONIA CELL CELL | CONSTANT:STD MATL:STD ELECTRODE:STD AR 703 ZIRCONIA CELL PART NUMBER S2720995 FOR SERVOMEX 2700 ANALYSER | EA | 1 | 0 | 1 | NO | 4314.72 | 1322244.8101 | SERVOMEX | S2720995 |  | 01A,02,07 | [7 empty] | SERVOMEX 2700 |  | 43720 |  | 43784
12013 | 29200000TL | 03483 | EG1001011 | P | 26030489 | 26 | Electrical Supplies/Hardware | Mtce | 51 | 51R | THERMOSTAT:THERMAL | TYPE:THERMOSTAT & THERMISTER | KIT RANGE:STD ELECT. RATING:STD THERMOSTAT & THERMISTER KIT PART NUMBER S2720994 FOR SERVOMEX 2700 ANALYSER | EA | 1 | 0 | 1 | NO | 556.65 | 170584.4732 | SERVOMEX | S2720994 |  | 01,01A,02,07 | [7 empty] | SERVOMEX 2700 |  | 43720 |  | 43784
12014 | 29300000TL | 03483 | EG1002010 | P | 26030543 | 26 | Electrical Supplies/Hardware | Mtce | 51 | 51F | PROTECTOR TYPE:PROTECTOR | SIZE:STD MATL:STD PROTECTOR: | IN-LINE UNDER/ OVER VOLTAGE AND LIGHTING; MODEL K6005 / 250VAC / 50HZ / 10A / MAX 264VAC / MIN 196VAC; | EA | 2 | 1 | 2 | YES | 423.815 | 267006.2059 | BRANELL | K6005 |  | 01,01A |  |  | 2BBB | [6 empty] | 43876 |  | 45065
12015 | 29300000TL | 03483 | EG1002016 | P | 26030561 | 26 | Electrical Supplies/Hardware | Mtce | 51 | 51F | CIRCUIT TYPE:CIRCUIT BREAKER | FUNCTION:BREAKER 32 AMPS, 2 | POLE, 2WIRE, 10KA, CIRCUIT BREAKER WITH LINE AND LOAD TERMINALS, DIN RAIL MOUNTED, CAT #: FAZ-B32/2-NA, MANUFACTURER: EATON. PR24502646 | EA | 1 | 3 | 5 | YES | 75 | 27037.5 | EATON | FAZ-B32/2-NA |  | 01,07 |  |  | 2BBB |  |  |  |  | 132709 |  | 43906 | 45909 | 43925 | -4 | 1
12016 | 29300000TL | 03483 | EG1002016 | P | 26030563 | 26 | Electrical Supplies/Hardware | Mtce | 51 | 51F | CIRCUIT TYPE:CIRCUIT BREAKER | FUNCTION:BREAKER 10 AMP, | 2-POLE (1P+N), 2 WIRE, 10KA, MINIATURE CIRCUIT BREAKER WITH LINE AND LOAD TERMINALS, DIN RAIL MOUNTED, CAT #: FAZ B10/2-NA, MANUFACTURER: EATON. PR24502646 | EA | 5 | 3 | 5 | YES | 75.05 | 27055.525 | EATON | FAZ-B10/2-NA |  | 01,07 |  |  | 2BBB |  |  |  |  | 132702 |  | 43906 |  | 43925
12017 | 29300000TL | 03483 | EG1001013 | P | 26030564 | 26 | Electrical Supplies/Hardware | Mtce | 51 | 51F | CIRCUIT TYPE:CIRCUIT BREAKER | FUNCTION:BREAKER 20 AMP, | 2-POLE (1P+N), 2 WIRE, 10KA, MINIATURE CIRCUIT BREAKER WITH LINE AND LOAD TERMINALS, DIN RAIL MOUNTED, CAT #: FAZ-D20/2-NA, MANUFACTURER: EATON. PR24502646 | EA | 5 | 1 | 2 | YES | 180 | 270084.6 | EATON | FAZ-D20/2-NA |  | 01,07 |  |  | 2BBB |  |  |  |  | 102191 |  | 43906 | 45646 | 45696 |  |  | -5 | 1
12018 | 29300000TL | 03483 | EG1001015 | P | 26030582 | 26 | Electrical Supplies/Hardware | Mtce | 51 | 51N | CONTROLLER TYPE:DISN800UNIT | RANGE:SYSTEM RATING:IGNITION | MATL:CONTROLLER ALTRONIC DISN800UNIT- GENERATOR IGNITION SYSTEM CONTROLLER (GIRARD OHIO USA) | EA | 1 | 0 | 1 | YES | 6566 | 10073885.5 | ALTRONIC | 998-040 |  | 00 | [7 empty] | 781816-100C |  | 44123 | 45758 | 45866 | -3 | 3
12019 | 29300000TL | 03483 | EG1001013 | P | 26030603 | 26 | Electrical Supplies/Hardware | Mtce | 51 | 51C | PLUG TYPE:SPARK PLUGS SIZE:3IN | MATL:SPARK PLUGS NAME: SPARK | PLUG PART NUMBER: CAT 346-5123. ADDITIONAL COMMENT: SPARK PLUG USED FOR EGTL CAMP GENERATOR 03 (GG03) | EA | 43 | 40 | 58 | YES | 265.265 | 405565.0454 | CATERILLAR | CAT 346-5123 |  | 00,01 | [8 empty] | EVLM007 | 44305 | 46008 | 45909 | -97 | 12 | -70 | 6 | -22 | 2
12020 | 29300000TL | 03483 | EG1005010 | P | 26030607 | 26 | Electrical Supplies/Hardware | Mtce | 51 | 51Z | RELAY TYPE:POWER RELAY CONTACT | RATING:10A CONTACT | ARRANGEMENT:4 FORM C (4 CO) CONTACT:1.19MM (.047IN) PCB; AGCDO, 10 ACTION:INTERPOSING RELAY COIL VOL:120VAC TERMINAL:12 PINS MOUNT:DIN SOCKET ENCLOSURE:PLASTIC RELAY FOR EGTL SUBSTATION 1 & 2 LV BUILDING INTERPOSING RELAY PANEL | EA | 16 | 8 | 12 | YES | 156.2979 | 147116.9736 | TYCO | KUP-17A19-120 |  | 00 | [9 empty] | 44389 |  | 45296
12021 | 29300000TL | 03483 | EG1005010 | P | 26030608 | 26 | Electrical Supplies/Hardware | Mtce | 51 | 51Z | RELAY TYPE:POWER RELAY CONTACT | RATING:10A CONTACT | ARRANGEMENT:2 FORM C (CO) CONTACT:N AGCDO, WITH INDICATOR (CODE ACTION:INTERPOSING RELAY COIL VOL:24VDC TERMINAL:8 PINS MOUNT:DIN SOCKET ENCLOSURE:PLASTIC RELAY FOR EGTL SUBSTATION 1 & 2 MV BUILDING INTERPOSING RELAY PANEL | EA | 16 | 8 | 12 | YES | 76.0719 | 104463.9079 | TYCO | KRPA-11DN24 |  | 00 | [9 empty] | 44389 |  | 45296
12022 | 29300000TL | 03483 | EG1004002 | P | 26030609 | 26 | Electrical Supplies/Hardware | Mtce | 51 | 51Z | MONITOR TYPE:CONDUCTIVITY | MONITOR RANGE:32F TO 212F | USING PT-1000. POWER SOURCE:12 TO 24 VOLTS SIGNET 5800 PROPOINT CONDUCTIVITY MONITOR MODEL NUMBER: 5800CR PART NUMBER: 3-5800CR PRODUCT CODE: 198 825 005 | EA | 2 | 0 | 1 | YES | 885.0639 | 1051786.4885 | SIGNET SCIENTIFIC | 3-5800CR |  | 00 |  |  | 2BBB |  |  |  |  | 5800CR |  | 44399 | 45287 | 45306 |  |  |  |  | 0 | 2
12023 | 29300000TL | 03483 | EG1003009 | S | 26030610 | 26 | Electrical Supplies/Hardware | Mtce | 51 | 51Z | BRACKET TYPE:SURFACE MOUNT | BRACKET SIZE:-PRODUCT CODE: | 198 840 225 MATL:IRON SURFACE MOUNT BRACKET. PART NUMBER: 3-5000.598 PRODUCT CODE: 198 840 225 | EA | 1 | 0 | 1 | YES | 132.8007 | 125000 | SIGNET SCIENTIFIC | 3-5000.598 |  | 01 | [9 empty] | 44738 |  | 45296
12024 | 29300000TL | 03483 | EG1001013 | P | 26030613 | 26 | Electrical Supplies/Hardware | Mtce | 02 | 02A | HEATER TYPE:DELAIR | DB-33-RC-SP250001 SIZE:STD | RATING:99KW, 400V DELAIR DB-33-RC ELECTRICAL HEATER FOR ABOVE MENTIONED DRYER-99KW, 400V-JUNCTION BOX: S/S NEMA4X, MODEL DB-33-RC PART NUMBER SP250001 FOR TAG: 175-C-022. | EA | 6 | 2 | 3 | YES | 3950 | 6242876.25 | DELAIR DB-33-RC | SP250001 |  | 01A; 07 | [9 empty] | 44496 |  | 45604
12025 | 29300000TL | 03483 | EG1002010 | P | 26030628 | 26 | Electrical Supplies/Hardware | Mtce | 51 | 51R | CONTACTOR:RELAY TYPE:STD LINE | VOL:STD COIL VOL:50A COIL | 230VAC AMP:STD POLE:5P ENCLOSURE:STD SCHNEIDER ELECTRIC CAD50 SCHNEIDER ELECTRIC 5 POLE, 10 AMP RELAY WITH AN AC RATED COIL 50A COIL 230VAC. | EA | 4 | 0 | 1 | YES | 25 | 11510.5 | SCHENIDER | CAD50 |  | 01A | [7 empty] | CAD50 SERIES | INL186 | 44657 | 44889 | 45064
12026 | 29300000TL | 03483 | EG1002010 | P | 26030631 | 26 | Electrical Supplies/Hardware | Mtce | 51 | 51R | BREAKER:CIRCUIT TYPE:25 | VOL:STD POLE:3P AMP:25 | INTERRUPT CAP:STD SCHNEIDER DOMA33 C25 BREAKER - AUXILIARY WATER PUMP MOTOR | EA | 2 | 1 | 2 | YES | 24.1224 | 10342.5 | SCHNEIDER | DOMA33 C25 |  | 01,01A | [7 empty] | DOMA33 C25 SERIES |  | 44657 |  | 44818
12027 | 29300000TL | 03483 | EG1004011 | P | 26030632 | 26 | Electrical Supplies/Hardware | Mtce | 51 | 51R | CONTACTOR:RELAY TYPE:CONTACTOR | LINE VOL:STD COIL VOL:STD | AMP:40A POLE:STD ENCLOSURE:STD SCHNEIDER CONTACTOR ITH = 40A RATING = 11KW @ 400VAC AC3 COIL = 220-240 VAC 50/60HZ 40A COIL 230VAC | EA | 2 | 1 | 2 | YES | 69.75 | 114339.0825 | SCHNEIDER | LC1 D25U7C |  | 01,01A | [7 empty] | LC1 D25U7C SERIES | INL188 | 44657 | 45552 | 45559 |  |  | -10 | 5
12028 | 29300000TL | 03483 | EG1002010 | P | 26030633 | 26 | Electrical Supplies/Hardware | Mtce | 51 | 51R | CONTACTOR:RELAY TYPE:CONTACTOR | LINE VOL:STD COIL VOL:STD | AMP:25A POLE:STD ENCLOSURE:STD SCHNEIDER LC1D12 SCHNEIDER ELECTRIC 12 AMP CONTACTOR WITH A AC LC1D12 SCHNEIDER ELECTRIC 12 AMP CONTACTOR WITH A AC OR DC RATED COIL - 25A COIL 230VAC | EA | 5 | 0 | 1 | YES | 28.613 | 13015.7688 | SCHNEIDER | LC1D12 |  | 01,01A | [7 empty] | LC1D12 SERIES | INL189 | 44657 | 45778 | 45064 | -2 | 1 |  |  | -1 | 1
12029 | 29300000TL | 03483 | EG1004011 | P | 26030638 | 26 | Electrical Supplies/Hardware | Mtce | 51 | 51F | RELAY:ELECTRICAL | TYPE:PLUG-IN-RELAY CONTACT | RATING:STD CONTACT ARRANGEMENT:STD CONTACT:STD ACTION:STD COIL VOL:STD TERMINAL:STD MOUNT:STD ENCLOSURE:STD SCHNEIDER ELECTRIC RXM41B2BD HARMONY, MINIATURE PLUG-IN RELAY, 3 A, 4 CO, WITH LED, WITH LOCKABLE TEST BUTTON, 24 V DC | EA | 2 | 1 | 2 | YES | 781.1079 | 334900 | SCHNEIDER | RXM41B2BD |  | 01,01A | [7 empty] | RXM SERIES |  | 44657 |  | 44818
12030 | 29300000TL | 03483 | EG1002010 | P | 26030644 | 26 | Electrical Supplies/Hardware | Mtce | 51 | 51Z | CONTACT:ELECTRICAL TYPE:PUSH | BUTTON AMP:10A VOL:600V | MATL:STD SCHNEIDER ELECTRIC ZBE102, CONTACT BLOCK, 22 MM, 1NC CONTACT FORM, 10A @ 600V AC CONTACT RATING | EA | 4 | 0 | 1 | YES | 5.5 | 2532.31 | SCHENIDER | ZBE102-1 NC |  | 01,01A | [7 empty] | HARMONY XB4 | INL196 | 44657 | 44889 | 45064
12031 | 29300000TL | 03483 | EG1004011 | P | 26030645 | 26 | Electrical Supplies/Hardware | Mtce | 51 | 51Z | CONTACT:ELECTRICAL TYPE:PUSH | BUTTON AMP:10A VOL:600V | MATL:STD SCHNEIDER ELECTRIC ZBEE-102C, SCHNEIDER PUSH BUTTON SWITCH NORMALLY CLOSED CONTACT MODULE ZBEE - 102C ZBEE102C | EA | 4 | 0 | 1 | YES | 143.3565 | 235000 | SCHENIDER | ZBEE-102C |  | 01,01A | [7 empty] | HARMONY XB4 | INL197 | 44658 | 44889 | 45342
12032 | 29300000TL | 03483 | EG1028015 | P | 26030722 | 26 | Electrical Supplies/Hardware | Mtce | 51 | 51F | BREAKER:CIRCUIT TYPE:SINGLE | POLE 6A VOL:STD POLE:1 AMP:STD | INTERRUPT CAP:STD VICOL (PTY) LTD CIRCUIT BREAKERS SINGLE POLE 6A MODEL/PART NUMBER CIRB-008-44-P-2A | EA | 3 | 2 | 3 | YES | 85.1709 | 131996.1049 | VICOL LTD | CIRB-008-44-P-6A |  | 01,01A | [7 empty] | CIRB-008-44-P-6A |  | 44767 | 45992 | 45721 | -1 | 1 | -2 | 2
12033 | 29300000TL | 03483 | EG1005008 | P | 26030801 | 26 | Electrical Supplies/Hardware | Mtce | 51 | 51F | BREAKER:CIRCUIT TYPE:TRIP UNIT | VOL:STD POLE:3 AMP:120A | INTERRUPT CAP:STD MOLDED CASE CIRCUIT BREAKER TRIP UNIT,125A FRAME, 60A, LSIG, 3 POLE, PN:140G-HTI3-C60, MAN: ROCKWELL AUTOMATION | EA | 1 | 0 | 1 | YES | 245 | 388802.75 | ROCKWELL AUTOMATION | 140G-HTI3-C60 |  | 07 | [9 empty] | 45287 |  | 45398
12034 | 29300000TL | 03483 | EG1030010 | S | 26030802 | 26 | Electrical Supplies/Hardware | Mtce | 51 | 51F | BREAKER:CIRCUIT TYPE:TRIP UNIT | VOL:STD POLE:3 AMP:250A | FRAME,150A INTERRUPT CAP:ARS MOLDED CASE CIRCUIT BREAKER TRIP UNIT,250A FRAME,150A,LSIG, 3 POLE PN:140G-J-EXT3, MAN:ROCKWELL AUTOMATION | EA | 2 | 1 | 2 | YES | 110 | 174564.5 | ROCKWELL AUTOMATION | 140G-J-EXT3 |  | 07 | [7 empty] | 140G-J-EXT3 |  | 45287 |  | 45398
12035 | 29300000TL | 03483 | EG1005008 | P | 26030810 | 26 | Electrical Supplies/Hardware | Mtce | 51 | 51Z | MONITOR TYPE:TOUCH DISPLAY | RANGE:STD POWER SOURCE:STD | POWER MONITOR TOUCH DISPLAY PN:1426-DM, MAN:ROCKWELL AUTOMATION | EA | 2 | 1 | 2 | YES | 1200 | 1904340 | ROCKWELL AUTOMATION | 1426-DM |  | 07 | [9 empty] | 45287 |  | 45398
12036 | 292000TLDE | 03483 | EG1003002 | P | 26061780 | 26 | Electrical Supplies/Hardware | Mtce | 51 | 51Z | BREAKER TYPE:120V AC 2POLES | M1 1A BREAKER SIZE:STD | MATL:STD PHOENIX CONTACT 120V AC 2POLES M1 1A BREAKER WITH BASE | EA | 3 | 0 | 0 | NO | 236.9598 | 362513.0175 | PHOENIX CONTACT | 120V AC 2P M1 1A BREAKER |  | 01,01A,02,07 | [9 empty] | 45658 |  |  | 3 | 1
12037 | 292000TLDE | 03483 | EG1005004 | P | 26061782 | 26 | Electrical Supplies/Hardware | Mtce | 51 | 51Z | BREAKER TYPE:120V AC 2POLES | M1 3A BREAKER SIZE:STD | MATL:STD PHOENIX CONTACT 120V AC 2POLES M1 3A BREAKER WITH BASE | EA | 3 | 0 | 0 | NO | 0 | 0 | PHOENIX CONTACT | 120V AC 2P M1 3A BREAKER |  | 01,01A,02,07 | [9 empty] | 45873 |  |  | 3 | 1
12038 | 292000TLDE | 03483 | EG1003002 | P | 26061783 | 26 | Electrical Supplies/Hardware | Mtce | 51 | 51Z | BREAKER TYPE:120V AC 2POLES | M1 4A BREAKER SIZE:STD | MATL:STD PHOENIX CONTACT 120V AC 2POLES M1 4A BREAKER WITH BASE | EA | 3 | 0 | 0 | NO | 235.8836 | 360866.5725 | PHOENIX CONTACT | 120V AC 2P M1 4A BREAKER |  | 01,01A,02,07 | [9 empty] | 45658 |  |  | 3 | 1
12039 | 292000TLDE | 03483 | EG1005004 | P | 26061787 | 26 | Electrical Supplies/Hardware | Mtce | 51 | 51Z | BREAKER TYPE:24V DC 1POLE M1 | 1.5A BREAKER SIZE:STD MATL:STD | PHOENIX CONTACT 24V DC 1POLE M1 1.5A BREAKER WITH BASE | EA | 3 | 0 | 0 | NO | 0 | 0 | PHOENIX CONTACT | 24V DC 1P M1 1.5A BREAKER |  | 01,01A,02,07 | [9 empty] | 45869 |  |  | 3 | 1
12040 | 29300000TL | 03483 | EG1004002 | P | 26062291 | 26 | Electrical Supplies/Hardware | Mtce | 51 | 51N | RESISTOR TYPE:SENDER AS - 10 | GENERATOR BEA RESISTANCE:STD | WAT:STD CONN:STD TOLERANCE:STD SENDER AS - 10 ῼ GENERATOR BEARING PART NUMBER 119-8773 | EA | 4 | 4 | 6 | YES | 2473.18 | 3703067.6822 | CATERPILLAR | 119-8773 |  | 01,01A | [9 empty] | 45644 |  | 45772
12041 | 29300000TL | 03483 | EG1004002 | P | 26062292 | 26 | Electrical Supplies/Hardware | Mtce | 51 | 51N | RESISTOR TYPE:SENDER AS - 100 | GENERATOR BEA RESISTANCE:STD | WAT:STD CONN:STD TOLERANCE:STD SENDER AS - 100 ῼ GENERATOR BEARING PART NUMBER 114-9522 | EA | 4 | 4 | 6 | YES | 2197.2 | 3230587.104 | CATERPILLAR | 114-9522 |  | 01,01A | [9 empty] | 45644 |  | 45772
12042 | 29300000TL | 03483 | EG1004002 | P | 26062293 | 26 | Electrical Supplies/Hardware | Mtce | 51 | 51N | LAMP TYPE:LAMP AS (10 TO | 32-VOLT) WAT:STD VOL:STD | COLOR:STD BULB:STD BASE:STD LAMP AS (10 TO 32-VOLT) CAT PART NUMBER 316-6409 | EA | 6 | 5 | 8 | YES | 99.65 | 149204.9485 | CATERPILLAR | 316-6409 |  | 01,01A | [9 empty] | 45644 |  | 45772
12043 | 29300000TL | 03483 | EG1004017 | P | 26062295 | 26 | Electrical Supplies/Hardware | Mtce | 51 | 51N | RELAY TYPE:RELAY CONTACT | RATING:STD CONTACT | ARRANGEMENT:STD CONTACT:STD ACTION:STD COIL VOL:STD TERMINAL:STD MOUNT:STD ENCLOSURE:STD RELAY (10 A, 24 VOLTS) CAT PART NUMBER 223-6470 | EA | 6 | 5 | 8 | YES | 98.07 | 146839.2303 | CATERPILLAR | 223-6470 |  | 01,01A | [9 empty] | 45644 |  | 45772
12044 | 29300000TL | 03483 | EG1004002 | P | 26062296 | 26 | Electrical Supplies/Hardware | Mtce | 51 | 51N | BREAKER TYPE:CIRCUIT BREAKER | AS (35A) SIZE:STD MATL:STD | CIRCUIT BREAKER AS (35A) CAT PART NUMBER 207-8498 | EA | 5 | 4 | 7 | YES | 538.2 | 805841.478 | CATERPILLAR | 207-8498 |  | 01,01A | [9 empty] | 45644 |  | 45772
12045 | 29300000TL | 03483 | EG1004002 | P | 26062297 | 26 | Electrical Supplies/Hardware | Mtce | 51 | 51N | BREAKER TYPE:CIRCUIT BREAKER | AS (10A) SIZE:STD MATL:STD | CIRCUIT BREAKER AS (10A) CAT PART NUMBER 207-8497 | EA | 4 | 4 | 6 | YES | 538.2 | 805841.478 | CATERPILLAR | 207-8497 |  | 01,01A | [9 empty] | 45644 |  | 45772
12046 | 29300000TL | 03483 | EG1004002 | P | 26062298 | 26 | Electrical Supplies/Hardware | Mtce | 51 | 51N | BREAKER TYPE:CIRCUIT BREAKER | AS (2.5A) SIZE:STD MATL:STD | CIRCUIT BREAKER AS (2.5A) CAT PART NUMBER 207-8496 | EA | 4 | 4 | 6 | YES | 238.8 | 357552.852 | CATERPILLAR | 207-8496 |  | 01,01A | [9 empty] | 45644 |  | 45772
12047 | 29300000TL | 03483 | EG1004001 | P | 26062374 | 26 | Electrical Supplies/Hardware | Mtce | 51 | 51F | BREAKER:CIRCUIT TYPE:400A MCCB | CIRCUIT BREAKER VOL:50 KA AT | 415 VAC POLE:3 POLES AMP:400 A INTERRUPT CAP:STD CIRCUIT BREAKER BASIC FRAME, COMPACT NSX400N, 50 KA AT 415 VAC 50/60 HZ, 400 A, WITHOUT TRIP UNIT, 3 POLES | EA | 2 | 1 | 2 | YES | 1950 | 3090847.5 | SCHNEIDER ELECTRIC | LV432403 |  | 01,01A,02,07 | [7 empty] | LV432403-3POLES, 400A, 50 |  | 45659 |  | 45719
12048 | 29300000TL | 03483 | EG1003019 | P | 27025064 | 27 | Electrical Accessories | Mtce | 64 | 64E | BATTERY: ALKALINE AA 1.5V | MODEL NO:TYPE AA | Batteries : ISSUED AS 4 IN A PACK. MODEL NO:TYPE AA. REPLACED AGBAMI-SB SYMBOL # 97888187 | EA | 121 | 107 | 154 | YES | 4.8 | 7490.3158 | DURACELL | LR6 |  | 22 | 1 |  | 2CBC |  |  | 28510 |  | TYPE AA | MLSL009 | 43770 | 46010 | 45834 | -64 | 7 | -186 | 16 | -77 | 11
12049 | 29300000TL | 03483 | EG1003018 | P | 27025066 | 27 | Electrical Accessories | Mtce | 64 | 64E | BATTERY: ALKALINE AAA 1.5V | MODEL NO:TYPE AAA | Batteries : ISSUED AS 4 IN A PACK. MODEL NO: TYPE AAA.. REPLACED AGBAMI-SB SYMBOL # 97888189 | EA | 138 | 100 | 143 | YES | 5.76 | 8749.8115 | DURACELL | LR03 |  | 22 | 1 |  | 2CBC |  |  | 28510 |  | TYPE AAA | MLSL011 | 43770 | 46010 | 45994 | -78 | 11 | -148 | 15 | -120 | 11
12050 | 29200000TL | 03483 | EG1002010 | P | 27025183 | 27 | Electrical Accessories | Mtce | 51 | 51Z | FUSE: 50A, 500V 14MM x 51MM | CERAMIC | Electric-Other : GENERAL PURPOSE | EA | 30 | 0 | 0 | NO | 3.22 | 499.8728 | MERSEN / FERRAZ SHAWMUT | Z219235 |  | 01,22 | 3 |  |  |  |  | 61854 |  |  |  | 41449 |  | 41897
12051 | 29200000TL | 03483 | EG1002010 | P | 27025184 | 27 | Electrical Accessories | Mtce | 51 | 51Z | FUSE | 40A, 500V 14MM X 51MM | Electric-Other : | EA | 20 | 9 | 30 | NO | 3.22 | 499.8728 | COOPER BUSSMANN | C14G40 |  | 01,22 | 3 |  | 2CBC |  |  | 61854 |  |  |  | 41449 | 42529 | 41897
12052 | 29200000TL | 03483 | EG1002010 | P | 27025185 | 27 | Electrical Accessories | Mtce | 51 | 51Z | FUSE: 32A, 500V 14MM X 51MM | CERAMIC | Electric-Other : GENERAL PURPOSE | EA | 30 | 9 | 30 | NO | 3.22 | 499.8728 | COOPER BUSSMANN | C14G32 |  | 01,22 | 3 |  |  |  |  | 61854 |  |  |  | 41449 |  | 41897
12053 | 29200000TL | 03483 | EG1002010 | P | 27025186 | 27 | Electrical Accessories | Mtce | 51 | 51Z | FUSE | 20A, 690V, 14MM x 51MM | Electric-Other : CERAMIC | EA | 30 | 9 | 30 | NO | 3.22 | 499.8728 | COOPER BUSSMANN | C14G20 |  | 01,22 | 3 |  | 2CBC |  |  | 61854 |  |  |  | 41449 |  | 41897
12054 | 29300000TL | 03483 | EG1001015 | P | 27025355 | 27 | Electrical Accessories | Mtce | 51 | 51Z | FUSE:ELECTRICAL TYPE:PF750, | FR8, CONV, KIT, AC LINE | AMP:STD VOL:400/480V INTERRUPTING RATING:STD CONN:STD CARTRIDGE:STD SIZE:STD PF750,FR8,CONV,KIT,AC LINE FUSE,400/480V/ U10 ASU ACC FANS' NEW MCCS LEVEL 1 SPARE PART(S) | EA | 5 | 5 | 8 | YES | 545 | 869111.5 | ALLEN BRADLEY | SK-R1-FUSE1-CD-F8 |  | 01,01A,07 | [7 empty] | ALBR SK-R1-FUSE1-CD-F8 |  | 45495 |  | 45604
12055 | 29300000TL | 03483 | EG1003001 | P | 27025358 | 27 | Electrical Accessories | Mtce | 51 | 51R | CABLE:FIBER OPTIC | TYPE:PF750,FR8,KIT,FIBER OPTIC | CABL JACKET:NIL SIZE:NIL FIBERS:NIL BUFFER:NIL STYLE:1-BAY PF750, FR8,KIT, FIBER OPTIC CABLE, 1-BAY/ 20G11TD617AN0NNNNN :DRIVE OPTION(S) / U10 ASU ACC FANS' MCCS | EA | 1 | 0 | 1 | YES | 225 | 358807.5 | ALLAN BRADLEY | 20-750-FCBL1-F8 |  | 01,01A,07 | [7 empty] | ALBR20-750-FCBL1-F8 |  | 45495 |  | 45604
12056 | 29300000TL | 03483 | EG1030001 | P | 27025360 | 27 | Electrical Accessories | Mtce | 51 | 51R | KIT:TERMINATION TYPE:PF750, | FR8, IP00 FIELD VOL:STD | CONDUCTOR:STD MATL:STD POWERFLEX 750 KIT,IP00 FIELD TERMINATION/ 20G11TD617AN0NNNNN :DRIVE OPTION(S) / U10 ASU ACC FANS' MCCS | EA | 1 | 0 | 1 | YES | 1006.82 | 1605575.854 | ALLAN BRADLEY | 20-750-BUS3-F8 |  | 01,01A,02,07 | [7 empty] | ALBR20750BUS3F8 |  | 45495 |  | 45597
12057 | 29300000TL | 03483 | EG1029009 | P | 27527180 | 27 | Electrical Accessories | Mtce | 51 | 51Z | GUARD TYPE:REFRACTOR GUARD SS | SIZE:STD MATL:STD REFRACTOR | GUARD: STAINLESS STEEL GUARD FOR AMLH LED FIXTURES | EA | 3 | 3 | 5 | YES | 543.79 | 867181.913 | APPLETON ELECTRIC | LHGUARD-SS |  | 01,01A,02,07 | [7 empty] | LHGUARD FOR AMLH LED |  | 45576 |  | 45595
12058 | 29200000TL | 03483 | EG1005018 | P | 30036221 | 30 | Communications Equipment | Telecoms | 11 | 11J | SIGNAL SIZE:5.20IN H X 2.73IN | W X 4.52IN D COLOR:BLACK-WHITE | MATL:STL ETHERNET: IP TO MODBUS MASTERS/SLAVE ; P/N: 5201-DFNT-MCM ; MANUFACTURER: PROSOFT ; POWER SUPPLY: 24 VDC NOMINAL ; CURRENT LOAD: 500 MA MAX @ 32 VDC MAX ; OPERATING TEMPERATURE: -4° F TO 122° F (-20° C TO 50° C) ; STORAGE TEMPERATURE: 40° F | EA | 2 | 1 | 2 | NO | 1739.91 | 531090.1284 | PROSOFT | 5201-DFNT-MCM |  | 00 | [9 empty] | 43153 |  | 43161
12059 | 29200000TL | 03483 | EG1001003 | P | 30036269 | 30 | Communications Equipment | Telecoms | 11 | 11I | KEYBOARD TYPE:KEYPAD & DISPLAY | KEYS:STD CONN:STD KEYPAD & | DISPLAY PART NUMBER S2710354 FOR SERVOMEX 2700 ANALYSER | EA | 1 | 0 | 0 | NO | 1715.07 | 525600 | SERVOMEX | S2710354 |  | 01A,07 | [7 empty] | SERVOMEX 2700 |  | 43720
12060 | 29300000TL | 03483 | EG1003019 | P | 30036273 | 30 | Communications Equipment | Telecoms | 11 | 11J | MODULE TYPE:FTA ANALOG I/P:STD | O/P:STD POWER SOURCE:STD | MODULE: FTA ANALOG; P/N, FTA-AM11 | EA | 1 | 0 | 1 | YES | 2257.9076 | 883556.2325 | CCC | FTA-AM11 |  | 01,01A | [9 empty] | 44174 |  | 44222
12061 | 29300000TL | 03483 | EG1004011 | P | 30036287 | 30 | Communications Equipment | Telecoms | 11 | 11L | KEYPAD TYPE:VARIABLE FREQENCY | DRIVE KEYS:6 THIS KEYPAD IS A | CRITICAL SPARE FOR CAUSTIC SODA DOSING PUMP VARIABLE FREQUENCY DRIVE. | EA | 5 | 3 | 5 | YES | 166.998 | 156815.2492 | ABB | ACS-CP-C |  | 16 | [9 empty] | 44397 | 45485 | 45499 |  |  | -2 | 2
12062 | 29300000TL | 03483 | EG1001010 | P | 30037157 | 30 | Communications Equipment | Telecoms | 51 | 51R | CABLE:FIBER OPTIC TYPE:PF750, | FR8, KIT, POD WIRE, 24V | JACKET:NIL SIZE:NIL FIBERS:NIL BUFFER:NIL STYLE:SINGLE BAY PF750,REMOTE POD MOUNTING KIT, FRAME 8/ 20G11TD617AN0NNNNN :DRIVE OPTION(S) / U10 ASU ACC FANS' MCCS | EA | 2 | 1 | 2 | YES | 150 | 239205 | ALLAN BRADLEY | 20-750-PH1-F8 |  | 01,01A,07 | [7 empty] | ALBR20750PH1F8 |  | 45495 |  | 45604
12063 | 292000TLDE | 03483 | EG1003002 | P | 30037252 | 30 | Communications Equipment | Telecoms | 10 | 10D | EXTENSION TYPE:KVM EXTENDER | TRANSMITTER SIZE:STD MATL:STD | 4K HDMI KVM EXTENDER TRTANSMITTER KVXLCH-100-TX | EA | 1 | 0 | 0 | NO | 790.957 | 1186807.26 | BLACKBOX | KVXLCH-100 |  | 00,01A | [7 empty] | KVXLCH-100-TX |  | 45658 |  |  | 1 | 1
12064 | 29300000TL | 03483 | EG1004002 | P | 30372014 | 30 | Communications Equipment | Telecoms | 51 | 51N | SWITCH TYPE:SWITCH GP-MAGNETIC | ACTION:STD VOL:STD AMP:STD | PHASE:STD FREQ:STD CONTACT ARRANGEMENT:STD MOUNT:STD SWITCH GP-MAGNETIC (STARTER MOTOR) CAT PART NUMBER 9F-3099 | EA | 6 | 5 | 8 | YES | 297.24 | 445054.4796 | CATERPILLAR | 9F-3099 |  | 01,01A | [9 empty] | 45644 |  | 45772
12065 | 29300000TL | 03483 | EG1004002 | P | 30372015 | 30 | Communications Equipment | Telecoms | 51 | 51N | FUSE TYPE:FUSE 10A AMP:STD | VOL:STD INTERRUPTING | RATING:STD CONN:STD CARTRIDGE:STD SIZE:STD FUSE 10A CAT PART NUMBER 155-8755 | EA | 5 | 4 | 7 | YES | 60.99 | 91319.7171 | CATERPILLAR | 155-8755 |  | 01,01A | [9 empty] | 45644 |  | 45772
12066 | 29300000TL | 03483 | EG1030001 | P | 35011539 | 35 | Diesel Engines & Components | Mtce | 87 | 87B | INJECTOR:FUEL TYPE:INJECTOR | SIZE:STD MATL:STD FG WILSON | INJECTOR PART NUMBER 10000-90586 | EA | 12 | 8 | 12 | YES | 1012.52 | 1477307.1808 | PERKINS ENGINE | 10000-90586 |  | 01,01A,02,07 | [7 empty] | FG-10000-90586 |  | 45451 | 45718 | 45803 | -8 | 1
12067 | 29200000TL | 03483 | EG1029016 | P | 37001089 | 37 | Engine Accessories | Mtce | 87 | 87B | SHAFT TYPE:DRIVE SIZE:STD | MATL:STL SLFC, SOUTH AFRICA | VIBRATOR ASSEMBLY PARTS, VIBRATOR SHAFT ONLY FOR U30 (NEW DESIGN) PART NUMBER EGTL1-CNL-MEC-DD-30XXXX | EA | 2 | 4 | 8 | NO | 120.09 | 36789.5715 | SLFC (PTY) LTD | EGTL1-CNL-MEC-DD-30XXXX |  | 07 | [7 empty] | C1533 UNIT 30 VIBRATOR |  | 43352 | 45013 | 43389 |  |  |  |  | -1 | 1
12068 | 29200000TL | 03483 | EG1039011 | S | 37001092 | 37 | Engine Accessories | Mtce | 59 | 59A | SUPPORT TYPE:SUPPORT BRACKET | SIZE:STD MATL:STD SLFC, SOUTH | AFRICA VIBRATOR ASSEMBLY PARTS, INTERCHANGEABLE UNIT 30/45 T-PIECE PART NUMBER SUPPORT BRACKET | EA | 19 | 16 | 32 | NO | 172.79 | 52934.2165 | SLFC (PTY) LTD | SUPPORT BRACKET |  | 07 | [7 empty] | INTERCHANGEABLE U-30/45 |  | 43352 | 44078 | 43389
12069 | 29300000TL | 03483 | EG1039014 | P | 37001095 | 37 | Engine Accessories | Mtce | 87 | 87B | SLEEVE TYPE:SEALING SLEEVE | SIZE:STD MATL:STD SLFC, SOUTH | AFRICA VIBRATOR ASSEMBLY PARTS, SEALING SLEEVE U30 PART NUMBER STD-MEC-V01-005 | EA | 19 | 13 | 19 | YES | 712.48 | 292045.552 | SLFC (PTY) LTD | STD-MEC-V01-005 |  | 07 | [7 empty] | SEALING SLEEVE U30 |  | 43770 | 44937 | 44350 |  |  |  |  | -1 | 1
12070 | 29200000TL | 03483 | EG1039014 | S | 37001096 | 37 | Engine Accessories | Mtce | 87 | 87B | SLEEVE TYPE:SEALING SLEEVE | SIZE:STD MATL:STD SLFC, SOUTH | AFRICA VIBRATOR ASSEMBLY PARTS, SEALING SLEEVE U45 PART NUMBER STD-MEC-V01-006 | EA | 6 | 0 | 0 | NO | 152.08 | 46589.708 | SLFC (PTY) LTD | STD-MEC-V01-006 |  | 07 | [7 empty] | SEALING SLEEVE U 45 |  | 43352 | 44078 | 43389
12071 | 29300000TL | 03483 | EG1030004 | P | 37001108 | 37 | Engine Accessories | Mtce | 72 | 72Z | FILTER:AIR TYPE:PANEL FILTER | SIZE:120MM X 120MM X12MM | ELEMENT MATL:CHEMICAL FIBRES FILTERING RETENTION:10 MICRON HOUSING MATL:STEEL SK SPARE FILTER MATS, FOR FILTER FANS, MFR: RITTAL, MODEL: SK3322.700, SMALL SIZE; FOR RIB CABINET FANS | PK | 14 | 13 | 19 | YES | 24.0526 | 36701.1889 | RITTAL | SK3322.700 |  | 00 | [7 empty] | SK3322.700 |  | 43782 | 45942 | 45719 | -17 | 3 | -20 | 2 | -15 | 3
12072 | 29300000TL | 03483 | EG1002008 | P | 37001402 | 37 | Engine Accessories | Mtce | 57 | 57A | HOSE:AIR TYPE:STD SIZE:STD | CONN:STD RATING:STD MATL:STD | PERKINS HOSE PART NUMBER 996-516, ENGINEERING POWER SOLUTIONS UK CIRRUS BUILDING 6 INTERNATIONAL AVENUE ABZ BUSINESS PARK DYCE DRIVE DYCE ABERDEEN AB21 0BH | ST | 17 | 11 | 17 | YES | 38.82 | 17651.8422 | PERKINS | 996-516 |  | 01,01A | [7 empty] | 4016TESI |  | 44358 |  | 44581
12073 | 29300000TL | 03483 | EG1003008 | P | 37001404 | 37 | Engine Accessories | Mtce | 57 | 57A | HOSE:AIR TYPE:STD SIZE:STD | CONN:STD RATING:STD MATL:STD | PERKINS HOSE PART NUMBER 996-086, ENGINEERING POWER SOLUTIONS UK CIRRUS BUILDING 6 INTERNATIONAL AVENUE ABZ BUSINESS PARK DYCE DRIVE DYCE ABERDEEN AB21 0BH | ST | 25 | 17 | 25 | YES | 22.36 | 10167.3156 | PERKINS | 996-086 |  | 01,01A | [7 empty] | 4016TESI |  | 44358 |  | 44581
12074 | 29300000TL | 03483 | EG1001003 | P | 37001406 | 37 | Engine Accessories | Mtce | 57 | 57A | HOSE:AIR TYPE:STD SIZE:STD | CONN:STD RATING:STD MATL:STD | PERKINS HOSE PART NUMBER 916-087, ENGINEERING POWER SOLUTIONS UK CIRRUS BUILDING 6 INTERNATIONAL AVENUE ABZ BUSINESS PARK DYCE DRIVE DYCE ABERDEEN AB21 0BH | ST | 9 | 6 | 9 | YES | 30.36 | 13804.9956 | PERKINS | 916-087 |  | 01,01A | [7 empty] | 4016TESI |  | 44358 |  | 44581
12075 | 29300000TL | 03483 | EG1001003 | P | 37001407 | 37 | Engine Accessories | Mtce | 56 | 56Z | CLIP:CIRCLIP TYPE:STD SIZE:STD | MATL:STD PERKINS CLIP PART | NUMBER 994-452, ENGINEERING POWER SOLUTIONS UK CIRRUS BUILDING 6 INTERNATIONAL AVENUE ABZ BUSINESS PARK DYCE DRIVE DYCE ABERDEEN AB21 0BH | ST | 35 | 4 | 7 | YES | 28.25 | 41960.3004 | PERKINS | 994-452 |  | 01,01A | [7 empty] | 4016TESI |  | 44358 | 45180 | 45466 |  |  |  |  | -20 | 1
12076 | 29300000TL | 03483 | EG1001003 | P | 37001411 | 37 | Engine Accessories | Mtce | 88 | 88Z | HOSE TYPE:STD SIZE:STD | CONN:STD RATING:STD MATL:STD | PERKINS HOSE PART NUMBER 994-446, ENGINEERING POWER SOLUTIONS UK CIRRUS BUILDING 6 INTERNATIONAL AVENUE ABZ BUSINESS PARK DYCE DRIVE DYCE ABERDEEN AB21 0BH | EA | 9 | 6 | 9 | YES | 19.22 | 8739.5262 | PERKINS | 994-446 |  | 01,01A | [7 empty] | 4016TESI |  | 44358 |  | 44581
12077 | 29300000TL | 03483 | EG1005019 | P | 37001412 | 37 | Engine Accessories | Mtce | 88 | 88Z | NUT TYPE:OIL PIPE NUT DIA:STD | THRDS:STD MATL:STD SPEC:STD | GRADE:STD PERKINS OIL PIPE NUT PART NUMBER 986-067, ENGINEERING POWER SOLUTIONS UK CIRRUS BUILDING 6 INTERNATIONAL AVENUE ABZ BUSINESS PARK DYCE DRIVE DYCE ABERDEEN AB21 0BH | EA | 5 | 3 | 5 | YES | 9.58 | 4356.1218 | PERKINS | 986-067 |  | 01,01A | [7 empty] | 4016TESI |  | 44359 |  | 44581
12078 | 29300000TL | 03483 | EG1040009 | P | 37001415 | 37 | Engine Accessories | Mtce | 53 | 53Z | ADAPTER:PIPE REDUCING SIZE:STD | CONN A:STD CONN B:STD | RATING:STD MATL:STD PERKINS ADAPTER PART NUMBER 981048, ENGINEERING POWER SOLUTIONS UK CIRRUS BUILDING 6 INTERNATIONAL AVENUE ABZ BUSINESS PARK DYCE DRIVE DYCE ABERDEEN AB21 0BH | EA | 5 | 3 | 5 | YES | 21.56 | 9803.5476 | PERKINS | 981048 |  | 01,01A |  |  | 1BBB |  |  |  |  | 4016TESI |  | 44359 |  | 44581
12079 | 29300000TL | 03483 | EG1005019 | P | 37001416 | 37 | Engine Accessories | Mtce | 88 | 88Z | WASHER TYPE:STD NOMINAL | SIZE:STD ID:STD OD:STD | THCK:STD MATL:STD SPEC:STD GRADE:STD PERKINS WASHER PART NUMBER 989-041, ENGINEERING POWER SOLUTIONS UK CIRRUS BUILDING 6 INTERNATIONAL AVENUE ABZ BUSINESS PARK DYCE DRIVE DYCE ABERDEEN AB21 0BH | EA | 5 | 3 | 5 | YES | 6.81 | 3096.5751 | PERKINS | 989-041 |  | 01,01A | [7 empty] | 4016TESI |  | 44359 |  | 44581
12080 | 29300000TL | 03483 | EG1005019 | P | 37001417 | 37 | Engine Accessories | Mtce | 60 | 60E | PIPE:SPECIAL PURPOSE TYPE:OIL | PIPE SIZE:STD LG:STD ENDS:STD | RATING:STD MATL:STD SPEC:STD GRADE:STD PERKINS OIL PIPE PART NUMBER 987-994, ENGINEERING POWER SOLUTIONS UK CIRRUS BUILDING 6 INTERNATIONAL AVENUE ABZ BUSINESS PARK DYCE DRIVE DYCE ABERDEEN AB21 0BH | EA | 5 | 3 | 5 | YES | 6.13 | 2787.3723 | PERKINS | 987-994 |  | 01,01A |  |  | 1BBB |  |  |  |  | 4016TESI |  | 44359 |  | 44581
12081 | 29300000TL | 03483 | EG1005008 | P | 37001476 | 37 | Engine Accessories | Mtce | 87 | 87B | FAN:ENGINE COOLING TYPE:FAN | 230V AC SIZE:STD CAP:STD | BLADE:STD VICOL (PTY) LTD FAN 230V AC MODEL/PART NUMBER ELE-008-88-400V PLANT ELECTRICAL | EA | 5 | 3 | 5 | YES | 100.9285 | 95000 | VICOL LTD | ELE-008-88-230V AC |  | 01,01A | [7 empty] | ELE-008-88-230V AC |  | 44769 |  | 45145
12082 | 29300000TL | 03483 | EG1005008 | P | 37001480 | 37 | Engine Accessories | Mtce | 87 | 87B | FAN TYPE:FAN ASSEMBLY, 5 INCH | SIZE:STD ELECT. RATING:STD | CAP:STD AGILENT TECHNOLOGIES, AGILENT LTM FAN ASSEMBLY, 5 INCH, G6578-64025 | EA | 2 | 1 | 2 | YES | 950.8531 | 895000 | AGILENT | G6578-64025 |  | 01,01A | [7 empty] | AGILENT 7890A/B GC |  | 44943 |  | 45145
12083 | 29300000TL | 03483 | EG1030014 | P | 37001621 | 37 | Engine Accessories | Mtce | 87 | 87B | PUMP:FUEL INJECTION | TYPE:PRIMING PUMP INLET | SIZE:STD OUTLET SIZE:STD CAP:STD RATING:STD FG WILSON PRIMING PUMP PART NUMBER 930-092 | EA | 2 | 1 | 2 | YES | 103.82 | 160601.5403 | PERKINS ENGINE | 930-092 |  | 01,01A,02,07 | [7 empty] | FG-930-092 |  | 45451 | 45718 | 45803 | -1 | 1
12084 | 29300000TL | 03483 | EG1005004 | P | 37001625 | 37 | Engine Accessories | Mtce | 57 | 57A | HOSE:AIR TYPE:HOSE SIZE:STD | CONN:STD RATING:STD MATL:STD | FG WILSON HOSE PART NUMBER 930-004 | EA | 2 | 1 | 2 | YES | 34.03 | 52722.3387 | PERKINS ENGINE | 930-004 |  | 01,01A,02,02A,07 | [7 empty] | FG-930-004 |  | 45467 |  | 45797
12085 | 29300000TL | 03483 | EG1002003 | P | 37001627 | 37 | Engine Accessories | Mtce | 87 | 87B | JET TYPE:JET (PISTON COOLER) | SIZE:STD MATL:STD FG WILSON | JET (PISTON COOLER) PART NUMBER 983-483 | EA | 11 | 7 | 11 | YES | 159.3882 | 242020.4579 | PERKINS ENGINE | 983-483 |  | 01,01A,02,02A,07 | [7 empty] | FG-983-483 |  | 45467 |  | 45519
12086 | 29300000TL | 03483 | EG1002003 | P | 37001634 | 37 | Engine Accessories | Mtce | 87 | 87B | LEVER TYPE:LEVER STD SIZE:STD | MATL:STEEL FG WILSON LEVER | PART NUMBER 985-794 | EA | 6 | 4 | 6 | YES | 43.33 | 65925.5318 | PERKINS ENGINE | 985-794 |  | 01,01A,07 | [7 empty] | FG-985-794 |  | 45468 |  | 45519
12087 | 29300000TL | 03483 | EG1005004 | P | 37001639 | 37 | Engine Accessories | Mtce | 56 | 56Z | BUCKLE TYPE:TURN BUCKLE | SIZE:STD MATL:STD FG WILSON | TURN BUCKLE PART NUMBER 988-845 | EA | 24 | 16 | 24 | YES | 32.8167 | 50466.5804 | PERKINS ENGINE | 988-845 |  | 01,01A,02,02A,07 | [7 empty] | FG-988-845 |  | 45468 |  | 45797
12088 | 29200000TL | 03483 | EG1002019 | P | 39017397 | 39 | Pipe Fittings & Valves | Const | 76 | 76Z | VALVE: FISHER CONTROL | 2 X 300 RF TYPE ET 316 CHROME |  | EA | 2 | 1 | 2 | NO | 472.6047 | 127012.8707 | FISHER CONTROLS | 2U740848932 |  | 02 | 1 |  | 1BBB |  |  | 26340 |  |  |  | 40915 | 44407 | 43681
12089 | 29300000TL | 03483 | EG1029012 | S | 39017786 | 39 | Pipe Fittings & Valves | Const | 66 | 66S | VALVE:PILOT TYPE:SERIES 57 | SIZE:3/4 INCH NPTF DESIGN |  | EA | 2 | 2 | 3 | YES | 350 | 524051.5 | MAC VALVES | 57D-52-RA |  | 08 |  |  | 1BBB |  |  |  |  | SERIES 57 |  | 43769 |  | 45960
12090 | 29200000TL | 03483 | EG1005005 | P | 39018746 | 39 | Pipe Fittings & Valves | Const | 66 | 66C | SHAFT TYPE:BLADE MATL:ASTM | A564 GR 630 H1150M SHAFT: 12 |  | EA | 1 | 0 | 1 | NO | 1152.32 | 353093.8944 | METSO AUTOMATION | 040 |  | 00 |  |  | 2BBB | [6 empty] | 43397 |  | 43425
12091 | 29300000TL | 03483 | EG1002017 | P | 39018758 | 39 | Pipe Fittings & Valves | Const | 66 | 66F | KEY TYPE:5/8 IN SQ X 2-1/2 IN | LG SIZE:5/8 IN SQ X 2-1/2 IN | LG MATL:SEE DESCR KEY,5/8 IN SQ X 2-1/2 IN LG, P/N:8A-45-404 FOR GENERAL VAL CAMERON, MODEL 1261G. Ensure material is sourced from Chevron Approved Manufacturer List | EA | 2 | 0 | 1 | YES | 294.42 | 120951.442 | GENERAL VALVE, CAMERON | 8A-45-404 |  | 00 | [7 empty] | FOR VALVE 1261G |  | 43782 |  | 44493
12092 | 29200000TL | 03483 | EG1002017 | P | 39018759 | 39 | Pipe Fittings & Valves | Const | 66 | 66F | PIN TYPE:UPR STEM,1261 TSGO | STL SIZE:SEE DESCR MATL:STL |  | EA | 1 | 1 | 2 | NO | 29.1328 | 10502.3842 | GENERAL VALVE, CAMERON | 8A-41-402 |  | 00 | [7 empty] | FOR VALVE MODEL 1261G |  | 43399 | 44310
12093 | 29200000TL | 03483 | EG1002017 | P | 39018760 | 39 | Pipe Fittings & Valves | Const | 66 | 66F | ROLLER TYPE:ROLLER 1261/1261-7 | TSGO SIZE:SEE DESCR MATL:SEE |  | EA | 2 | 1 | 2 | NO | 79.2205 | 28559.0074 | GENERAL VALVE, CAMERON | 8A-48-412 |  | 00 | [7 empty] | FOR VALVE MODEL 1261G |  | 43399
12094 | 29200000TL | 03483 | EG1002017 | P | 39018764 | 39 | Pipe Fittings & Valves | Const | 66 | 66F | PIN TYPE:PIN:GUIDE,1261-7 TSGO | SIZE:SEE DESCR MATL:SEE DESCR |  | EA | 2 | 1 | 2 | NO | 218.798 | 78876.6748 | GENERAL VALVE, CAMERON | 8A-41-496 |  | 00 |  |  | 3CCC |  |  |  |  | FOR VALVE MODEL 1261G |  | 43399
12095 | 29300000TL | 03483 | EG1001015 | P | 39019080 | 39 | Pipe Fittings & Valves | Const | 66 | 66H | NOZZLE:VALVE VALVE SIZE:3/4 IN | X 1 IN MATL:316 SS NOZZLE: |  | EA | 7 | 5 | 8 | YES | 806.9631 | 640784.9506 | BAILEY BIRKETT | 001045-263Q |  | 02,01A,21 | [9 empty] | 43782 | 46029 | 45145 | -6 | 3
12096 | 29300000TL | 03483 | EG1005010 | P | 39019082 | 39 | Pipe Fittings & Valves | Const | 66 | 66H | KIT:REBUILD TYPE:SOFT GOODS | APPLICATION:1.5 IN X 2 IN KIT: |  | EA | 3 | 1 | 2 | YES | 534.0267 | 466580.295 | GE-CONSOLIDATED | PSGK 34B018 |  | 00 |  |  | 1AAA | [6 empty] | 44345 |  | 45604
12097 | 29200000TL | 03483 | EG1030003 | P | 39019166 | 39 | Pipe Fittings & Valves | Const | 66 | 66F | KIT:REBUILD TYPE:REPAIR KIT: | REPAIR, PACKING FOR 6IN CLASS |  | EA | 2 | 2 | 4 | NO | 257.571 | 92854.35 | FISHER | RPACKX00342 |  | 01 | [9 empty] | 43678 | 45962 |  | -1 | 1
12098 | 29200000TL | 03483 | EG1002004 | P | 39019214 | 39 | Pipe Fittings & Valves | Const | 66 | 66P | SOLENOID TYPE:KIT COIL VOL:STD | SOLENOID VALVE KIT PART NUMBER |  | EA | 1 | 0 | 1 | NO | 950 | 291137 | SERVOMEX | S2720993 |  | 01A,02,07 | [7 empty] | SERVOMEX 2700 |  | 43720
12099 | 29300000TL | 03483 | EG1005003 | P | 39019454 | 39 | Pipe Fittings & Valves | Const | 66 | 66Z | ACTUATOR TYPE:PNEUMATIC | RATING:SEE ATTACHMENT | SIZE:30-ARK40-OS TRAVEL:SEE ATTACHMENT NORBRO ACTUATOR SERIES: 40R SPRING RETURN TYPE: FLUID POWER ACTUATOR SUB-TYPE: PNEUMATIC ACTUATOR. SEE ATTACHMENT. Ensure material is sourced from Chevron Approved Manufacturer List | EA | 2 | 1 | 2 | YES | 288.13 | 477572.5937 | FLOWSERVE | 30-ARK40-OS |  | 01,07 |  |  | 2BBB |  |  |  |  | KIT FOR 30-ARK40-OS |  | 44642 |  | 45411
12100 | 29300000TL | 03483 | EG1004005 | P | 39019554 | 39 | Pipe Fittings & Valves | Const | 66 | 66P | VALVE:SOLENOID TYPE:2WAY | SOLENOID DOSING VALVE 24V PIPE | SIZE:STD ORIFICE DIA:STD ELECT. RATING:STD BODY MATL:STD CONFIG:STD PRESS RATING:STD CONN:STD OPERATION:STD COIL:STD ENCLOSURE:STD VICOL (PTY) LTD 2WAY SOLENOID DOSING VALVE 24V MODEL/PART NUMBER CHLP-008-61-P-24V. Ensure material is sourced from Chevro | EA | 15 | 4 | 7 | YES | 5106.61 | 8101636.765 | VICOL LTD | CHLP-008-62-P-24V |  | 01,01A |  |  | 2BBB |  |  |  |  | CHLP-008-62-P-24V |  | 44769 |  | 45446
12101 | 29300000TL | 03483 | EG1030014 | P | 39021577 | 39 | Pipe Fittings & Valves | Const | 66 | 66V | VALVE:CONTROL TYPE:NON RETURN | VALVE SET PRESS.:STD INLET | SIZE:STD INLET CONN:STD OUTLET SIZE:STD OUTLET CONN:STD CLASS:STD DESIGN RATING:STD BODY MATL:STD TRIM:STD OPERATED:STD TEMP RATING:STD SOFTGOODS:STD FG WILSON NON RETURN VALVE PART NUMBER 985-916 | EA | 4 | 2 | 4 | YES | 191.6275 | 288905.7366 | PERKINS ENGINE | 985-916 |  | 01,01A,02,07 | [7 empty] | FG-985-916 |  | 45451 | 45718 | 45803 | -2 | 1
12102 | 29300000TL | 03483 | EG1005004 | P | 39021714 | 39 | Pipe Fittings & Valves | Const | 53 | 53Z | JOINT:BALL SIZE:STD CONN:STD | MATL:STEEL FG WILSON BALL | JOINT PART NUMBER 974-416 | EA | 7 | 8 | 12 | YES | 79.8671 | 123217.9845 | PERKINS ENGINE | 974-416 |  | 01,01A,02,02A,07 | [7 empty] | FG-974-416 |  | 45468 |  | 45797
12103 | 29300000TL | 03483 | EG1005004 | P | 39021715 | 39 | Pipe Fittings & Valves | Const | 53 | 53Z | JOINT:BALL SIZE:STD CONN:STD | MATL:STEEL FG WILSON BALL | JOINT PART NUMBER 974-417 | EA | 7 | 8 | 12 | YES | 74.7657 | 115347.6069 | PERKINS ENGINE | 974-417 |  | 01,01A,02,02A,07 | [7 empty] | FG-974-417 |  | 45468 |  | 45797
12104 | 29300000TL | 03483 | EG1005018 | P | 39022269 | 39 | Pipe Fittings & Valves | Const | 66 | 66H | VALVE:SAFETY TYPE:PRESSURE SET | PRESS.:10 BAR INLET | SIZE:6.35MM INLET CONN:STD OUTLET SIZE:6.35MM OUTLET CONN:STD DESIGN RATING:BAR ORIFICE:STD BODY MATL:316 SS TRIM:STD OPERATED:PRESSURE TEMP RATING:30 DEG C SOFTGOODS:STD COMPLETE PSVS 183-PSV-0076 AND 183-PSV-0077, SERIAL: 0002023798, SEE ATTACHED DATAS | EA | 3 | 2 | 3 | YES | 786.57 | 1177723.3953 | SWAGELOK | 0002023798 |  | 01,07 | [7 empty] | R3A-A BLUE SPRING |  | 45565 |  | 45860
12105 | 29300000TL | 03483 | EG1001009 | P | 39022715 | 39 | Pipe Fittings & Valves | Const | 66 | 66Z | KIT:REBUILD TYPE:OIL | ADJUSTMENT DOME ASSEMBLY | APPLICATION:SPEEDAIRE 4ZL60 CONTAINS A:STD CONTAINS B:STD CONTAINS C:STD CONTAINS D:STD CONTAINS E:STD CONTAINS F:STD SPEEDAIRE OIL ADJUSTMENT DOME ASSEMBLY: PART # 114X41. TAG. 183-XV-0071, 183-XV-0072, EGTL MTCE WORKBENCH INSTRUMENT SUPPLY | EA | 2 | 1 | 2 | YES | 16.5 | 24074.16 | SPEEDAIRE | 114X41 |  | 01,01A,07 | [7 empty] | SPEEDAIRE 114X41 |  | 45713 |  | 45802
12106 | 29300000TL | 03483 | EG1004016 | P | 39023284 | 39 | Pipe Fittings & Valves | Const | 66 | 66P | VALVE:CONTROL TYPE:VALVE, | B-316 SERIES SET PRESS.:0-200 | PSI INLET SIZE:1/4 IN INLET CONN:1/4 FNPT OUTLET SIZE:1/4 IN OUTLET CONN:1/4 FNPT CLASS:STD DESIGN RATING:STD BODY MATL:STAINLESS STEEL TRIM:STD OPERATED:PNEUMATIC/PALM BUTTON TEMP RATING:-4°F TO 300°F SOFTGOODS:STD EGTL SBM HPU 3 WAY VALVE WITH MANUAL RE | EA | 2 | 1 | 2 | YES | 455.99 | 706460.7471 | VERSA | BIA-3309-316-30 1ES-S |  | 01,01A,02,07 | [9 empty] | 45750 |  | 45771
12107 | 29300000TL | 03483 | EG1004015 | P | 39023285 | 39 | Pipe Fittings & Valves | Const | 66 | 66Z | VALVE:DIAPHRAGM | TYPE:DIAPHRAGM PILOT OPERATED | 3/2 V SIZE:1/4” NPT CLASS:STD DESIGN RATING:STD CONN:FNPT BODY MATL:316 STAINLESS STEEL DIAPHRAGM MATL:FKM TRIM:STD OPERATED:DIAPHRAGM PILOT TEMP RATING:-20°F TO 250°F(-29°C TO 121°C) SOFTGOODS:STD EGTL SBM HPU DIAPHRAGM PILOT OPERATED 3/2 VALVE ON THE PI | EA | 2 | 1 | 2 | YES | 1401.07 | 2170663.7403 | VERSA | HSW-30603-AP |  | 01,01A,02,07 | [9 empty] | 45750 | 45990 | 45771 | 0 | 2
12108 | 29300000TL | 03483 | EG1004001 | P | 39101461 | 39 | Pipe Fittings & Valves | Const | 66 | 66P | VALVE:SOLENOID TYPE:SOLENOID | VALVE PIPE SIZE:1/4IN NPT | ORIFICE DIA:STD ELECT. RATING:STD BODY MATL:BRASS CONFIG:STD PRESS RATING:STD CONN:STD OPERATION:STD COIL:120 V-AC ENCLOSURE:STD ASCO 8344G70 RED-HAT II SOLENOID VALVE 120V-AC 1/4IN NPT MODEL S-854107 PART NUMBER: 8344G70. Ensure material is sourced fro | EA | 2 | 2 | 3 | YES | 950 | 1514965 | ASCO | 8344G70 |  | 01,01A,07 | [7 empty] | S-854107 |  | 44496 |  | 45711
12109 | 29200000TL | 03483 | EG1029002 | S | 51037052 | 51 | Misc. Supplies | SCM | 31 | 31A | PADLOCK:LAMINATED STL,1-1/8 | IN WD X 3/4 IN THK CASE | Security Equipment : | EA | 4 | 0 | 0 | NO | 116.495 | 18095.1923 | MASTER LOCK | 7LF |  | 01 | 1 |  | 1CCC | [5 empty] | ETLN 494 | 40915 | 45240 | [5 empty] | -16 | 5
12110 | 29300000TL | 03483 | EG1005004 | P | 51200532 | 51 | Misc. Supplies | SCM | 87 | 87B | POWER TYPE:POWER SUPPLY | SIZE:STD POWER SUPPLY – | 100-240 VAC / 24 VDC – 4 AMP, PN: 77780792 FOR OIL MIST GENERATOR, MODEL: IVT OIL MIST GENERATOR | EA | 2 | 1 | 2 | YES | 972.36 | 737165.5632 | LUBRIMIST | 77780792 |  | 07 | [9 empty] | 44812 |  | 45064
12111 | 29300000TL | 03483 | EG1004010 | P | 51200561 | 51 | Misc. Supplies | SCM | 34 | 34Z | PISTON TYPE:OIL SIZE:100 ML | MATL:STD 100 ML PISTON OIL, | PN:CCA210-207-00, MANUFACTURER: GRABNER INSTRUMENTS AMETEK OIL & GAS | EA | 1 | 0 | 1 | YES | 186.3 | 141757.533 | AMATEK | CCA210-207-00 |  | 07 | [9 empty] | 45081 |  | 45153
12112 | 29300000TL | 03483 | EG1004010 | P | 51200562 | 51 | Misc. Supplies | SCM | 54 | 54A | O-RING TYPE:PISTON ID:NA OD:NA | WIDTH:NA SEC DIA:NA MATL:NA | INDUSTRY STD:STD GRABNER OR-K-D12.42X1.78 PRESSURE SENSOR O-RING PRESSURE SENSOR / PISTON (VPS/H) AND FOR VPS/MESS-VENTIL, PN: CCA210-000-01 (OR-K-D12.42 X 1.78), MANUFACTURER: GRABNER INSTRUMENTS AMETEK OIL & GAS | EA | 2 | 1 | 2 | YES | 94.38 | 71814.6858 | AMATEK | CCA210-000-01 |  | 07 |  |  | 2BCB | [6 empty] | 45081 |  | 45153
12113 | 29300000TL | 03483 | EG1004003 | P | 51200563 | 51 | Misc. Supplies | SCM | 66 | 66F | INLET TYPE:INLET VALVE BANK | SIZE:STD MATL:STD VPSO INLET | VALVE BANK, PN: VPSO/EINLASSVENTIL4VPSO, MANUFACTURER: GRABNER INSTRUMENTS AMETEK OIL & GAS | EA | 2 | 0 | 1 | YES | 6786.08 | 10251697.0334 | AMATEK | VPSO/EINLASSVENTIL4VPSO |  | 07 | [9 empty] | 45081 |  | 45406
12114 | 29300000TL | 03483 | EG1004010 | P | 51200564 | 51 | Misc. Supplies | SCM | 54 | 54A | O-RING TYPE:SHIM 0-RING ID:NA | OD:NA WIDTH:NA SEC DIA:NA | MATL:NA INDUSTRY STD:NA GRABNER SR-PAS/3X6X0.1/D988 SHIM RING 0.1MM, PN: SR-PAS/3X6X0.1/D988, MANUFACTURER: GRABNER INSTRUMENTS AMETEK OIL & GAS | EA | 2 | 1 | 2 | YES | 8.4 | 6391.644 | AMATEK | SR-PAS/3X6X0.1/D988 |  | 07 |  |  | 2BCB | [6 empty] | 45081 |  | 45153
12115 | 29300000TL | 03483 | EG1004010 | P | 51200565 | 51 | Misc. Supplies | SCM | 54 | 54A | O-RING TYPE:SHIM RING ID:NA | OD:NA WIDTH:NA SEC DIA:NA | MATL:NA INDUSTRY STD:NA GRABNER SR-PAS/3X6X0.5/D988 SHIM RING 0.5MM, PN: SR-PAS/3X6X0.5/D988, MANUFACTURER: GRABNER INSTRUMENTS AMETEK OIL & GAS | EA | 2 | 1 | 2 | YES | 8.4 | 6391.644 | AMATEK | SR-PAS/3X6X0.5/D988 |  | 07 |  |  | 2BCB | [6 empty] | 45081 |  | 45153
12116 | 29300000TL | 03483 | EG1004010 | P | 51200566 | 51 | Misc. Supplies | SCM | 54 | 54A | SEALING FITTING:ORIFICE | TYPE:TEFLON SIZE:NA MATL:NA | GRABNER VPSH-M980928.03 TEFLON SEALING FOR VPSH, VPSO & LPG TEFLON SEALING DIA 6MM FOR VPSH AND VPSO/MU, PN: VPSH-M980928.03, MANUFACTURER: GRABNER INSTRUMENTS AMETEK OIL & GAS | EA | 2 | 1 | 2 | YES | 19.98 | 15202.9818 | AMATEK | VPSH-M980928.03 |  | 07 |  |  | 2BCB | [6 empty] | 45081 |  | 45153
12117 | 29300000TL | 03483 | EG1030013 | P | 51200958 | 51 | Misc. Supplies | SCM | 57 | 57A | HOSE:WATER TYPE:HOSE WATER | SIZE:STD LG:STD CONN:STD | RATING:STD MATL:STD FG WILSON HOSE WATER PART NUMBER 916-086 | EA | 3 | 2 | 4 | YES | 28.11 | 45192.447 | PERKINS ENGINE | 916-086 |  | 01,01A,02,02A,07 |  |  | 2BBB |  |  |  |  | FG-916-086 |  | 45451 |  | 45477
12118 | 29200000TL | 03483 | EG1003006 | P | 57055027 | 57 | Escravos Gas Plant Spares | Mtce | 66 | 66Z | SEAT | VALVE, | Valve - Actuator & Positioner: RING, PV, MOLE SIEVE. ########DO NOT REORDER DUPLICATE SEE SYMBOL:74450678############# | EA | 5 | 0 | 0 | NO | 594.527 | 92338 | FISHER CONTROLS | 1U222739102 |  | 01 | 1 |  | 1BBB | [6 empty] | 40915
12119 | 29200000TL | 03483 | EG1002018 | P | 57060025 | 57 | Escravos Gas Plant Spares | Mtce | 87 | 87B | BUSHING; VALVE; CONTROL | P/N 12A9374X012 | Engines - Parts : MFG:Fisher Rosemount | EA | 9 | 0 | 0 | NO | 22.8816 | 3552.1331 | Fisher Rosemount | 12A9374X012 |  | 01 |  | 1AXX | [7 empty] | 41333 | 42250
12120 | 29200000TL | 03483 | EG1002018 | P | 57060089 | 57 | Escravos Gas Plant Spares | Mtce | 66 | 66P | EXTENSION; RETAINING RING | VALVE CTRL P/N 10A4220X012 | Valve - Actuator & Positioner: MFG:Fisher Rosemount | EA | 1 | 0 | 0 | NO | 26.8104 | 7236.8381 | Fisher Rosemount | 10A4220X012 |  | 01 |  |  | 1CCC | [6 empty] | 40915 | 43887 | 42522
12121 | 29200000TL | 03483 | EG1002020 | P | 57060150 | 57 | Escravos Gas Plant Spares | Mtce | 64 | 64B | KEY; TAPER VALVE BUTTERFLY | P/N 12B9530X012 | Power Transmission Equipment & Replacement Parts : MFG:Fisher Rosemount | EA | 2 | 0 | 0 | NO | 17.7842 | 2761 | Fisher Rosemount | 12B9530X012 |  | 01 |  | 1AXX | [7 empty] | 40915
12122 | 29200000TL | 03483 | EG1003013 | P | 57060194 | 57 | Escravos Gas Plant Spares | Mtce | 66 | 66P | PLUG | VALVE,CONTROL | Valve - Control : , | EA | 1 | 0 | 0 | NO | 839.3071 | 130294.0446 | FISHER CONTROLS | 11A5326X012 |  | 01,02 | 1 |  | 2BAB | [6 empty] | 40915
12123 | 29300000TL | 03483 | EG1039010 | S | 57060210 | 57 | Escravos Gas Plant Spares | Mtce | 66 | 66G | PLUG/STEM ASSY; VALVE; CONTROL | P/N 2U8682X0032 | Valve-Plug : MFG:Fisher Rosemount. REPLACED AGBAMI-SB SYMBOL # 97804912 | EA | 1 | 0 | 1 | YES | 624.66 | 941000.3172 | Fisher Rosemount | 2U8682X0032 |  | 00 |  |  | 2BBB | [6 empty] | 43769 |  | 45335
12124 | 29200000TL | 03483 | EG1002019 | P | 57060274 | 57 | Escravos Gas Plant Spares | Mtce | 66 | 66Z | RING:VALVE SEAT RETAINER,1 IN | ID X 2-1/2 IN OD X 2-13/16 IN | Valve - Actuator & Positioner: LG,316 SS, CONTROL VALVE. REPLACED AGBAMI-SB SYMBOL # 97804861 | EA | 2 | 0 | 0 | NO | 198 | 30739.61 | FISHER CONTROLS | 25A6683X022 |  | 01 | 1 |  | 1BBB | [5 empty] | KGISL210 | 40915
12125 | 29200000TL | 03483 | EG1002019 | P | 57060277 | 57 | Escravos Gas Plant Spares | Mtce | 76 | 76Z | RING; BACK UP; VALVE; CONTROL | P/N 1V659205292 | Pumps-Other : MFG:Fisher Rosemount. REPLACED AGBAMI-SB SYMBOL # 97805173 | EA | 1 | 0 | 0 | NO | 47.63 | 7394.585 | Fisher Rosemount | 1V659205292 |  | 00 |  |  | 2BBB | [6 empty] | 40915 | 44427
12126 | 29200000TL | 03483 | EG1003012 | P | 57060283 | 57 | Escravos Gas Plant Spares | Mtce | 76 | 76Z | RING:BACK-UP,2-3/8 IN ID X | 2-7/8 IN OD X 1/4 IN THK,RBR | Pumps-Other : VALVE CONTROL ( Model :ET ). REPLACED AGBAMI-SB SYMBOL # 97804999 | EA | 3 | 1 | 3 | NO | 51.23 | 7953.487 | FISHER CONTROLS | 1V659405292 |  | 01 | 1 | [7 empty] | ECNL1092 | 40915
12127 | 29300000TL | 03483 | EG1002018 | P | 57060302 | 57 | Escravos Gas Plant Spares | Mtce | 66 | 66F | RING; RETAINING; VALVE; CTRL | P/N 10A4219X012 | Valve - Parts & Accessories :MFG:Fisher Rosemount. REPLACED AGBAMI-SB SYMBOL # 97804957 | EA | 1 | 1 | 2 | YES | 45.59 | 19401.9643 | Fisher Rosemount | 10A4219X012 |  | 01,12 |  | 1AXX | 2CBC | [5 empty] | ECNL1307 | 43769 | 45909 | 45993 | -1 | 1
12128 | 29300000TL | 03483 | EG1002020 | P | 57060325 | 57 | Escravos Gas Plant Spares | Mtce | 66 | 66Z | SEAT | RING 2-1/2IN, ET or ED | Valve - Actuator & Positioner: REPLACED AGBAMI-SB SYMBOL # 97804998 | EA | 1 | 0 | 1 | YES | 650 | 973238.5 | FISHER CONTROLS | 1U222746172 |  | 01 | 1 |  | 1BBB | [5 empty] | PPNL702 | 43769 |  | 45915
12129 | 29200000TL | 03483 | EG1002019 | P | 57060327 | 57 | Escravos Gas Plant Spares | Mtce | 66 | 66Z | RING; SEAT; VALVE; CONTROL | P/N 1U285646172 | Valve - Actuator & Positioner: MFG:Fisher Rosemount | EA | 2 | 0 | 0 | NO | 63.75 | 9897.224 | Fisher Rosemount | 1U285646172 |  | 01 |  |  | 1BBB | [6 empty] | 40915
12130 | 29200000TL | 03483 | EG1003013 | P | 57060328 | 57 | Escravos Gas Plant Spares | Mtce | 66 | 66P | RING; SEAT; VALVE; CONTROL | P/N 2U856246052 | Valve - Control : MFG:Fisher Rosemount | EA | 1 | 0 | 0 | NO | 391.64 | 76957.3583 | Fisher Rosemount | 2U856246052 |  | 01 |  | 1AXX | [6 empty] | ECNL1321 | 40915 | 44673 | 42362
12131 | 29200000TL | 03483 | EG1003012 | P | 57060335 | 57 | Escravos Gas Plant Spares | Mtce | 66 | 66P | SEAT:VALVE,CONTROL,1-5/16 IN | ID X 2-3/16 IN OD X 1/2 IN | Valve - Control : THK,416 SS, RING. REPLACED AGBAMI-SB SYMBOL # 97804933 | EA | 1 | 0 | 0 | NO | 75.3851 | 11702.7883 | FISHER CONTROLS | 1U222546172 |  | 01 | 1 |  | 2CBC | [6 empty] | 40915 | 45741 |  | -2 | 1
12132 | 29200000TL | 03483 | EG1002019 | P | 57060337 | 57 | Escravos Gas Plant Spares | Mtce | 66 | 66P | RING: SEAT VALVE CONTROL | P/N 1U221939102 | Valve - Control : RING: SEAT VALVE CONTROL P/N. 1U221939102 MANUFACTURER FISHER ROSEMOUNT. REPLACED AGBAMI-SB SYMBOL # 97805172 | EA | 2 | 0 | 0 | NO | 372.7754 | 57869.6516 | Fisher Rosemount | 1U221939102 |  | 01 | [9 empty] | 40915
12133 | 29200000TL | 03483 | EG1002019 | P | 57060338 | 57 | Escravos Gas Plant Spares | Mtce | 66 | 66Z | RING; SEAT; VALVE; CONTROL | P/N 1U222539102 | Valve - Actuator & Positioner: RING: SEAT VALVE CONTROL P/NN.1U222539102 MANUFACTURER FISHER ROSEMOUNT. REPLACED AGBAMI-SB SYMBOL # 97804895 | EA | 4 | 0 | 0 | NO | 367.525 | 57054.5861 | Fisher Rosemount | 1U222539102 |  | 01 |  |  | 1BBB | [6 empty] | 40915
12134 | 29200000TL | 03483 | EG1002018 | P | 57060339 | 57 | Escravos Gas Plant Spares | Mtce | 66 | 66Z | RING: SEAT VALVE CONTROL | P/N 15A6656XQ12 | Valve - Actuator & Positioner: RING: SEAT VALVE CONTROL P/N.15A6656XQ12 MANUFACTURER FISHER ROSEMOUNT | EA | 1 | 0 | 0 | NO | 533.2863 | 82787.3688 | Fisher Rosemount | 15A6656X012 |  | 01 |  |  | 1BBB | [6 empty] | 40915
12135 | 29300000TL | 03483 | EG1003013 | P | 57060357 | 57 | Escravos Gas Plant Spares | Mtce | 66 | 66Z | SEAT:VALVE,CONTROL,3 IN VALVE, | 3-3/8 IN ID X 4-7/16 IN OD X | Valve - Actuator & Positioner: 9/16 IN THK,416 SS, RING. REPLACED AGBAMI-SB SYMBOL # 97804951 | EA | 2 | 0 | 1 | YES | 458.32 | 687280.3888 | FISHER CONTROLS | 1U222846172 |  | 01 | 1 |  | 1BBB | [5 empty] | KGISL117 | 43769 |  | 45393
12136 | 29200000TL | 03483 | EG1003013 | P | 57060377 | 57 | Escravos Gas Plant Spares | Mtce | 87 | 87B | GASKET:SHIM,4-15/16 IN ID X | 5-9/16 IN OD X 1/32 IN THK, | Engines - Parts : 316 SS, CONTROL VALVE. REPLACED AGBAMI-SB SYMBOL # 97804983 | EA | 7 | 1 | 10 | NO | 23.7816 | 3691.8587 | FISHER CONTROLS | 16A1941X012 |  | 01 | 1 | [8 empty] | 40915 | 42430
12137 | 29200000TL | 03483 | EG1002009 | P | 57145010 | 57 | Escravos Gas Plant Spares | Mtce | 66 | 66F | BUSHING:SEAL,5/8 IN ID X | 1-5/8 IN OD X 1-1/2 IN LG, | Valve - Parts & Accessories :BRASS, EQUIPMENT GLYCOL DEHYDRATION. REPLACED AGBAMI-SB SYMBOL # 97802592 | EA | 5 | 0 | 0 | NO | 101.7414 | 15795.1371 | MALONEY STEELCRAFT U | 1E791214012 |  | 01 | 1 | 1AXX | [7 empty] | 40915 | 45713 |  | -1 | 1
12138 | 29300000TL | 03483 | EG1002006 | P | 57705548 | 57 | Escravos Gas Plant Spares | Mtce | 76 | 76Z | OILER | CONSTANT FLOW,PUMP,GR | Pumps-Other : TRICO (SYMBOL 57705548 REPLACES 57802310) | EA | 6 | 1 | 2 | YES | 937.77 | 1114455.2457 | SULZER | 1067567 |  | 00 | 1 |  | 2CBC |  | 01729659-05 | EGP3 SAR# 61 |  | 638.323 | SULZERL275 | 43871 | 44652 | 45362
12139 | 29200000TL | 03483 | EG1001014 | P | 57705608 | 57 | Escravos Gas Plant Spares | Mtce | 76 | 76Z | BEARING | ANTIFRICTION, | *OBS* Pumps - Parts : PUMP,GR STEEL. Additional Cross Reference: EQ: 2-P-8739A/B,2-P-8697A/B DR: CS61600504,CS61600506 (SYMBOL 57705608 REPLACES 57802371) | EA | 4 | 0 | 0 | NO | 614.1582 | 95348.06 | SULZER | 17742003081 |  | 01,21,22 | 1 |  | 2BAB |  | CS61600504,CS61600506 | EGP3 SAR# 61 |  | 320.01 |  | 41400 | 45643 |  |  |  | -1 | 1
12140 | 29200000TL | 03483 | EG1003012 | P | 57705669 | 57 | Escravos Gas Plant Spares | Mtce | 25 | 25J | GLASS: SIGHT, 1 IN. | FLARES | Pressure Relief Equipment / Flare Systems : PARENT EQUIPMENT TAG: 2-FL-4960A/A & 2-FL-4962A/B (SYMBOL 57705669 REPLACES 57801694) | EA | 2 | 0 | 0 | NO | 391.3323 | 60747 | CALLIDUS | P-1030-5A |  | 02,22 | 1 |  | 1CCC |  | DF-060163-351 | EGP 3 SAR# 32 REV 2 |  |  |  | 41434 |  | 41801
12141 | 29200000TL | 03483 | EG1004002 | P | 57705862 | 57 | Escravos Gas Plant Spares | Mtce | 14 | 14A | MODULE:DISPLAY AMETEK ANALYZER | FOR OXYGEN & COMBUSTIBLE | Analyzers & Monitors : TAG EPG AIT 0704, 0705, AIT 0871A,B,C,D, AIT 0857A,B,C,D, AIT 0859A,B, AIT 0893, AIT 0862A,B, TAG EGTL 120 AT 1060A,B, 1061A,B, 150 AT 0001A,B, 0006A,B, 160 AT 0001, 0206, 172 AT 0003, 0004, 0009, 0010, 0020, 0021, 0109, 0110, 020 | EA | 4 | 0 | 0 | NO | 5348.956 | 1591049.8329 | AMETEK | 90219VE |  | 01,02,10,22 | 1 |  |  |  | ONS-YKM-GP-CAT-IC-0001 | EGPSAR # 48 |  | WDG-IV SERIES 2000 |  | 41256 | 44753 | 43480
12142 | 29300000TL | 03483 | EG1004001 | P | 57706150 | 57 | Escravos Gas Plant Spares | Mtce | 66 | 66Z | PACKING: RING SET. | 18 IN X 15-1/4 IN ORBIT VALVE | Valve-Other : WITH ACTUATOR DIE FORMED GRAPHITE WITH CARBON FILAMENT YARN END RINGS, 1-3/4 IN ID, 2-1/2 IN OD, (7 RINGS OF EQUAL SIZE). MANUFACTURER: CAMERON VALVES & MEASUREMENTS (SYMBOL 57706150 REPLACES 57801469) | EA | 4 | 1 | 2 | YES | 2210.65 | 3421846.4332 |  | 1A-S-8027 |  | 01,22 |  |  | 3XXX |  | 672512M02 / 52 | EGP 3 SAR # 29 |  |  |  | 43770 |  | 45594
12143 | 29200000TL | 03483 | EG1002020 | P | 57706338 | 57 | Escravos Gas Plant Spares | Mtce | 87 | 87B | SEAT: VALVE | ORBIT VALVES 2 INCHES | Valve-Other : BALL STYLE, VALVE, SIZE: 2 IN X 2 IN, OUTER 3 IN OD X 2.560 IN ID X 3/4 IN THK, INNER 2.560 IN OD X 2.070 IN ID X 21/32 IN THK, MATERIAL AISI 410, STAINLESS STEEL EQUIPMENT NUMBER- 2XV-4105 001 2XV-4115 002 2XV-4125 003 2XV-4106 001 2XV | EA | 5 | 0 | 0 | NO | 319.4176 | 49589.582 | CAMERON | 1A-ED6602 |  | 01,02,22 | 1 |  | 1BBC |  | 700716M01 | EGP SAR#-28 |  |  |  | 41400
12144 | 29200000TL | 03483 | EG1002020 | P | 57706339 | 57 | Escravos Gas Plant Spares | Mtce | 54 | 54D | PACKING: RING SET. | ORBIT VALVES 2 INCHES | Valve-Other : BALL VALVE TYPE, # OF RINGS: 5 (EQUAL SIZE) MATERIAL DIE FORMED GRAPHITE WITH CARON FILAMENT YARN END RINGS, SHAPE SQUARE SIZE: 15/16 IN ID X 1.437 OD. EQUIPMENT NUMBER- 2XV-4105 001 2XV-4115 002 2XV-4125 003 2XV-4106 001 2XV-4116 00 | EA | 5 | 0 | 0 | NO | 81.9948 | 12729.694 | CAMERON | 1A-S-3829 |  | 01,02,22 | 1 |  | 1CCC |  | 700716M01 | EGP SAR#-28 |  |  |  | 41400
12145 | 29200000TL | 03483 | EG1002019 | P | 57706577 | 57 | Escravos Gas Plant Spares | Mtce | 66 | 66P | PACKING: VALVE SEAL | V-RING SET | Valve - Control : FOR FISHER POSI SEAL CONTROL VALVE SERIAL NUMBER 18292380. | EA | 1 | 1 | 3 | NO | 586.3341 | 91075.37 | FISHER CONTROLS INC. | V111699X012 |  | 01,22 | 1 | [8 empty] | 41556 | 45778 |  | -3 | 2
12146 | 29200000TL | 03483 | EG1028015 | P | 57706709 | 57 | Escravos Gas Plant Spares | Mtce | 56 | 56Z | WASHER: FOR 3/4 IN STUD, | NARROW-TYPE B PLAIN, | Fasteners / Hardware : 1.375 IN OD, 0.812 IN ID, 0.100 IN THK, HARDENED CARBON StEEL, ASTM F-436. FOR HEAT EXCHANGERDRAWING NO: ONS-KHT-DET-ME-0002 (C-907793-06-1) ONS-KHT-GP-BOM-ME-0004 (P-07793-06-1). REPLACED SYMBOL # 57801841. | EA | 10 | 0 | 0 | NO | 128.56 | 21533.8 | KOCH-HEAT TRANSFER CO. | A490120000008DU |  | 01 | 1 |  |  |  |  | 72847 |  |  |  | 41910 |  | 41969
12147 | 29200000TL | 03483 | EG1005019 | P | 57801926 | 57 | Escravos Gas Plant Spares | Mtce | 51 | 51F | BOARD: PRINTED CIRCUIT | ANALOG INPUT | Electric Components - Circuit Protection:FOR ANALYZER SYSTEM EQUIPMENT PART NO: AE/AIT-0871A/B - AE/AIT-0857A/B - AE/AIT-0859A - AE/AIT-0893 - AE/AIT-0871C/D - AE/AIT-0857C/D - AE/AIT-0859B- AE/AIT-0862A/B.(RECLASSIFIED FROM 57801926 TO 57706858) | EA | 4 | 0 | 0 | NO | 1434.4438 | 222749.2594 | AMETEK |  |  | 01,02,22 | 1 |  |  |  | ONS-YKM-GP-CAT-IC-0001 | EGPSAR # 48 |  |  |  | 40915 | 42945 | 41688
12148 | 29200000TL | 03483 | EG1003012 | P | 57803068 | 57 | Escravos Gas Plant Spares | Mtce | 66 | 66P | KIT:REPAIR | PACKING SET | Valve - Control : FISHER CONTROL VALVE. PARENT EQUIPMENT NUMBER: 2TV-0902, DUPLICATION REFER TO SYMBOL 58022696 | EA | 3 | 0 | 0 | NO | 21.2314 | 3295.9697 | FISHER |  |  | 01,22 | 1 |  |  |  |  | EGP3 SAR # 81 |  |  |  | 40915
12149 | 29200000TL | 03483 | EG1003012 | P | 57803096 | 57 | Escravos Gas Plant Spares | Mtce | 66 | 66P | GASKET | SET | Valve - Control : FISHER CONTROL VALVE PARENT EQUIPMENT NUMBER: LV-0815. Reclassified to symbol number 57706547 | EA | 1 | 0 | 0 | NO | 7.2229 | 1121.353 | FISHER |  |  | 01,22 | 1 |  | 2CBC |  |  | EGP3 SAR # 81 |  |  |  | 40915 | 41365
12150 | 29200000TL | 03483 | EG1002017 | P | 57803097 | 57 | Escravos Gas Plant Spares | Mtce | 54 | 54A | GASKET | SET | Gaskets : FISHER CONTROL VALVE PARENT EQUIPMENT NUMBER: LV-0815. Reclassified to symbol number 57706548 | EA | 3 | 0 | 0 | NO | 12.4669 | 1935.486 | FISHER |  |  | 01,22 | 1 |  | 2CBC |  |  | EGP3 SAR # 81 |  |  |  | 40915 | 41365
12151 | 29200000TL | 03483 | EG1002020 | P | 57803105 | 57 | Escravos Gas Plant Spares | Mtce | 54 | 54A | GASKET | SET | Gaskets : FISHER CONTROL VALVE PARENT EQUIPMENT NUMBGER: 2LV-0897. Reclassified to symbol number 57706549 | EA | 4 | 0 | 0 | NO | 7.8165 | 1213.519 | FISHER |  |  | 01,22 | 1 |  | 2CBC |  |  | EGP3 SAR # 81 |  |  |  | 40915
12152 | 29200000TL | 03483 | EG1002019 | P | 57803111 | 57 | Escravos Gas Plant Spares | Mtce | 54 | 54A | GASKET | SET | Gaskets : FISHER CONTROL VALVE PARENT EQUIPMENT NUMBER: 2PV-0828, DUPLICATION REFER TO SYMBOL 58018876/57706676 | EA | 16 | 0 | 0 | NO | 11.1806 | 1735.793 | FISHER |  |  | 01,22 | 1 | 1AXX | 2CBC |  |  | EGP3 SAR # 81 |  |  |  | 40915
12153 | 29200000TL | 03483 | EG1002017 | P | 57803121 | 57 | Escravos Gas Plant Spares | Mtce | 54 | 54A | GASKET | SET | Gaskets : FISHER CONTROL VALVE PARENT EQUIPMENT NUMBER: PV-0401B | EA | 14 | 0 | 0 | NO | 25.353 | 3936.0619 | FISHER |  |  | 01,22 | 1 | 1AXX | 2CBC |  |  | EGP3 SAR # 81 |  |  |  | 40915 | 42430
12154 | 29200000TL | 03483 | EG1004010 | P | 57803664 | 57 | Escravos Gas Plant Spares | Mtce | 66 | 66F | KIT | O-RING | *OBS* Valve - Brass Bronze lro : SEAL, GR BUNA-N, TOPWORX ENCLOSURE | EA | 2 | 1 | 2 | NO | 203 | 62071.31 | BETTIS | AV-B001 |  | 22 | 1 |  | 2BAB |  |  | EGP 3 SAR # 93 |  |  |  | 43286 |  | 43336
12155 | 29200000TL | 03483 | EG1040021 | P | 58000004 | 58 | EGTL Spares | Mtce | 54 | 54A | GASKET: RING JOINT | 2 IN PIPE, 900 LB | Gaskets : API R24, 304 SS, OCTAGONAL, , 172-ES-008A/B/C | EA | 53 | 0 | 0 | NO | 23.6431 | 3704.0677 | FLEXITALLIC | 2639-SPL-G-01-04 | 77800501 | 01,22 | 1 | 2BBB |  |  | DK2006-211-004 |  |  | DK2006-211 |  | 41206 | 45768 | 41909 | -10 | 1 | -3 | 1
12156 | 29300000TL | 03483 | EG1004003 | P | 58000378 | 58 | EGTL Spares | Mtce | 54 | 54D | O-RING: 2.25 IN ID 2.5 IN OD | 0.125 IN NOM WD | *OBS*GS&P-O-Rings : OIL FREE SCREW COMPRESSOR, FPM,AS568-228, EQUIPMENT:TAG 120-CS-001A-1, 120-CS-001A-2, 120-CS-001B-1, 120-CS-001B-2 | EA | 1 | 1 | 2 | YES | 68.32 | 111994.9264 | KOBELCO | BGRE-OB-0006 | BGRE-OB-0006 | 01,22 | 1 | 1AXX | 2BAB |  | M25900204 |  |  |  |  | 43770 |  | 45424
12157 | 29300000TL | 03483 | EG1004003 | P | 58000385 | 58 | EGTL Spares | Mtce | 54 | 54D | O-RING: OIL FREE SCREW | COMPRESSOR | *OBS*GS&P-O-Rings : FPM, STANDARD: EQUIPMENT TAG: 120-CS-001A-1, 120-CS-001A-2, 120-CS-001B-1, 120-CS-001B-2 | EA | 6 | 4 | 6 | YES | 100.0617 | 152993.0913 | KOBELCO | M01219126#06 | M01219126#06 | 01,22 | 1 |  | 2BAB |  | M01204543 |  |  |  |  | 43770 | 45293 | 45744 |  |  |  |  | 0 | 2
12158 | 29200000TL | 03483 | EG1004003 | P | 58000386 | 58 | EGTL Spares | Mtce | 54 | 54D | O-RING: OIL FREE SCREW | COMPRESSOR | *OBS*GS&P-O-Rings : FPM, STANDARD; EQUIPMENT TAG: 120-CS-001A-1, 120-CS-001A-2, 120-CS-001B-1, 120-CS-001B-2 | EA | 17 | 0 | 0 | NO | 8.36 | 1297.89 | KOBELCO | M01219126#05 | M01219126#05 | 01,22 | 1 | 1AXX | 2BAB |  | M01204543 |  |  |  |  | 40915 | 45295 | [5 empty] | -65 | 3
12159 | 29200000TL | 03483 | EG1004003 | P | 58000387 | 58 | EGTL Spares | Mtce | 54 | 54D | O-RING: OIL FREE SCREW | COMPRESSOR | *OBS*GS&P-O-Rings : FPM, STANDARD; EQUIPMENT TAG: 120-CS-001A-1, 120-CS-001A-2, 120-CS-001B-1, 120-CS-001B-2, | EA | 4 | 0 | 0 | NO | 8.36 | 1297.89 | KOBELCO | M01219126#04 | M01219126#04 | 01,22 | 1 | 1AXX | 2BAB |  | M01204543 |  |  |  |  | 40915 | 45295 | [5 empty] | -24 | 3
12160 | 29300000TL | 03483 | EG1004003 | P | 58000388 | 58 | EGTL Spares | Mtce | 54 | 54D | O-RING: OIL FREE SCREW | COMPRESSOR | *OBS*GS&P-O-Rings : NBR, STANDARD; EQUIPMENT TAG: 120-CS-001A-1, 120-CS-001A-2, 120-CS-001B-1, 120-CS-001B-2, | EA | 8 | 5 | 8 | YES | 25.4 | 41637.458 | KOBELCO | BGRD-OP-0020 | BGRD-OP-0020 | 01,22 | 1 | 1AXX | 2BAB |  | M01004523 |  |  |  |  | 43770 |  | 45441
12161 | 29300000TL | 03483 | EG1004003 | P | 58000389 | 58 | EGTL Spares | Mtce | 54 | 54A | GASKET: OIL-FREE SCREW | COMPRESSOR | Gaskets : NBR,ROUND, EQUIPMENT TAG: NO 120-CS-001A-1, 120-CS-001A-2, 120-CS-001B-1, 120-CS-001B-2 | EA | 1 | 0 | 1 | YES | 72.96 | 119601.1392 | KOBELCO | M01014366 | M01014366 | 01,22 | 1 | 1AXX |  |  | M01004528 |  |  |  |  | 43770 |  | 45424
12162 | 29300000TL | 03483 | EG1004003 | P | 58000390 | 58 | EGTL Spares | Mtce | 56 | 56Z | WASHER: TWO TONGUED | OIL-FREE SCREW COMPRESSOR | *OBS*Fastener-BottWa : SPCC-SD COLD ROLLED STEEL GALVANIZED, COMMERCIAL, GR STEEL, EQUIPMENT TAG: NO 120-CS-001A-1, 120-CS-001A-2, 120-CS-001B-1, 120-CS-001B-2, | EA | 4 | 1 | 2 | YES | 43.95 | 72045.9165 | KOBELCO | BWMJ-WA-010 | BWMJ-WA-010 | 01,22 | 1 | 1AXX | 2BAB |  | M01004528 |  |  |  |  | 43770 |  | 45441
12163 | 29300000TL | 03483 | EG1040012 | S | 58000692 | 58 | EGTL Spares | Mtce | 54 | 54A | GASKET: SPIRAL WOUND | DRUM, 3 IN PIPE, 300LB | Gaskets : 304 S.S INNER RING, C.S OUTER RING, GRAPHITE FILLER, 304 S.S WINDING, 4.5 MM THK-ASME300# RF, ASME, RF, RF | EA | 6 | 4 | 6 | YES | 50.6 | 77633.05 | FLEXITALLIC |  | D0563 BG002-11 | 01,22 | 1 |  |  |  | D0563-150VD013-D-04 |  |  |  |  | 43770 | 45733 | 45810 | -6 | 2 | -8 | 2
12164 | 29200000TL | 03483 | EG1003005 | P | 58000737 | 58 | EGTL Spares | Mtce | 54 | 54D | MONITOR:PROXIMITOR,0-200 RANGE | PEAK TO PEAK,120VAC 60HZ | *OBS*GS&P-Other : 3500/40M PROXIMITOR INPUT VIBRATION MONITORING CARD | EA | 14 | 0 | 0 | NO | 1596.2773 | 247885.8978 | BENTLY NEVADA | 176449-01 | 103-08 | 22 | 1 | 1BAA | 1BAA |  | 129772-01 |  |  |  |  | 41209 | 42536
12165 | 29200000TL | 03483 | EG1004012 | P | 58000747 | 58 | EGTL Spares | Mtce | 51 | 51F | FUSE | 35A, 6.35 X 32 MM | Electric Components - Circuit Protection:FULO BLO,1A,3AG,250,35A IR,CLIP ON,CERAMIC,, 181-FE-0012B, 181-FE-0012B, 3AG FOR FLARE GAS & LIQ FLOW METER | EA | 4 | 0 | 0 | NO | 7.495 | 1229.5744 | BUSSMANN | MDA-1-R - ROHS -PBF | 193-046 | 01,22 | 1 | 3CAB | 2CBC |  | 702-755 |  |  |  |  | 40914 |  | 41956
12166 | 29200000TL | 03483 | EG1004012 | P | 58000748 | 58 | EGTL Spares | Mtce | 51 | 51Z | BLOCK: TERMINAL 300 V 10A | 28-14 AWG | Electric-Other : 8 CIRCUIT,PIN TERMINAL, WIRE,10.5 L X 13H X 18.5 D,PBT BLOCK, FOR ISOLATED ANALOG OUTPUT BOARD; 181-FE-0012B, FOR FLARE GAS & LIQ FLOW METER | PC | 2 | 0 | 0 | NO | 36.0621 | 5570.2793 | WEIDMULLER INC. | 161570 | 213-198-08 | 01,22 | 1 | 3CAB |  |  | 702-755 |  |  |  |  | 40914
12167 | 29200000TL | 03483 | EG1004012 | P | 58000749 | 58 | EGTL Spares | Mtce | 51 | 51Z | BLOCK: TERMINAL 300V,15A | 22-12 AWG | Electric-Other : 4 CIRCUIT,PIN TERMINAL,WIRE,20 LG X 13 HT X 11.5 DP,THERMOPLASTIC BLOCK,:FOR TRANSDUCER CONNECTION; 181-FE-0012B, FOR FLARE GAS & LIQ FLOW METER | PK | 3 | 0 | 0 | NO | 28.75 | 4463.4375 | WIELAND | 25.602.2453.0 | 213-211-04 | 01,22 | 1 | 3CAB |  |  | 702-755 |  |  |  |  | 40914
12168 | 29200000TL | 03483 | EG1004012 | P | 58000750 | 58 | EGTL Spares | Mtce | 51 | 51Z | BLOCK: TERMINAL 300V,15A | 12-22 AWG | Electric-Other : 5 CIRCUIT,PIN TERMINAL,WIRE,25L X 113H X11.5D,THERMOPLASTIC BLOCK, FOR RS232 CONNECTION; 181-FE-0012B, FOR FLARE GAS & LIQ FLOW METER | PC | 2 | 0 | 0 | NO | 46.547 | 7225.7325 | WIELAND | 25.602.2553.0 | 213-211-05 | 01,22 | 1 | 3CAB |  |  | 702-755 |  |  |  |  | 40914
12169 | 29200000TL | 03483 | EG1004012 | P | 58000751 | 58 | EGTL Spares | Mtce | 51 | 51Z | BLOCK: TERMINAL 300 UL,15 ULA | 8 CIRCUIT,PIN TERMINAL | Electric-Other : 12-22 AWG WIRE,40 L X 12.7H X 16.8 D,CTI 600 BLOCK, FOR ISOLATED ANALOG INPUT BOARD AND FREQUENCY TOTALIZER BOARD 181-FE-0012B. FOR FLARE GAS & LIQ FLOW METER. FOR FLARE GAS & LIQ FLOW METER | PC | 2 | 0 | 0 | NO | 23.13 | 3590.9325 | RIA ELECTRONIC INC | 31049108 | 104-05 | 01,22 | 1 | 3CAB |  |  | 702-755 |  |  |  |  | 41342
12170 | 29200000TL | 03483 | EG1004012 | P | 58000752 | 58 | EGTL Spares | Mtce | 51 | 51Z | BLOCK: TERMINAL 300 UL,15 ULA | 9 CIRCUIT,PIN TERMINAL | Electric-Other : 12-22 AWG WIRE,45L X 12.7H X 16.8D,CTI 600 BLOCK, FOR ALARM BOARD 181-FE-0012B. FOR FLARE GAS & LIQ FLOW METER | PC | 2 | 0 | 0 | NO | 24.5 | 3803.625 | RIA ELECTRONIC INC | 31049109 | 104-06 | 01,22 | 1 | 3CAB |  |  | 702-755 |  |  |  |  | 41342
12171 | 29200000TL | 03483 | EG1004012 | P | 58000753 | 58 | EGTL Spares | Mtce | 51 | 51Z | HOLDER: FUSE 10A,250VAC | FLARE GAS & LIQ FLOW METER | Electric-Other : CARTRIDGE FUSE,5 X 20 OR 6.3 X 32 FUSE SIZE,SOLDER THT MOUNT, :181-FE-0012B, 181-FE-0012B | PC | 1 | 0 | 0 | NO | 2.89 | 448.6725 | SCHURTER INC. | 0031.3577 | 215-017 | 01,22 | 1 | 3CAB |  |  | 702-755 |  |  |  |  | 40914
12172 | 29200000TL | 03483 | EG1004012 | P | 58000754 | 58 | EGTL Spares | Mtce | 51 | 51F | FUSE: 10A,250V | FLARE GAS & LIQ FLOW METER | Electric Components - Circuit Protection:FUSE:CARRIER,10A,250V,BAYONET,6.3 X 32 MM, 181-FE-0012B, 181-FE-0012B | PC | 4 | 0 | 0 | NO | 160.06 | 24849.4065 | SCHURTER INC. | 0031.1666.G - ROHS - PBF | 215-018 | 01,22 | 1 | 3CAB |  |  | 702-755 |  |  |  |  | 40914 |  | 41687
12173 | 29200000TL | 03483 | EG1004012 | P | 58000755 | 58 | EGTL Spares | Mtce | 54 | 54D | PACKING: BULK | FLARE GAS & LIQ FLOW METER | Packing / Glands / Stuffing Boxes : &quot;ROPE,TEFLON SET OF 6 PIECES 181-FE-0012B&quot; | ST | 2 | 0 | 0 | NO | 115 | 17853.75 | COLLINS INSTRUMENT CO | 159-0004-285 | IM005 410-573 | 01,22 | 1 | 3CAB |  |  | 560-379 |  |  |  |  | 40914
12174 | 29200000TL | 03483 | EG1004012 | P | 58000758 | 58 | EGTL Spares | Mtce | 10 | 10D | AMPLIFIER: PRE,GAIN,20DB | WITHOUT ENCLOSURE | TELECOM EQUIPMENT : 181-FE-0012B,FOR FLARE GAS & LIQ FLOW METER | PC | 2 | 0 | 0 | NO | 475 | 73743.75 | GE SENSING | PRE868-1-20 | 104-07 | 22 | 1 | 3CAB |  |  | 702-756 |  |  |  |  | 41342
12175 | 29200000TL | 03483 | EG1004012 | P | 58000760 | 58 | EGTL Spares | Mtce | 51 | 51C | FUSE: TIME DELAY,1/4A | 100-240VAC,35A | Electric Components - Motor / Generator :CLIP ON,CERAMIC,1/4 IN DIA X 1-1/4 IN LG, VAC UNITS, 174-FE-0005,174-FE-0008, | PC | 2 | 0 | 0 | NO | 2.98 | 462.645 | BUSSMANN | MDA-1/4 | 193-039 | 01,22 | 1 | 3CAB |  |  | 702-580 |  |  |  |  | 40914
12176 | 29200000TL | 03483 | EG1004012 | P | 58000762 | 58 | EGTL Spares | Mtce | 51 | 51Z | BLOCK: TERMINAL 300 V 10A | 22-12 AWG WIRE | Electric-Other : 9 CIRCUIT,PIN TERMINAL, 45L X 13H X 11.5D,THERMOPLASTIC BLOCK, A/O + COMMS CONNECTOR, 174-FE-0005,174-FE-0008 | PC | 2 | 0 | 0 | NO | 23.75 | 3687.1875 | WIELAND | 25.602.2953.0 | 213-211-09 | 01,22 | 1 | 3CAB |  |  | 702-580 |  |  |  |  | 40914
12177 | 29200000TL | 03483 | EG1004012 | P | 58000763 | 58 | EGTL Spares | Mtce | 51 | 51Z | BLOCK: TERMINAL 300V,15A | 22-12 AWG WIRE, | Electric-Other : 12 CIRCUIT,PIN TERMINAL,60L X 13H X 11.5D,THERMOPLASTIC BLOCK, I/O CONNECTOR + OPTIONS, 174-FE-0005,174-FE-0008 | PC | 2 | 0 | 0 | NO | 23.75 | 3687.1875 | WIELAND | 25.602.3253.0 | 213-211-12 | 01,22 | 1 | 3CAB |  |  | 702-580 |  |  |  |  | 40914
12178 | 29200000TL | 03483 | EG1005006 | P | 58000764 | 58 | EGTL Spares | Mtce | 51 | 51Z | TRANSDUCER:LIQUID | FLARE GAS & LIQ FLOW METER | Electric-Other : &quot;TAG# 174-FE-0005 & 174-FE-0008 CERTIFIED FOR CL I, DIV 1, GR C&D FOR USE WITH FTPA3 OR FIPA STYLE PANADAPTAS , 1 IN STRAIGHT THREAD 0.5 MHZ OPERATING FREQUNCY (LIQUID APLLICATIONS) -40 TO 100 DEG C , BNC COAXIA&quot; | PR | 4 | 0 | 0 | NO | 1375 | 213468.75 | GE SENSING |  | T0062 BB003 | 22 | 1 | 3CAB |  |  | 530-131 |  |  |  |  | 41342
12179 | 29300000TL | 03483 | EG1004012 | P | 58000766 | 58 | EGTL Spares | Mtce | 56 | 56Z | KIT: ADHESIVE EPOXY | COUPLANT,PLASTIC BOTTLE | Fasteners / Hardware : CONSISTING OF EPOXY AND 5 NOZZLES, 174-FE-0005,174-FE-0008; 3M SCOTCH WELD EPOXY ADHESIVE; REQUIRES APPLICATOR; COMES IN 2 SIZES 1.25 OZ AND 200 ML | ST | 2 | 1 | 2 | YES | 205.37 | 94558.5091 | 3M | DP-420 | CPL-10 | 01,22 | 1 | 3CAB |  |  | 712-1122 |  |  |  |  | 43770 | 44924 | 44959
12180 | 29200000TL | 03483 | EG1003011 | P | 58000821 | 58 | EGTL Spares | Mtce | 14 | 14Z | GAUGE: PRESSURE 16000 KPA | 6 IN DIAL,1/8 IN FEMALE NPT | *OBS*Gage&Parts-Pres : CAST ALUMINUM CASE, BOTTOM, GLYCERINE FILLED, TEST | EA | 2 | 0 | 0 | NO | 266.4 | 52344.936 | WIKA INSTRUMENTS | W123XP11QGN16ML |  | 05 | 1 | 3CAC | 3CAC | [6 empty] | 40915 |  | 42253
12181 | 29300000TL | 03483 | EG1002007 | P | 58000852 | 58 | EGTL Spares | Mtce | 14 | 14Z | DETECTOR: TEMPERATURE RTD | REFRIGERATION PACKAGE | Instruments - Other & Parts : SPECIAL WIRE,SPECIAL ELEMENT,SPECIAL DIA,SPECIAL LG,SPECIAL TUBE, MOTOR RADIAL BEARING, PT-100; SEE DWG EGTL1-MUP-ELE-DD-350205, MOTOR RADIAL BEARING, PT-100; TAG135-CS-001M | EA | 3 | 5 | 8 | YES | 750 | 1082512.5 | MINCO EMBEDMENT RTD | S14405PD3S108B0 | SIEMENS | 22 | 1 | 1BAB |  |  | PG-862-0205 |  |  |  |  | 43770 |  | 46022
12182 | 29200000TL | 03483 | EG1005005 | P | 58000869 | 58 | EGTL Spares | Mtce | 14 | 14H | GAUGE: PRESSURE 0-600 PSIG | 4.5 IN DIAL,1/2 IN NPT | Pressure measuring and control Instruments : SS CASE, 316 SS TUBE, BRASS, LOWER BOTTOM,SILICONE FILLED, PART NUMBER 45-1009SW-04L XGVC4NHSG-CD1,CD4, 135-CS-001, REPLACED WITH PART NUMBER45-1009SL-04L-XC4-GV-SG-NH-CD1-0/600PSI | EA | 1 | 0 | 0 | NO | 571.9526 | 150250.8282 | ASHCROFT | 45-1009SL-04L-XC4-GV-SG-N |  | 05,22 | 1 | 1BAB | [7 empty] | 40914 | 45144 | 43407 |  |  |  |  | -2 | 1
12183 | 29300000TL | 03483 | EG1005005 | P | 58000892 | 58 | EGTL Spares | Mtce | 14 | 14H | GAUGE: PRESSURE 0-600 PSI | 4.5 IN DIAL, 1/2 IN NPT | Pressure measuring and control Instruments : &quot;316 SS CASE,316 SS TUBE,BRASS,LOWER,SILICONE FILLED, 135-PI-0248/0249/0250, 135-CS-001 M ASHCROFT -45-1009SL-04L XGVC4NHSG-CD1,CD4&quot; | EA | 1 | 0 | 1 | YES | 705 | 1168530.45 | ASHCROFT |  | SEE ADDITIONAL INFO | 05,22 | 1 | 1BAB |  |  | PG-862-2601 |  |  |  |  | 43770 |  | 45420
12184 | 29200000TL | 03483 | EG1038005 | S | 58000932 | 58 | EGTL Spares | Mtce | 51 | 51D | CABLE: UNIT, 0.75 MM2-BN-TEMP | SUBMERSIBLE GRINDER PUMP | Electric Components - Wire / Cable : KLASS&quot;F&quot; CSA-CL-1503, FOR UNITS/SPARE PARTS LOOK AT INCLUDED PARTS, SOLID WIRE, 177-PC-002A/B, 177-PC-003A/B, | EA | 1 | 0 | 0 | NO | 98.5641 | 15302.0767 | ITT WATER & WASTEWATER | 5047806 | 5047806 | 01,10,22 | 1 | 2CBC |  |  | EGTL-FLY-MEC-SR-770005 |  |  | MP 3085.172 HT 258 |  | 40914 | 43543
12185 | 29200000TL | 03483 | EG1038016 | S | 58000967 | 58 | EGTL Spares | Mtce | 66 | 66F | SEAT: VALVE | 5D MM X 14 MM VALVE,DN32,SS | Valve - Parts & Accessories :H-HL 74, , 181-PX-002A/B. FOR VENT GAS KO DRUM PUMP | PC | 8 | 0 | 0 | NO | 253.5164 | 39355.8755 | AMERICAN LEWA | 0053170802 | 011 | 01,22 | 1 | 2CAC |  |  | 254070000 |  |  |  |  | 41364
12186 | 29200000TL | 03483 | EG1038005 | S | 58000969 | 58 | EGTL Spares | Mtce | 54 | 54A | RING:SEAL,65 MM X 74D MMX 2 MM | STAINLESS STEEL | Seals : FDA, 181-PX-002A/B.FOR VENT GAS KO DRUM PUMP | EA | 24 | 0 | 0 | NO | 6.7004 | 1040.175 | AMERICAN LEWA | 0704230064 | #30 | 01,22 | 1 | 2CAC | 1BBB |  | 254070000 |  |  |  |  | 41364
12187 | 29200000TL | 03483 | EG1038001 | S | 58000970 | 58 | EGTL Spares | Mtce | 66 | 66F | DIAPHRAGM:SANDWICH | M900,400BAR,PTFE | Valve - Parts & Accessories :BD 156, 181-PX-002A/B.FOR VENT GAS KO DRUM PUMP | PC | 3 | 0 | 0 | NO | 1447.0932 | 224646.75 | AMERICAN LEWA | 1114700012 | SEE ADDITIONAL INFO | 22 | 1 | 2CAC |  |  | 1128430000 |  |  |  |  | 41364 | 45214 | [5 empty] | -1 | 1
12188 | 29200000TL | 03483 | EG1038005 | S | 58000972 | 58 | EGTL Spares | Mtce | 54 | 54D | SEAL: RADIAL | A20 MM X 32 MM X 7 MM | *OBS*GS&P-O-Rings : DIN3760,TAG; 181-PX-002A/B | PC | 2 | 0 | 0 | NO | 3.7 | 574.43 | AMERICAN LEWA | 0834570090 | 0834570090 | 01,22 | 1 | 2CAC | 2CAC |  | 1134770000 |  |  |  |  | 40914
12189 | 29200000TL | 03483 | EG1038005 | S | 58000973 | 58 | EGTL Spares | Mtce | 14 | 14C | RING:SEAL | A33 MM X 39 MM X 2 MM | Flow Measuring Instruments : DIN 7603, TAG: 181-PX-002A/B | PC | 6 | 0 | 0 | NO | 5.1 | 791.78 | AMERICAN LEWA | 0706690135 | 0706690135 | 01 | 1 | 2CAC |  |  | 1134770000 |  |  |  |  | 40914
12190 | 29200000TL | 03483 | EG1038005 | S | 58000974 | 58 | EGTL Spares | Mtce | 54 | 54D | O-RING: PUMP,165.87MM ID | 171.11MM OD,2.62MM WD | *OBS*GS&P-O-Rings : MATL, NBR-70,BS 1806, T.NR166, NA, TAG 181-PX-002A/B | PC | 4 | 0 | 0 | NO | 3.5 | 543.38 | AMERICAN LEWA | 0708250062 | 0708250062 | 01 | 1 | 2CAC | 2CAC |  | 1134770000 |  |  |  |  | 40914
12191 | 29200000TL | 03483 | EG1038006 | S | 58000977 | 58 | EGTL Spares | Mtce | 66 | 66O | KIT: SPARE PARTS,FOR DAMPER | VENT GAS KO DRUM PUMP | Valve - Check : CONTAINS BLADDER,O-RINGS,OUTER SEAL,INNER SEAL,BUTTON, TAG; 181-PX-002A/B, 181-VD-003A/B, 004A/B | PC | 1 | 0 | 0 | NO | 540 | 83835 | FLOWGUARD | SK/FG-50-NBR |  | 01 | 1 | 2CAC | [7 empty] | 40915
12192 | 29200000TL | 03483 | EG1003010 | P | 58001119 | 58 | EGTL Spares | Mtce | 50 | 50Z | BEARING: BALL ANTI-FRICTION | 35 MM ID, 80 MM OD, 21 MM WD | Bearings & Accessories - All :SINGLE ROW, 3 SERIES, 6, 6 - 20µM, CAST IRON CAGE, F80 H=21, SUJ2, 105-PX-003B, 105-PX-004A, 105-PX-004B, 130-PX-110A, 130-PX-110B, 130-PX-210A, 130-PX-210B, 105-PX-003A | PC | 1 | 0 | 0 | NO | 411.37 | 148093.2 | KOSAKA LAB |  | 540 | 01,21,22 | 1 | 1BAB |  |  | GHS034884A/B |  |  |  |  | 40914 | 44578 | 43815
12193 | 29200000TL | 03483 | EG1005005 | P | 58001181 | 58 | EGTL Spares | Mtce | 52 | 53A | CUTOUT: THERMAL 50 / 195 DEG | 250V COMPRESSOR PACKAGE | Fittings - Pipe - Carbon Steel :GLTUR 303, GTLU303, 50-195, 105-HE-002, 130-HE-201 , 105-HE-001, 130-HE-101 | PC | 2 | 0 | 0 | NO | 254.0173 | 39433.6459 | ELTRON | 129383 | 129383 | 00 | 1 | 2CAC |  |  | DS9-249-20535 |  |  |  |  | 40914 | 41833
12194 | 29200000TL | 03483 | EG1038002 | P | 58001340 | 58 | EGTL Spares | Mtce | 65 | 65A | DRILL: TWIST MORSE TAPER | 34 MM, 339 MM LG, 190 MM | Tools - Hand / Power :FLUTE LG, 4 FLUTES, 34 MM MORSE TAPER SHANK, CARBIDE HSS | EA | 1 | 0 | 0 | NO | 87.0248 | 13515.38 | SOMTA | 2043400 | 2043400 | 01 | 1 | 2CAC | [7 empty] | 40915 | 44848 | 41429
12195 | 29200000TL | 03483 | EG1038002 | P | 58001341 | 58 | EGTL Spares | Mtce | 65 | 65A | DRILL: TWIST MORSE TAPER | 36 MM, 344 MM LG, 195 MM | Tools - Hand / Power :FLUTE LG, FLUTES,6 MM MORSE TAPER SHANK,ARBIDE HSS | EA | 1 | 0 | 0 | NO | 95.0817 | 14766.775 | SOMTA | 2043600 | 2043600 | 01 | 1 | 2CAC | [7 empty] | 40915 | 44848 | 41429
12196 | 29200000TL | 03483 | EG1038008 | S | 58001342 | 58 | EGTL Spares | Mtce | 65 | 65A | DRILL: TWIST MORSE TAPER | 38 MM, 349 MM LG, 200 MM | Tools - Hand / Power :FLUTE LG, 4 FLUTES, 38 MM MORSE TAPER SHANK, CARBIDE HSS | EA | 4 | 0 | 0 | NO | 115.5039 | 17938.35 | SOMTA | 2043800 | 2043800 | 01 | 1 | 2CAC | [7 empty] | 40915 | 44848 | 41429
12197 | 29200000TL | 03483 | EG1029006 | P | 58001344 | 58 | EGTL Spares | Mtce | 65 | 65A | DRILL: TWIST MORSE TAPER | 42 MM, 354 MM LG, 205 MM | Tools - Hand / Power :FLUTE LG, 4 FLUTES, 42 MM MORSE TAPER SHANK, CARBIDE HSS | EA | 4 | 0 | 0 | NO | 139.6597 | 21690.21 | SOMTA | 2044200 | 2044200 | 01 | 1 | 2CAC | [7 empty] | 40915 | 44867 | 41429
12198 | 29300000TL | 03483 | EG1038008 | S | 58001348 | 58 | EGTL Spares | Mtce | 65 | 65A | DRILL: TWIST MORSE TAPER | 50 MM, 369 MM LG, 220 MM | Tools - Hand / Power :FLUTE LG, 4 FLUTES, 50 MM MORSE TAPER SHANK, CARBIDE HSS | EA | 2 | 1 | 2 | YES | 907.8518 | 750975 | SOMTA | 2045000 | 2045000 | 01 | 1 | 2CAC | [7 empty] | 43770 |  | 45200
12199 | 29200000TL | 03483 | EG1029006 | P | 58001360 | 58 | EGTL Spares | Mtce | 65 | 65A | TAP SET: THREADING SHORT HAND | M24 DIA, 130 MM LG | Tools - Hand / Power :3 TPI, HSS, 3 PIECE | EA | 21 | 0 | 0 | NO | 127.5377 | 19807.2975 | SOMTA | 5012400 | 5012400 | 01 | 1 | 2CAC | [7 empty] | 40915 | 42027 | 41424
12200 | 29300000TL | 03483 | EG1004017 | P | 58001480 | 58 | EGTL Spares | Mtce | 65 | 65A | PLIER: EXTERNAL CIRCLIP | STRAIGHT, 19 MM - 60 MM | Tools - Hand / Power : | EA | 1 | 0 | 1 | YES | 45 | 66730.95 | GEDORE | 6701540 |  | 00 | 1 | 2CAC | 1BBB | [5 empty] | BENL1493 | 43770 | 45493 | 45371 |  |  | -2 | 2
12201 | 29200000TL | 03483 | EG1004021 | P | 58001510 | 58 | EGTL Spares | Mtce | 65 | 65A | SCREWDRIVER:ELECTRONIC,195 MM | SLOTTED TIP,NO 171 IS 3 | Tools - Hand / Power :FLAT FOR SLOTTED HEAD SCORES , FOR WORKSHOP TOOLS & EQUIP | EA | 13 | 0 | 0 | NO | 9.8 | 1521.45 | GEDORE | 1845039 |  | 01 | 1 | 2CAC | [7 empty] | 40915 | 45920 |  | -5 | 1
12202 | 29300000TL | 03483 | EG1038008 | S | 58001658 | 58 | EGTL Spares | Mtce | 73 | 73A | PLUG:SHEET,1-1/8 IN | SA105 | *OBS*HEAT TRANS-PART : 1600-2610 H/J01, 172-EA-006, 1600-2610 H/J01, 172-EA-006. FOR AIRCOOLERS | EA | 50 | 28 | 40 | YES | 49.52 | 71474.1968 | BTT | 1600-2610 H/J01 |  | 01,22 | 1 | 2BAB |  |  | 1600 D/E01 2000 |  |  | AALL AMERICAN FASTENERS |  | 43770 | 45369 | 45335 |  |  | -26 | 1
12203 | 29200000TL | 03483 | EG1004005 | P | 58002126 | 58 | EGTL Spares | Mtce | 14 | 14Z | GAUGE:PRESSURE,0-1000PSI RANGE | 2-1/2 IN DIAL,1/4 IN,304 SS | *OBS*Gage&Parts-Pres : CASE,CU ALLOY TUBE,BRASS,BOTTOM,STEM MOUNT,GLYCERINE FILLED, DIAPHRAM, ITEM 7B, 5.0 M2 ZWAG FILTER | EA | 1 | 0 | 0 | NO | 191 | 29652.75 | HYDRO AIR |  | 5290066 | 05,22 | 1 | 2BAB | 2BAB |  | 601-683 |  |  |  |  | 40914
12204 | 29200000TL | 03483 | EG1029011 | S | 58002201 | 58 | EGTL Spares | Mtce | 33 | 33Z | SLEEVE:VACUUM,FOAM | FOR DAYTON 4YE68 | Janitorial Equipment & Supplies : | EA | 6 | 3 | 6 | NO | 8.53 | 1324.28 | DAYTON | 5X879 |  | 01 | 1 | 2CAC | [7 empty] | 40915
12205 | 29200000TL | 03483 | EG1029011 | S | 58002202 | 58 | EGTL Spares | Mtce | 33 | 33Z | FILTER:BACK PACK VACUUM | WORKSHOP TOOLS & EQUIPMENT | Janitorial Equipment & Supplies : | EA | 5 | 0 | 0 | NO | 5.53 | 858.5325 | DAYTON | 4TR17 |  | 01 | 1 | 2CAC | [7 empty] | 40915
12206 | 29200000TL | 03483 | EG1029003 | S | 58002205 | 58 | EGTL Spares | Mtce | 72 | 72Z | KIT:HEPA CARTRIDGE FILTER | FOR 4TR09 | *OBS*Filtration-Elem : WORKSHOP TOOLS & EQUIPMENT | EA | 5 | 0 | 0 | NO | 58.5 | 9082.13 | DAYTON | 1UG88 |  | 01 | 1 | 2CAC | 2CAC | [6 empty] | 40915
12207 | 29200000TL | 03483 | EG1029003 | S | 58002206 | 58 | EGTL Spares | Mtce | 72 | 72Z | FILTER:BACK PACK VACUUM | CLOTH ELEMENT | *OBS*Filtration-Elem : | EA | 3 | 0 | 0 | NO | 42.63 | 6618.31 | DAYTON | 4TR18 |  | 01 | 1 | 2CAC | 2CAC | [6 empty] | 40915
12208 | 29200000TL | 03483 | EG1004001 | P | 58002240 | 58 | EGTL Spares | Mtce | 14 | 14Z | MODULE:FIELDBUS DIAGNOSTIC | FIELD BUS PROTOCOL INPUT | FIELD BUS PROTOCOL OUTPUT,24VDC POWER,MTL RELCOM INC, INSTALLS ON F800 POWER SUPPLY CARRIER. MONITORS HEALTH OF FIELDBUS SEGMENTS AND COMMUNICATE OVER FF H1 SEGMENT. PROVIDES EARL | EA | 12 | 0 | 0 | NO | 589.5083 | 91491.6918 | MTL | F809F |  | 01,22 | 1 | 2AAC | 1CCC |  | ETSW05221-RIB1-1-001-1 |  |  |  |  | 41259
12209 | 29200000TL | 03483 | EG1001002 | P | 58002248 | 58 | EGTL Spares | Mtce | 14 | 14Z | MODULE:BUS INTERFACE MASTER | BUS INPUT,BUS OUTPUT | 24VDC POWER,FOR CENTUM CS3000 | EA | 6 | 0 | 0 | NO | 589.6751 | 91517.5737 | YOKOGAWA | CSL//SB301 | 25900/1484 | 01,22 | 1 | 2AAC | 1CCC |  | ETSW05221-RIB1-1-001-1 |  |  |  |  | 41259
12210 | 29200000TL | 03483 | EG1004015 | P | 58002282 | 58 | EGTL Spares | Mtce | 11 | 11Z | MODULE:PROCESSOR, SCP 451 | FORSSC50D, STYLE S1, SUFFIX 11 | Computer Hardware - Peripherals : MODEL/PART NUMBER SCP 451-E1, SUFFIX 11, STYLE S1, MAC ADDRESS 1-0000648EACC & 1-0000648EACD. | EA | 4 | 0 | 0 | NO | 2424 | 376326 | YOKOGAWA | SCP451-E1 |  | 01 | [9 empty] | 41395
12211 | 29200000TL | 03483 | EG1005001 | P | 58002291 | 58 | EGTL Spares | Mtce | 66 | 66F | UNIT:SAFETY NODE | DUAL-REDUNDANT POWER SUPPLY | Valve - Parts & Accessories :&quot;110VAC,I S A STANDARD G3 AND TEMPERATURE (-20 TO 70F),ESB BUS 19 IN RACK MOUNTABLE. FOR SIS & FGS&quot; | EA | 6 | 0 | 0 | NO | 2893.6771 | 449098.68 | YOKOGAWA | SNB10D-213/CU2N | 7506255 | 01,10,22 | 1 |  |  |  | ETSW05221-RIB1-1-101-1 |  |  |  |  | 41257
12212 | 29200000TL | 03483 | EG1029011 | P | 58002295 | 58 | EGTL Spares | Mtce | 66 | 66R | RING:SEAL,1 1/2 IN GLOBE VALVE | BLOWDOWN VALVE | Valve - Globe : FLEXIBLE GRAPHITE, SP-20-108, SP-20-208, SP-20-108, SP-20-208.1.838 OD X 1.630 ID X 0.190 TK | EA | 80 | 0 | 0 | NO | 86.4736 | 14199.4658 | FLOWSERVE | 00485765 | FAFM4748723 | 01,22 | 1 | 2BBB |  |  | 07-45189-02 |  |  |  |  | 41334 |  | 41862
12213 | 29200000TL | 03483 | EG1001014 | P | 58002335 | 58 | EGTL Spares | Mtce | 66 | 66F | SEAT: VALVE BALL,6 IN 150-600 | 6 IN 150-600 IN,17-4 SS, AISI | Valve - Parts & Accessories :XDAL02 | EA | 1 | 0 | 0 | NO | 1339.4368 | 207947.56 | CAMERON | 1A-PE6603 | 1A-PE6603 | 01,22 | 1 | 1BBB |  |  | 960091M04 |  |  |  |  | 40915
12214 | 29200000TL | 03483 | EG1002020 | P | 58002365 | 58 | EGTL Spares | Mtce | 66 | 66A | STEM:VALVE,BALL,1-1/2 IN & 2IN | 150-600 VALVE,15/16 IN DIA | Valve-Ball : &quot;11-3/4 IN LG,ASTM A-638 GR 360 SS, XDAL02,XBALAH EGTL1-CAM-PIP-GA-00901, CAMERON - 1A-EE569307&quot; | EA | 1 | 0 | 0 | NO | 902.7504 | 140152 | CAMERON | 1A-EE569307 | 1A-EE569307 | 22 | 1 | 2BBC |  |  | 965027M01 |  |  |  |  | 40915
12215 | 29200000TL | 03483 | EG1002020 | P | 58002367 | 58 | EGTL Spares | Mtce | 66 | 66A | CORE:VALVE,2 IN X 3 IN 300LB | FORGED STL AISI 1030 | Valve-Ball : XDAL02,XBALAH, EGTL1-CAM-PIP-GA-009010, CAMERON - 1A-EE589300 | EA | 1 | 0 | 0 | NO | 1049.2882 | 162902 | CAMERON | 1A-EE589300 | 1A-EE589300 | 22 | 1 | 2BBC |  |  | 965027M01 |  |  |  |  | 40915
12216 | 29200000TL | 03483 | EG1002020 | P | 58002369 | 58 | EGTL Spares | Mtce | 66 | 66A | NUT:DRIVE,1.250 IN DIA | 5/8 - 7,ASTM A-439,ASTM A-439 | Valve-Ball : GR TYPE D-2, XBALAG, XDAL02,XBALAH, EGTL1-CAM-PIP-GA-009010, CAMERON - 1A-ZH559300 | EA | 1 | 0 | 0 | NO | 252.9919 | 39277 | CAMERON | 1A-ZH559300 | 1A-ZH559300 | 01,21,22 | 1 | 2BBC |  |  | 965027M01 |  |  |  |  | 40915
12217 | 29200000TL | 03483 | EG1038004 | S | 58002394 | 58 | EGTL Spares | Mtce | 51 | 51Z | SHAFT: ROPE GUIDE | STEEL, 2000 KG | Electric-Other : PART OF HOIST ROPE DRUM | EA | 2 | 0 | 0 | NO | 156.1946 | 45145.585 | KONECRANES | 52295757 |  | 22 | 4 | 2CBC |  |  | EGTL1-KCL-MEC-OM-451601 |  |  |  |  | 40914 | 45917 | 42622 | -1 | 1
12218 | 29200000TL | 03483 | EG1040012 | S | 58002463 | 58 | EGTL Spares | Mtce | 56 | 56Z | GASKET: SPIRAL WOUND | DRUM-2 IN PIPE,600 LB,316 SS | *OBS*Fastener-Stud B : "INNER RING,316 SS OUTER RING,GRAPHITE FILLER,NONE WINDING,4.5MM THK, ASME, HOOP, FILLER, INNER RING, OUTER RING TYPE: RF MATERIAL: GRAPHITE 316 SS THICKNESS: 4.5 MM DRAWING NO D0578" | EA | 75 | 0 | 0 | NO | 9.008 | 1398.3182 | FLEXITALLIC |  | 104943190721 | 01,22 | 1 | 1BBA | 1BBA |  | D0578-160VR001-D04 |  |  |  |  | 41344 | 46011 | 41823 | -4 | 1 | -11 | 3
12219 | 29300000TL | 03483 | EG1039014 | P | 58002468 | 58 | EGTL Spares | Mtce | 56 | 56Z | GASKET: SPIRAL WOUND | DRUM-10 IN PIPE,300 LB,316 SS | *OBS*Fastener-Stud B : "INNER RING,316 SS OUTER RING,GRAPHITE FILLER,NONE WINDING,4.5MM THK, ASME, HOOP, FILLER, INNER RING, OUTER RING DRAWING NO D0578-160VR002-D-05 TYPE: RF MATERIAL: GRAPHITE 316 SS" | EA | 7 | 4 | 7 | YES | 82.35 | 126345.4875 | FLEXITALLIC |  | 104943202521 | 01,22 | 1 | 1BBA | 1BBA |  | D0578-160VR002-D05 |  |  |  |  | 43770 |  | 45810
12220 | 29200000TL | 03483 | EG1003010 | P | 58002478 | 58 | EGTL Spares | Mtce | 11 | 11Z | BATTERY: DRY CELL, LITHIUM | 3VVDC,0.68 IN (DIA) X 1.38 IN | Computer Hardware - Peripherals : (TALL),WIRE LEADS CONNECTOR TERMINALS, CONTROL LOGIX, DETEREMINE, BA01. FOR PSA PACKAGE 160 XP001 | PC | 3 | 0 | 0 | NO | 108.3433 | 29990.8333 | ROCKWELL AUTOMATION | 1756-BA1 | 1756-BA1 | 22 | 1 | 1AAC | [7 empty] | 40915 | 44337 | 42490
12221 | 29200000TL | 03483 | EG1003009 | P | 58002480 | 58 | EGTL Spares | Mtce | 12 | 12F | DRIVE: DISK, FLASH CARD | 64 MEGABYTE CAPACITY | *OBS*SOFTWARE - NON : ONLY ROCKWELL COMPATIBLE, ASET OF 2, WITH PSA APPLICATION SOFTWARE | PC | 1 | 0 | 0 | NO | 2469.1506 | 383335.63 | ROCKWELL AUTOMATION | 1784-CF64 | 1784-CF64 | 01,22 | 1 | 3CDC | 2BAB | [6 empty] | 40915
12222 | 29200000TL | 03483 | EG1003009 | P | 58002482 | 58 | EGTL Spares | Mtce | 11 | 11Z | CABLE: FIBER OPTIC | 1757-SRC,RED JACKET,3M | Computer Hardware - Peripherals : CONTROL LOGIX, CONTROLLER | PC | 4 | 0 | 0 | NO | 483.8653 | 131186.265 | ROCKWELL AUTOMATION | 1757-SRC3 | 1757-SRC3 | 01,10,22 | 1 | 1AXX | 1AXX |  | JZC 7410 |  |  |  |  | 40915 |  | 43473
12223 | 29200000TL | 03483 | EG1002010 | P | 58002577 | 58 | EGTL Spares | Mtce | 14 | 14C | AMPLIFIER:DUAL CHANNEL PRE-AMP | LIQUID AND GAS TURBINES METERS | Flow Measuring Instruments : 10-30VDC INPUT,POWERED PULSE OUTPUT 0 TO 5 KHZ AMPLITUDE 0 TO 5V / VARIABLE VOLTAGE OUTPUT 0 TO 5 KHZ AMPLITUDE 0 TO SUPPLY VOLTAGE OUTPUT,10-30VDC,POWERED PULSE OUTPUT 20MA/ VARIABLE VOLTAGE OUTPUT 70MAAMODEL NO: MRT97-M | PC | 1 | 0 | 0 | NO | 674.28 | 176090.6526 | DANIEL | 230-00-300-10 | 230-00-300-10 | 01,10,22 | 1 | 2AAC |  |  | CP200974-10 |  |  | MRT97-M |  | 40914 | 44613 | 43426
12224 | 29300000TL | 03483 | EG1003005 | P | 58002583 | 58 | EGTL Spares | Mtce | 51 | 51C | TRANSFORMER: IGNITION 20 MA | SUPPORTED STACK WITH FLARE TIP | Electric Components - Motor / Generator :"120 VOLTS,6000 VOLTS FFGCRK-101DONGAN - A06-SA6" | EA | 1 | 0 | 1 | YES | 195 | 70297.5 | DONGAN | AO6-SA6 | AO6-SA6 | 01,10,22 | 1 | 1AXX |  |  | DF-061021-350 |  |  | IGNITION RACK |  | 43770 |  | 43844
12225 | 29200000TL | 03483 | EG1003012 | P | 58002585 | 58 | EGTL Spares | Mtce | 87 | 87B | PLUG: SPARK | SPARK CRK-101, | *OBS*Engines - Other : &quot;CHAMPION - W89D, FFG SUPPORTED STACK WITH FLARE TI&quot; | EA | 4 | 2 | 4 | NO | 83.0053 | 12885.75 | CHAMPION | W-89D | 12A9057X022 | 01,22 | 1 |  | 2BAB |  | DF-061021-350 |  |  | IGNITION RACK |  | 41346
12226 | 29200000TL | 03483 | EG1003012 | P | 58002588 | 58 | EGTL Spares | Mtce | 87 | 87B | LIGHT:PANEL PILOT 24 V DC LED | SUPPORTED STACK WITH FLARE TIP | *OBS*Machinery-Misc- : "0.6W,RED,CRK-101 KILLARK - G0B3-R23C-N34 LED" | EA | 2 | 1 | 2 | NO | 247.0101 | 51939.85 | KILLARK | GOB3-R23C N34 | GOB3-R23 N34 | 01,10,22 | 1 | 1AXX | 1AXX |  | DF-061021-350 |  |  | IGNITION RACK |  | 40915 |  | 43017
12227 | 29200000TL | 03483 | EG1002001 | P | 58002590 | 58 | EGTL Spares | Mtce | 11 | 11Z | CONTROLLER:OBSTRUCTION LIGHTS | STACK WITH FLARE TIP | Computer Hardware - Peripherals : &quot;CONTROLS UP TO 9 ORGA MEDIUM INTENSITY OBSTRUCTION LIGHTS RANGE,100-240VAC 50-60HZ, CIP 100 BOX, DIMENSIONS (L X W X H) 405 MM X 120 MM X 315 MM NOMINAL POWER CONSUMPTION: 5W NOMINAL OPERATING TEMP. RANGE: -55°C TO | EA | 3 | 0 | 0 | NO | 2763.052 | 428955.9286 | ORGA | CIP-100 | CIP-100 | 01,11,22 | 1 | 3XAC |  |  | DF-061021-331 |  |  | BTZ-US-42C |  | 40914
12228 | 29200000TL | 03483 | EG1030007 | S | 58002599 | 58 | EGTL Spares | Mtce | 51 | 51Z | RESISTOR:WIREWOUND,250K OHM | 0.10W,SOLDER LEADS,0.005 | Electric-Other : WORKSHOP TOOL & EQUIP | EA | 100 | 0 | 0 | NO | 6.45 | 1001.36 | RIEDON | SM-4 |  | 00 | 1 | 2CAC | [7 empty] | 40915
12229 | 29300000TL | 03483 | EG1029011 | P | 58002615 | 58 | EGTL Spares | Mtce | 65 | 65A | SCRIBER:MACHINIST | WORKSHOP TOOLS & EQUIPMENT | Tools - Hand / Power : | EA | 2 | 1 | 2 | YES | 25 | 39867.5 | WESTWARD | 4KY26 |  | 00 |  | 2CAC | 2BBB | [6 empty] | 43770 | 45741 | 45769 | -3 | 1
12230 | 29200000TL | 03483 | EG1040021 | P | 58002620 | 58 | EGTL Spares | Mtce | 65 | 65A | HOOK: PACKING FLEXIBLE | 7-1/2 IN LG | Tools - Hand / Power :GLAND, EXTRACTOR, SMALL, 8 -10 MM PACKING (WORKSHOP TOOL & EQUIP) | EA | 5 | 0 | 0 | NO | 30.34 | 4990.93 | INDUSTRAILPACKING.COM | SIZE 1 |  | 01 |  | 2CAC | [7 empty] | 40915 |  | 41969
12231 | 29200000TL | 03483 | EG1040021 | P | 58002621 | 58 | EGTL Spares | Mtce | 65 | 65A | HOOK: PACKING FLEXIBLE | 8-1/2 IN LG | Tools - Hand / Power :GLAND, EXTRACTOR,SMALL, 10 - 12 MM PACKING (WORKSHOP TOOL & EQUIP) | EA | 5 | 0 | 0 | NO | 35.69 | 5871.005 | INDUSTRAILPACKING.COM | SIZE 2 |  | 01 |  | 2CAC | [7 empty] | 40915 |  | 41969
12232 | 29200000TL | 03483 | EG1040007 | S | 58002622 | 58 | EGTL Spares | Mtce | 65 | 65A | SET:GLAND EXTRACTOR HOOK | 7 1/2 IN TO 11 IN | Tools - Hand / Power :WORKSHOP TOOL & EQUIP | ST | 5 | 0 | 0 | NO | 140.4 | 23095.8 | INDUSTRAILPACKING.COM | TS-A |  | 00 |  | 2CAC | [7 empty] | 40915 |  | 41969
12233 | 29200000TL | 03483 | EG1039009 | S | 58002623 | 58 | EGTL Spares | Mtce | 65 | 65A | SET:GLAND EXTRACTOR HOOK | 7 1/2 IN TO 14 1/2 IN | Tools - Hand / Power :WORKSHOP TOOL & EQUIP | ST | 5 | 0 | 0 | NO | 230.13 | 37856.385 | INDUSTRAILPACKING.COM | TS-B |  | 00 |  | 2CAC | [7 empty] | 40915 |  | 41969
12234 | 29200000TL | 03483 | EG1038015 | S | 58002685 | 58 | EGTL Spares | Mtce | 66 | 66A | VALVE:BALL 1/2 IN,150 LBS,NPTF | FE & MAG. LEVEL GAUGE | Valve-Ball : 316 SS BODY, 316 SS,1/2 IN NPT_F PORT, BALLVALVE,LEVER OPERATED,150 LB AT 73 DEG F,TEFLON PACKING,1-WAY, 110-FE-2962, 110-FE-2005 | EA | 2 | 2 | 4 | NO | 46.7459 | 7253.8 | ARNDT | A56 | A56 | 02,22 | 1 | 2CBC |  |  | SEE ITEM NOTE |  |  |  |  | 40914 | 43892
12235 | 29200000TL | 03483 | EG1001001 | P | 58002697 | 58 | EGTL Spares | Mtce | 14 | 14I | TRANSMITTER:TEMPERATURE 4-20MA | OUTPUT, 10-30V SUPPLY | Temperature and heat measuring instruments : Model number : 644HAI1 , Head mount transmitter, Hart Protocol Supply : 12-42.4 VDCOutput : 4-20 mA | EA | 1 | 0 | 0 | NO | 915.6867 | 242254.0667 | ROUSEMOUNT | 644HAI1 |  | 07, 01A | 1 | 2AAC | [7 empty] | 40915 | 45356 | 42247 |  |  | -2 | 1
12236 | 29300000TL | 03483 | EG1001012 | P | 58002701 | 58 | EGTL Spares | Mtce | 14 | 14H | GAUGE: PRESSURE 0-25 BAR RANGE | TC & PRESSURE GAUGES | Pressure measuring and control Instruments : OEM WIKA PART NUMBER 232.50.100 OR ASHCROFT PART NUMBER 100-T6500-04L-X6B-0/25BAR. 100 MM DIAL,1/2 IN NPT, 304 SS CASE,316L SS TUBE,316L SS,BOTTOM,DIRECT MOUNT,NON FILLED, 232.50.100, BOURDON TUBE, PROCESS CONN | EA | 2 | 1 | 2 | YES | 241.83 | 396426.3034 | WIKA OR ASHCROFT | 100-T6500-04L-X6B-0/25BAR |  | 05,22 | 1 | 2AAC |  |  | 4500797905GA01/07/PC |  |  | 232.50.100 | FENL117 | 43770 | 45423 | 45425 |  |  | -4 | 1 | -2 | 1
12237 | 29200000TL | 03483 | EG1005004 | P | 58002713 | 58 | EGTL Spares | Mtce | 11 | 11Z | MODULE:SAFETY 16 CH DIGITAL | INPUT,24VDC INPUT,24VDC POWER | Computer Hardware - Peripherals : FOR SCS, COMPOSITE, RIB 2 ESD (FOR UNIT 10 ASU DCS/ESD) | EA | 5 | 0 | 0 | NO | 1164.685 | 180759.11 | YOKOGAWA | SDV144-S13-D4A00 | SDV144-S13 | 01,22 | 1 | 2AAC |  |  | C02-401-05 |  |  |  |  | 40915 | 43725
12238 | 29200000TL | 03483 | EG1005005 | P | 58002714 | 58 | EGTL Spares | Mtce | 11 | 11Z | MODULE:SAFETY 8 CH DIGITAL | OUTPUT,24VDC OUTPUT,24VDC | Computer Hardware - Peripherals : POWER, FOR SCS, COMPOSITE, RIB 2 ESD (FOR UNIT 10 ASU DCS/ESD) | EA | 5 | 0 | 0 | NO | 1204.6882 | 186967.61 | YOKOGAWA | SDV531-S23-D4A00 | SDV531-S23 | 01,22 | 1 | 2AAC |  |  | C02-401-05 |  |  |  |  | 40915
12239 | 29200000TL | 03483 | EG1005005 | P | 58002715 | 58 | EGTL Spares | Mtce | 11 | 11Z | MODULE:SAFETY 16 CH ANALOG | INPUT, 1 TO 5V/1 TO 10V INPUT | Computer Hardware - Peripherals : 24VDC POWER, FOR SCS, COMPOSITE, RIB 2 ESD (FOR UNIT 10 ASU DCS/ESD) | EA | 2 | 0 | 0 | NO | 2141.241 | 332320.6 | YOKOGAWA | SAV144-S33 | SAV144-S33 | 01,22 | 1 | 2AAC |  |  | C02-401-05 |  |  |  |  | 40915
12240 | 29200000TL | 03483 | EG1001011 | P | 58002738 | 58 | EGTL Spares | Mtce | 56 | 56Z | HINGE:BOX TO COVER,STL | JUNCTION BOXES/ANALYSERS | Fasteners / Hardware : GE APO SET, TYPE A, GE APO SET, TYPE A | EA | 8 | 0 | 0 | NO | 24.022 | 3729.41 | PARMLEY GRAHAM | 852000 | 852000 | 22 | 1 | 3BBC |  |  | IOM INDEX |  |  |  |  | 40915 | 41550
12241 | 29200000TL | 03483 | EG1001011 | P | 58002742 | 58 | EGTL Spares | Mtce | 51 | 51D | PLATE:END,2.8 MM, GREY PLASTIC | JUNCTION BOXES/ANALYSERS | Electric Components - Wire / Cable : FOR TERMINAL | EA | 3 | 5 | 10 | NO | 0.4 | 62.1 | ENTRELEC | FEM6:2 | FEM6:2 | 22 | 1 | 3BBC |  |  | IOM INDEX |  |  |  |  | 40915 | 43319
12242 | 29200000TL | 03483 | EG1001011 | P | 58002744 | 58 | EGTL Spares | Mtce | 51 | 51Z | MATERIAL:MARKER CARD,WHITE | POLYAMIDE 6, 6.5 MM X 10 MM, | Electric-Other : SHEET, FOR TERMINALS MARKED 1-10 X 10 HORIZONTAL PLASTIC, SHEET, - (JUNCTION BOXES/ANALYSERS) | EA | 1 | 0 | 0 | NO | 15.1476 | 2765.96 | ENTRELEC | RC510/1-10:2 | RC510/1-10:2 | 22 | 1 | 3BBC |  |  | IOM INDEX |  |  |  |  | 40915 | 43388 | 42103
12243 | 29200000TL | 03483 | EG1001011 | P | 58002745 | 58 | EGTL Spares | Mtce | 51 | 51Z | MATERIAL:MARKER CARD,WHITE | POLYAMIDE 6, 6.5 MM X 10 MM, | Electric-Other : &quot;SHEET FOR TERMINALS MARKED 11-20 X 10 HORIZONTAL PLASTIC, - (JUNCTION BOXES/ANALYSERS)&quot; | EA | 2 | 0 | 0 | NO | 15.1476 | 2765.96 | ENTRELEC | RC510/11-20:2 | RC510/11-20:2 | 22 | 1 | 3BBC |  |  | IOM INDEX |  |  |  |  | 40915 | 41856 | 42103
12244 | 29200000TL | 03483 | EG1001011 | P | 58002746 | 58 | EGTL Spares | Mtce | 51 | 51Z | MATERIAL:MARKER CARD,WHITE | POLYAMIDE 6, 6.5 MM X 10 MM, | Electric-Other : &quot;SHEET FOR TERMINALS MARKED 21-30 X 10 HORIZONTAL PLASTIC, - (JUNCTION BOXES/ANALYSERS)&quot; | EA | 2 | 0 | 0 | NO | 15.1476 | 2765.96 | ENTRELEC | RC510/21-30:2 | RC510/21-30:2 | 22 | 1 | 3BBC |  |  | IOM INDEX |  |  |  |  | 40915 | 41856 | 42103
12245 | 29300000TL | 03483 | EG1001011 | P | 58002747 | 58 | EGTL Spares | Mtce | 51 | 51D | MATERIAL:MARKER CARD,WHITE | POLYAMIDE 6, 6.5 MM X 10 MM, | Electric Components - Wire / Cable : &quot;SHEET FOR TERMINALS MARKED SCR X 100 HORIZONTAL PLASTIC, - (JUNCTION BOXES/ANALYSERS)&quot; | EA | 1 | 0 | 1 | YES | 79.1 | 126140.77 | ENTRELEC | RC510/SCR:2 | RC510/SCR:2 | 22 | 1 | 3BBC |  |  | IOM INDEX |  |  |  |  | 43770 |  | 45776
12246 | 29200000TL | 03483 | EG1001011 | P | 58002748 | 58 | EGTL Spares | Mtce | 66 | 66S | VALVE: SOLENOID G 1/8 IN PIPE | 3.2 MM ORIFICE, 24VDC/48VAC | Valve - On/Off, solenoid, actuated :ZINC ALLOY BODY, 3-WAY, 2-POSITION, 8 BAR, G1/8 IN, NC, 24VDC, IP65 ENCLOSURE, ASSY, 110-CAI-102/20 - (JUNCTION BOXES/ANALYSERS) | EA | 3 | 0 | 0 | NO | 381.4067 | 59207.2733 | CROMWELL | KVE 111 43 | KVE 111 43 | 02,22 | 1 |  |  |  | IOM INDEX |  |  |  |  | 40915 |  | 41589
12247 | 29200000TL | 03483 | EG1001011 | P | 58002749 | 58 | EGTL Spares | Mtce | 66 | 66V | VALVE: SOLENOID G 1/8 IN PIPE | 5/64 IN ORIFICE,24VDC,STL BODY | Process Control System :&quot;3-WAY, 800 PSI, NC,2 4VDC, 110-CAI-101/201 - (JUNCTION BOXES/ANALYSERS)&quot; | EA | 2 | 0 | 0 | NO | 446.9191 | 82507.9927 | IMI NORGREN | 2X1604-1 24VDC ST/STL | 2X1604-1 24VDC ST/STL | 02,22 | 1 |  |  |  | IOM INDEX |  |  |  |  | 40915 | 42239 | 42341
12248 | 29200000TL | 03483 | EG1001011 | P | 58002750 | 58 | EGTL Spares | Mtce | 14 | 14C | FLOWMETER:ROTAMETER LIQUID | SERVICE,65MM SCALE/ 1/8 IN NPT | Flow Measuring Instruments : 0-0.5 LPM RANGE,GLASS, PO4/6 - 022 - 05C AALBORG, 110-CAI-101/102 , 110-CAI-201 , 110-CAI-202 -(JUNCTION BOXES/ANALYSERS) | EA | 2 | 0 | 0 | NO | 635.2529 | 124481.306 | AALBORG | P11A3-BA0 | PMR1-011437 | 22 | 1 |  | 1BBB |  | IOM INDEX |  |  | PMR1-011437 |  | 40915 | 42723 | 43171
12249 | 29200000TL | 03483 | EG1001011 | P | 58002752 | 58 | EGTL Spares | Mtce | 51 | 51Z | ISOLATOR:SIGNAL | JUNCTION BOXES/ANALYSERS | Electric-Other : ECT/4-20MA/4-20MA/24DC(DIN), PLASTIC, 110-CAI-102 , 110-CAI-101/201 , 110-CAI-202 | EA | 3 | 0 | 0 | NO | 307.4707 | 57845.2948 | MOORE INDUSTRIES | ECT/4-20MA/4-20MA/24DC | ECT/4-20MA/4-20MA/24DC | 22 | 1 |  |  |  | IOM INDEX |  |  |  |  | 40915 | 42619 | 42509
12250 | 29200000TL | 03483 | EG1001011 | P | 58002753 | 58 | EGTL Spares | Mtce | 51 | 51F | FUSE:TIME DELAY,2A,250VAC, 35A | IR,CLIP ON,GLASS,5 MM X 20 MM | Electric Components - Circuit Protection:&quot;110-CAI-101/201 S506-2A-(JUNCTION BOXES/ANALYSERS)&quot; | EA | 20 | 0 | 0 | NO | 4.168 | 646.9707 | BUSSMANN | S506 | S506 | 01,22 | 1 | [8 empty] | 40915 |  | 41589
12251 | 29300000TL | 03483 | EG1001011 | P | 58002754 | 58 | EGTL Spares | Mtce | 66 | 66P | SEAT:PRESSURE REGULATOR 1/4 IN | FNPT, TEFLON | Valve-Regulators : &quot;110-CAI-102 , 110-CAI-101/201 , 110-CAI-202, GO REGULATOR MODEL BODY MATERIAL: STL--(JUNCTION BOXES/ANALYSERS)&quot; | EA | 1 | 0 | 1 | YES | 535.88 | 225053.5236 | CIRCOR | PR1-1B11I5D111 | PR1-1B11I5D111 | 01,22 | 1 |  | 2BBB |  | IOM INDEX |  |  |  |  | 43770 |  | 44764
12252 | 29200000TL | 03483 | EG1001011 | P | 58002755 | 58 | EGTL Spares | Mtce | 14 | 14H | GAUGE:PRESSURE 0-2.5 BAR RANGE | 63MM DIAL,1/4 IN,STL CASE | Pressure measuring and control Instruments : &quot;316L SS TUBE, SS, BOTTOM, STEM MOUNT, NON FILLED,110-CAI-101/102 , 110-CAI-201 , 110-CAI-202, MODEL 232.50, (JUNCTION BOXES/ANALYSERS)&quot; | EA | 1 | 0 | 0 | NO | 120 | 36772.8 | WIKA INSTRUMENTS | 7290361 MODEL 232.50 | 7290361 MODEL 232.50 | 05,22 | 1 |  |  |  | IOM INDEX |  |  |  |  | 40915 | 43610 | 43640
12253 | 29200000TL | 03483 | EG1001011 | P | 58002757 | 58 | EGTL Spares | Mtce | 51 | 51E | BREAKER:MOTOR CIRCUIT AC-250 V | DOUBLE POLE, 6A, 400AIC | Electric Components - Conduit / Fitting :KLIPPON, PLASTIC, 110-CAI-102/202 - (JUNCTION BOXES/ANALYSERS) | EA | 2 | 0 | 0 | NO | 157.1496 | 38430.5103 | WEIDMULLER | 912437 | 912437 | 01,10,22 | 1 | 3BBC |  |  | IOM INDEX |  |  |  |  | 40915 | 43152 | 43573
12254 | 29200000TL | 03483 | EG1002002 | P | 58002815 | 58 | EGTL Spares | Mtce | 66 | 66F | NOZZLE: VALVE, 3J4, 316 SS | PSV'S | Valve - Parts & Accessories :1914J-3 RF XDA, SAFETY RELIEF | EA | 1 | 0 | 0 | NO | 4512.235 | 835978.8473 | DRESSER | 4612101MC967 | 4612101MC967 | 22 | 1 | 1AXX |  |  | EGTL1-DRE-PRO-GA-450004 |  |  |  |  | 40914 | 44414 | 42026
12255 | 29200000TL | 03483 | EG1005005 | P | 58002833 | 58 | EGTL Spares | Mtce | 14 | 14C | VALVE: SOLENOID | 1/4 IN NPT 24VDC 5/2 | OPERATION. REF: 58012928 | EA | 3 | 0 | 0 | NO | 755 | 117213.75 | NORGREN | V61R522AA313JB |  | 01,22 | 1 | 2CCA |  |  | LPDT-ELEC |  |  | V60-V63 |  | 40914 | 42056
12256 | 29200000TL | 03483 | EG1001006 | P | 58002920 | 58 | EGTL Spares | Mtce | 54 | 54A | KIT:PACKING AND GASKET | FOR 15 GATE VALVE | Gaskets : CONTAINS 316 SS PTFE GASKET PACKING, WACNGA080SWCA01, V07476A V07476B VX10365X VX12707 VX12708 VX20365 VX22707 VX22708 V10285 V10286 V10289 V10290 V10293 V10294 V20285 V20286 V20289 V20290 V2 (MANUAL VALVES) | EA | 1 | 0 | 0 | NO | 20.8338 | 3234.45 | CHERO | CV15831-07-07/7 | CV15831-07-07/7 | 01,22 | 1 | 2BBC |  |  | R252-7/SW |  |  |  |  | 40915
12257 | 29200000TL | 03483 | EG1001005 | P | 58002931 | 58 | EGTL Spares | Mtce | 54 | 54A | KIT:PACKING AND GASKET | FOR 20 GATE VALVE | Gaskets : CONTAINS 316 SS PTFE GASKET PACKING, WSCNGA080SFCA01, VX04109 V11335 VX11316 VX14086 VX14108 VX14109 VX21316 VX24086 VX24108 VX24109 V21335 VX04086, (MANUAL VALVES) | EA | 1 | 0 | 0 | NO | 17.719 | 2750.8675 | CHERO | CV15304-10-41 | CV15304-10-41 | 01,22 | 1 | 2BBC |  |  | R252-7/TS |  |  |  |  | 40915
12258 | 29200000TL | 03483 | EG1001006 | P | 58002934 | 58 | EGTL Spares | Mtce | 54 | 54A | KIT:PACKING AND GASKET | FOR 20 GLOBE VALVE | Gaskets : CONTAINS 316 SS GRAPHITE GASKET PACKING, WSCNGL080SFCA01, V06441B V06442A V06442B V06446A V06446B V06447A V06447B V07441 V07442 V07446 V07447 V14009 V14073 V14079 V14105 V14107 V24009 V24073, (MANUAL VALVES) | EA | 1 | 0 | 0 | NO | 17.719 | 2750.8675 | CHERO | CV15304-10-46 | CV15304-10-46 | 01,22 | 1 | 2BBC |  |  | R352-7/TH |  |  |  |  | 40915
12259 | 29200000TL | 03483 | EG1001003 | P | 58002940 | 58 | EGTL Spares | Mtce | 54 | 54A | KIT:PACKING AND GASKET | FOR 200 GATE VALVE | Gaskets : CONTAINS 316 SS PTFE GASKET PACKING, WASCGA030B4CA01, (MANUAL VALVES) | EA | 1 | 0 | 0 | NO | 616.0417 | 95640.4725 | VALVOSIDER | CV15304-10-80 | CV15304-10-80 | 01,22 | 1 | 2BBC |  |  | CGAP-01-652 |  |  |  |  | 40915
12260 | 29200000TL | 03483 | EG1001006 | P | 58002954 | 58 | EGTL Spares | Mtce | 54 | 54A | KIT:PACKING AND GASKET | FOR 15 GATE VALVE | Gaskets : CONTAINS 316 SS GRAPHITE GASKET PACKING, WHCNGA080SFCA01, VX11124B VX11125A VX11125B VX11126A VX11126B VX11161 VX21124A VX21124B VX21125A VX21125B VX21126A VX21126B VX21161, (MANUAL VALVES) | EA | 1 | 0 | 0 | NO | 19.1925 | 2979.635 | CHERO | CV15305-10-112 | CV15305-10-112 | 01,22 | 1 | 2BBC |  |  | R252-7/TS |  |  |  |  | 40915
12261 | 29200000TL | 03483 | EG1001005 | P | 58002955 | 58 | EGTL Spares | Mtce | 54 | 54A | KIT:PACKING AND GASKET | FOR 15 GLOBE VALVE | Gaskets : CONTAINS 316 SS GRAPHITE GASKET PACKING, WHCNGL080SFCA01, V11122B V21122A V21122B V21132A V21132B V21133A V21133B V21136A V21136B, (MANUAL VALVES) | EA | 1 | 0 | 0 | NO | 19.1925 | 2979.635 | CHERO | CV15305-10-126 | CV15305-10-126 | 01,22 | 1 | 2BBC |  |  | R352-7/SE |  |  |  |  | 40915
12262 | 29200000TL | 03483 | EG1001005 | P | 58002956 | 58 | EGTL Spares | Mtce | 54 | 54A | KIT:PACKING AND GASKET | FOR 15 GLOBE VALVE | Gaskets : CONTAINS 316 SS GRAPHITE GASKET PACKING, WHCNGL080SFCA01, V11132B V11133A V11133B V11136A V11136B, (MANUAL VALVES) | EA | 1 | 0 | 0 | NO | 19.1925 | 2979.635 | LVF | CV15305-10-128 | CV15305-10-128 | 01,22 | 1 | 2BBC |  |  | BR-200 |  |  |  |  | 40915
12263 | 29200000TL | 03483 | EG1001006 | P | 58002964 | 58 | EGTL Spares | Mtce | 54 | 54A | KIT:PACKING AND GASKET | FOR 20 GATE VALVE | Gaskets : CONTAINS 316 SS GRAPHITE GASKET PACKING, WSCNGA080SWCA01, V11328 V21328 V21322 VX13561 VX23561, (MANUAL VALVES) | EA | 1 | 0 | 0 | NO | 17.719 | 2750.8675 | CHERO | CV15305-10-193 | CV15305-10-193 | 01,22 | 1 | 2BBC |  |  | R252-7/SW |  |  |  |  | 40915
12264 | 29200000TL | 03483 | EG1001006 | P | 58002968 | 58 | EGTL Spares | Mtce | 54 | 54A | KIT:PACKING AND GASKET | FOR 20 GLOBE VALVE | Gaskets : CONTAINS 316 SS GRAPHITE GASKET PACKING, WSCNGL080SFCA01, V11315 V11318 V14162 V14165 V21307 V21315 V21318 V24162 V24165, (MANUAL VALVES) | EA | 1 | 0 | 0 | NO | 17.719 | 2750.8675 | LVF | CV15305-10-204 | CV15305-10-204 | 01,22 | 1 | 2BBC |  |  | BR-200 |  |  |  |  | 40915
12265 | 29200000TL | 03483 | EG1001006 | P | 58002969 | 58 | EGTL Spares | Mtce | 54 | 54A | KIT:PACKING AND GASKET | FOR 20 GLOBE VALVE | Gaskets : CONTAINS 316 SS GRAPHITE GASKET PACKING, WSCNGL080SWCA01, V11310 V21303, (MANUAL VALVES) | EA | 1 | 0 | 0 | NO | 17.719 | 2750.8675 | CHERO | CV15305-10-225 | CV15305-10-225 | 01,22 | 1 | 2BBC |  |  | BR-200 |  |  |  |  | 40915
12266 | 29200000TL | 03483 | EG1001005 | P | 58002970 | 58 | EGTL Spares | Mtce | 54 | 54A | KIT:PACKING AND GASKET | FOR 20 GLOBE VALVE | Gaskets : CONTAINS 316 SS GRAPHITE GASKET PACKING, WSCNGL080SWCA01, (MANUAL VALVES) | EA | 1 | 0 | 0 | NO | 17.719 | 2750.87 | LVF | CV15305-10-228 | CV15305-10-228 | 01,22 | 1 | 2BBC |  |  | BR-200 |  |  |  |  | 40915
12267 | 29200000TL | 03483 | EG1001006 | P | 58002996 | 58 | EGTL Spares | Mtce | 54 | 54A | KIT:PACKING AND GASKET | FOR 20 GLOBE VALVE | Gaskets : CONTAINS 316 SS GRAPHITE GASKET PACKING, WHCNGL080SFCA01, V20812, (MANUAL VALVES) | EA | 1 | 0 | 0 | NO | 17.719 | 2750.87 | CHERO | CV15306-10-198 | CV15306-10-198 | 01,22 | 1 | 2BBC |  |  | R352-7/SE |  |  |  |  | 40915
12268 | 29200000TL | 03483 | EG1001006 | P | 58002997 | 58 | EGTL Spares | Mtce | 54 | 54A | KIT:PACKING AND GASKET | FOR 15 GATE VALVE | Gaskets : CONTAINS 316 SS GRAPHITE GASKET PACKING, WSCNGA080SFCA01, VX13513 VX23512 VX23513, (MANUAL VALVES) | EA | 1 | 0 | 0 | NO | 19.1925 | 2979.64 | CHERO | CV15306-10-208 | CV15306-10-208 | 01,22 | 1 | 2BBC |  |  | R252-7/TS |  |  |  |  | 40915
12269 | 29200000TL | 03483 | EG1001003 | P | 58003020 | 58 | EGTL Spares | Mtce | 54 | 54A | KIT:PACKING AND GASKET | FOR 200 GATE VALVE | Gaskets : CONTAINS 316 SS PTFE GASKET PACKING, ZSSNGA030B4ZZ01, (MANUAL VALVES) | EA | 1 | 0 | 0 | NO | 1293.768 | 200846.6701 | VALVOSIDER | CV15351-11-06/9 | CV15351-11-06/9 | 01,22 | 1 | 2BBC |  |  | CGAP-06-10078 |  |  |  |  | 40915
12270 | 29200000TL | 03483 | EG1039007 | S | 58003070 | 58 | EGTL Spares | Mtce | 54 | 54A | GASKET: RING JOINT | 6 IN PIPE,600 LB,API R45 | Gaskets : RTJ OCTAGONAL ASME B16.20 R45, 317L SS, CLASS 600 LB ASME SA182M. | PC | 70 | 0 | 0 | NO | 71.4341 | 12342.0008 | FLEXITALLIC | R45 | GK01AA02-S | 01,22 | 1 |  |  |  | 200000522-D-104 |  |  |  |  | 41209 | 45336 | 42024 |  |  | -20 | 1
12271 | 29200000TL | 03483 | EG1029007 | S | 58003211 | 58 | EGTL Spares | Mtce | 53 | 53A | CLAMP: PIPE REPAIR,3/4 IN PIPE | JANITOR, PAINTBUSHES, HARDWARE | Fittings - Pipe - Carbon Steel :MEDIUM PRESSURE, FOR SINGLE HOLES, 6 IN LG | EA | 3 | 0 | 0 | NO | 91.46 | 14199.17 | SMITH-BLAIR | 245-00010506-001 |  | 01 |  | 2CAC | [7 empty] | 40915 | 43814
12272 | 29200000TL | 03483 | EG1029007 | S | 58003214 | 58 | EGTL Spares | Mtce | 53 | 53A | CLAMP: PIPE REPAIR,1.5 IN PIPE | JANITOR, PAINTBUSHES, HARDWARE | Fittings - Pipe - Carbon Steel :MEDIUM PRESSURE, FOR SINGLE HOLES, 6 IN LG | EA | 5 | 0 | 0 | NO | 115.46 | 17925.17 | SMITH-BLAIR | 245-00019006-001 |  | 01 |  | 2CAC | [7 empty] | 40915
12273 | 29200000TL | 03483 | EG1029007 | S | 58003215 | 58 | EGTL Spares | Mtce | 53 | 53A | CLAMP: PIPE REPAIR,2 IN PIPE | JANITOR, PAINTBUSHES, HARDWARE | Fittings - Pipe - Carbon Steel :MEDIUM PRESSURE, FOR SINGLE HOLES, 6 IN LG | EA | 3 | 0 | 0 | NO | 120.06 | 18639.32 | SMITH-BLAIR | 245-00023806-001 |  | 01 |  | 2CAC | [7 empty] | 40915 | 43650
12274 | 29200000TL | 03483 | EG1029007 | S | 58003217 | 58 | EGTL Spares | Mtce | 53 | 53A | CLAMP: PIPE REPAIR,3 IN PIPE | JANITOR, PAINTBUSHES, HARDWARE | Fittings - Pipe - Carbon Steel :MEDIUM PRESSURE, FOR SINGLE HOLES, 6 IN LG | EA | 5 | 0 | 0 | NO | 147.74 | 22936.64 | SMITH-BLAIR | 245-00035006-001 |  | 01 |  | 2CAC | [7 empty] | 40915
12275 | 29200000TL | 03483 | EG1029006 | S | 58003221 | 58 | EGTL Spares | Mtce | 53 | 53A | CLAMP: PIPE REPAIR,6 IN PIPE | JANITOR, PAINTBUSHES, HARDWARE | Fittings - Pipe - Carbon Steel :MEDIUM PRESSURE, FOR SINGLE HOLES, 6 IN LG | EA | 2 | 0 | 0 | NO | 169.73 | 26350.58 | SMITH-BLAIR | 245-00066306-001 |  | 01 |  | 2CAC | [7 empty] | 40915 | 43015
12276 | 29200000TL | 03483 | EG1029006 | S | 58003223 | 58 | EGTL Spares | Mtce | 53 | 53A | CLAMP: PIPE REPAIR,10 IN PIPE | JANITOR, PAINTBUSHES, HARDWARE | Fittings - Pipe - Carbon Steel :MEDIUM PRESSURE, FOR SINGLE HOLES, 6 IN LG | EA | 1 | 1 | 2 | NO | 285.09 | 44260.22 | SMITH-BLAIR | 245-00107506-001 |  | 01 |  | 2CAC | [7 empty] | 40915 | 44539
12277 | 29200000TL | 03483 | EG1030006 | P | 58003233 | 58 | EGTL Spares | Mtce | 56 | 56Z | WHEEL: WIRE, RIGID FULL TWIST | 4 IN DIA, 5/8 IN-11 ARBOR | Fasteners / Hardware : 20000 RPM, 0.2 IN WIRE SIZE, CS (JANITOR, PAINTBUSHES, HARDWARE) | EA | 10 | 0 | 0 | NO | 8.13 | 1262.18 | OSBORN | 26392 |  | 01 |  | 2CAC | [7 empty] | 40915
12278 | 29200000TL | 03483 | EG1038013 | S | 58003242 | 58 | EGTL Spares | Mtce | 65 | 65A | BLADE:STRAIGHT SAW,HACK,1/2 IN | WD, 10 IN LG, 0.025 IN THK | Tools - Hand / Power :24 TPI,BIMETAL BLADE, HIGH SPEED, PLUS, HAND HACKSAW, 10 BLADES PER PACKAGE, (JANITOR, PAINTBUSHES, HARDWARE) | PK | 1 | 0 | 0 | NO | 28.411 | 8272.9834 | STARRETT | BS1024-BGT |  | 01 |  | 2CAC | [7 empty] | 40915 | 44681 | 43326
12279 | 29200000TL | 03483 | EG1040003 | S | 58003253 | 58 | EGTL Spares | Mtce | 08 | 08Z | PRIMER: SURFACE PVC,PURPLE | 1/2 PT CAN (8 OZ) | *OBS*Corsn Mitigtn-P : FIRE SUPPRESSANT & SOLVENTS. All chemicals and other hazardous materials must be accompained by the following; a) Safety data Sheet, SDS, (not more than 5 years old); b) Certificate of Analysis /Quality , COA/Q, c) All containers mu | EA | 10 | 5 | 10 | NO | 5.8 | 900.45 |  |  | 18815K71 | 00 |  | 2CAC | 2CAC | [6 empty] | 40915
12280 | 29300000TL | 03483 | EG1038006 | P | 58003265 | 58 | EGTL Spares | Mtce | 57 | 57A | COUPLER: HOSE, END,3/4 IN | JANITOR, PAINTBUSHES, HARDWARE | Hoses & Parts :COUPLING, CHICAGO | EA | 6 | 4 | 6 | YES | 37.6367 | 57578.4545 | DIXON | AM7 |  | 01 |  | 2CAC | [7 empty] | 43770 |  | 45799
12281 | 29200000TL | 03483 | EG1040018 | S | 58003277 | 58 | EGTL Spares | Mtce | 56 | 56Z | BAG:UTILITY BUCKET,12 IN WD | X 17 IN HT,CANVAS | Fasteners / Hardware : STRAIGHT WALL, NUMBER OF POCKETS 1 INSIDE, WHITE/BLACK, POLYPROLENE ROPE HANDLE (JANITOR, PAINTBUSHES, HARDWARE) | EA | 2 | 0 | 0 | NO | 92.8854 | 27883.441 | PROTO | 95336 |  | 01 |  | 2CAC | [6 empty] | INL209 | 40915 | 43702 | 43031
12282 | 29200000TL | 03483 | EG1029012 | S | 58003288 | 58 | EGTL Spares | Mtce | 33 | 33Z | BRUSH:BANISTER,BLACK HORSE | HAIR BRISTLE,13-1/2 IN LG | Janitorial Equipment & Supplies :JANITOR, PAINTBUSHES, HARDWARE | EA | 10 | 0 | 0 | NO | 6.74 | 1046.39 | MAGNOLIA |  |  | 01 |  | 2CAC | [7 empty] | 40915
12283 | 29200000TL | 03483 | EG1005018 | P | 58003346 | 58 | EGTL Spares | Mtce | 51 | 51D | CABLE: COAXIAL, RG-62A/U | COPPER, BRAID SHIELD | Electric Components - Wire / Cable : 174-FE-0005, 174-FE-0008, (FLARE GAS & LIQ FLOW METER) | PR | 1 | 0 | 0 | NO | 18.88 | 2931.12 | GE SENSING | C(10)N3 | C(10)N3 | 01,10,22 | 1 | 3CAC | [7 empty] | 40914
12284 | 29200000TL | 03483 | EG1004005 | P | 58003438 | 58 | EGTL Spares | Mtce | 51 | 51C | THERMOSTAT:ADJUSTABLE,30-110 | DEG F RANGE,115/230VAC 600W | Electric Components - Motor / Generator :(1) SPDT, CROSS REF DWG EGTL1-POW-ELE-BM-006001, EGTL1-POW-ELE-BM-006087, EGTL1-POW-ELE-BM-006132, EGTL1-POW-ELE-BM-006174, EGTL1-POW-ELE-BM-007301, EGTL1-POW-ELE-BM-007353, (SUBSTATIONS, RIBS) | EA | 3 | 0 | 0 | NO | 66.9884 | 10408.0033 | DAYTON | 1UHH2 | 1UHH2 | 22 | 1 | 3CAC |  |  | SEE ITEM NOTE |  |  |  |  | 40914
12285 | 29200000TL | 03483 | EG1029014 | S | 58003596 | 58 | EGTL Spares | Mtce | 59 | 59Z | CLAMP: BEAM,CF8M | (316),HARDWARE - 316SS | Raw Metals - All : | EA | 500 | 0 | 0 | NO | 10.4 | 1614.6 | GIBSON STAINLESS |  |  | 01 | 1 | 3CBC | [7 empty] | 40915
12286 | 29300000TL | 03483 | EG1004016 | P | 58003598 | 58 | EGTL Spares | Mtce | 65 | 65A | CRIMPER: WIRE-END FERRULE | 0.14-6 MM2 RANGE,180 MM | Tools - Hand / Power :HEXAGONAL | KI | 2 | 0 | 1 | YES | 196.0603 | 233000 | WEIDMULLER | PZ 6 HEX |  | 00 | 1 | 2CAC | [7 empty] | 43770 |  | 45161
12287 | 29300000TL | 03483 | EG1004016 | P | 58003599 | 58 | EGTL Spares | Mtce | 65 | 65A | CRIMPER:INC,0.5-6 MM2 RANGE | 410 MM WD X 410 MM LG, OVAL | Tools - Hand / Power : | KI | 2 | 0 | 1 | YES | 327 | 247329.72 | WEIDMULLER | CTI 6S |  | 00 | 1 | [8 empty] | 43770 |  | 45010
12288 | 29200000TL | 03483 | EG1038006 | S | 58003656 | 58 | EGTL Spares | Mtce | 54 | 54D | PACKING: STEM,GRAPHITE | SQUARE | Packing / Glands / Stuffing Boxes : &quot;VLB-160BTC, 110-FV-1375/2375 ,EGTL1-CCI-MEC-GA-100006 PART 4&quot; | EA | 14 | 0 | 0 | NO | 493.4596 | 76599.5597 | CCI | 14223796 | 14223796 | 01,22 | 1 | 1AXX |  |  | S089340 |  |  |  |  | 40914 | 45885 | 41697 | -2 | 1
12289 | 29200000TL | 03483 | EG1002003 | P | 58003667 | 58 | EGTL Spares | Mtce | 72 | 72Z | O-RING | LUBE OIL FILTER | Filtration - Filters/ Other : ELEMENT: O-RING, HILLIARD,PH718-01-CN,BETA 10=10O-RING: BUNA-N, AS568-46SPARE HILLIARD: 0391-00-489-TINSIDE & OUTSIDE DIAM/ WIDTH/ INDUSTRY STD110-XF-121A&B, 110-XF-221A/B, | EA | 8 | 0 | 0 | NO | 86.1325 | 13370.4631 | CLARK TECHNOLOGY | FT-5075 | FT-5075 | 01,22 | 1 | 2BAB | 2CBC |  | D0000190888 / 9 |  |  |  |  | 40914 |  | 41587
12290 | 29200000TL | 03483 | EG1002010 | P | 58003670 | 58 | EGTL Spares | Mtce | 54 | 54A | GASKET: DUAL HEAT EXCHANGER | NON ASBESTOS COMPRESSED FIBRE | CLARK TECHNOLOGY GASKETS FOR DUAL HEAT EXCHANGER, (4) INLET/OUTLET, (2) REVERSING, COMPOSITE | EA | 2 | 0 | 0 | NO | 588.8967 | 180467.4857 | CLARK TECHNOLOGY | HTX-1718 | HTX-1718 | 01,22 | 1 | 2BAB |  |  | D0000190888 / 9 |  |  | TYPE HTX |  | 40914 | 44320 | 43610
12291 | 29200000TL | 03483 | EG1002008 | P | 58003753 | 58 | EGTL Spares | Mtce | 14 | 14Z | TRANSMITTER:MOTION | 10-45VDC INPUT,4-20MA OUTPUT | Instruments - Other & Parts : 8-30VDC SUPPLY, VARIOUS | EA | 2 | 0 | 0 | NO | 1146.1908 | 177946.12 | K CONTORLS | MOTRAN032-0012-999 | MOTRAN032-0012-999 | 05,22 | 1 | 1CAB | [7 empty] | 40914
12292 | 29200000TL | 03483 | EG1004008 | P | 58003797 | 58 | EGTL Spares | Mtce | 66 | 66R | STEM: GLOBE VALVE | 3 IN VALVE,410 SS | Valve - Globe : PLUG, 110-TV-1375/2375, EGTL1-CCI-MEC-DD-100001 PART 4 & 7, | EA | 2 | 0 | 0 | NO | 3218.5503 | 499635.545 | CCI | 2A000000243 | 2A000000243 | 22 | 1 | 1BAA |  |  | S0906206 |  |  |  |  | 40914 |  | 41697
12293 | 29200000TL | 03483 | EG1002011 | P | 58003807 | 58 | EGTL Spares | Mtce | 14 | 14Z | SWITCH: LEVEL, 20VA | 750 PSI MAX RANGE,SPST,FLOAT | Instruments - Other & Parts : UL ENCLOSURE, LS-1950, GEMS PART NUMBER 79999, COMPOSITE, 110-LSL-1853/2853,EGTL1-APC-MEC-BM-100002 PART 53 | EA | 1 | 0 | 0 | NO | 164.9984 | 25616 | CLARK TECHNOLOGY | LSL-1030 | LSL-1030 | 01,10,22 | 1 | 2BAB |  |  | D0000190888 / 9 |  |  |  |  | 40914
12294 | 29200000TL | 03483 | EG1029013 | P | 58003969 | 58 | EGTL Spares | Mtce | 36 | 36Z | STENCIL:ALPHABET SET A-Z, 25MM | TITLE OF BOM 000006A | Office Supplies & Desk Accessories - Other: | ST | 1 | 1 | 2 | NO | 100 | 30645 |  |  | BS-15L-1&QUOT; | 00 | 1 | 2CAC | 1CCC | [6 empty] | 40915 | 45622 |  |  |  | -1 | 1
12295 | 29200000TL | 03483 | EG1039004 | S | 58004029 | 58 | EGTL Spares | Mtce | 54 | 54A | GASKET: RING JOINT | 6 IN PIPE,900 LB,API R45 | Gaskets : &quot;SOFT IRON,900,OCTAGONAL, OCTAGON-AL RING, 120-VD-015, 135-VD-010 / DWG NO D0561-120VD010-D-05, D0561-135VD010-D-03 TYPE: RTJ. DRUM&quot; | EA | 6 | 0 | 0 | NO | 278.9997 | 43308.7672 | FLEXITALLIC |  | D0561 BG003-2/3/4 | 01,22 | 1 | 2CCC |  |  | D0561-120VD015-D-03 |  |  | DRUM |  | 41255 | 46018 | 41855 | -4 | 1 | -14 | 4 | -1 | 1
12296 | 29300000TL | 03483 | EG1030003 | P | 58004074 | 58 | EGTL Spares | Mtce | 51 | 51B | LAMP: HID | METAL HALIDE, | Electric Components - Lighting : 175W, CLEAR, BD-17 BULB, MEDIUM BASE, 5-3/4 IN MAX OVERALL LG, LAMP DESIGNATION MVR175/U/MED, COMPACT, INITIAL LUMENS 13600V, 11700H, MEAN LUMENS 8800V, 7400H, RATED AVERAGE LIFE 10000V, 6000H HOURS, ANSI NUMBER M57, COLOR | EA | 4 | 4 | 7 | YES | 38.9 | 58368.283 | GE LIGHTING | MVR175/VBU/MED/PA | 6V751 | 01,10 |  | 2CAC | [7 empty] | 43770 |  | 45852
12297 | 29200000TL | 03483 | EG1004009 | P | 58004111 | 58 | EGTL Spares | Mtce | 51 | 51Z | TAPE: ELECTRICAL | 38 MM X 1500 MM, | Electric-Other : INSULATING PUTTY, BLACK, | EA | 14 | 0 | 0 | NO | 13.68 | 3731.5 |  |  | 75695A67 | 01,10,22 |  | 2CAC | [7 empty] | 40915 | 43044 | 43032
12298 | 29300000TL | 03483 | EG1039005 | P | 58004114 | 58 | EGTL Spares | Mtce | 36 | 36Z | TAPE: EMBOSSING | 12 MM WD X 12 FT LG, | Office Supplies & Desk Accessories - Other:SILVER, SS, | EA | 2 | 10 | 15 | YES | 31.4714 | 48146.2153 | DYMO | 35800 | 6X852 | 01 |  | 2CAC | 2BBB | [5 empty] | INL211 | 43770 | 45998 | 46007 | -25 | 5 | -17 | 6 | -2 | 1
12299 | 29200000TL | 03483 | EG1030006 | S | 58004175 | 58 | EGTL Spares | Mtce | 65 | 65A | BLADE: STRAIGHT SAW | 1/2IN WD,12 IN LG,0.025 IN THK | Tools - Hand / Power :24 TPI,BIMETAL BLADE,HIGH SPEED, PLUS, HAND HACKSAW, | EA | 4 | 0 | 0 | NO | 1.095 | 309.8147 | NICHOLSON | 62749 |  | 01 | 1 | 2CAC | [7 empty] | 40915 | 45419 | 42724 |  |  | -10 | 1
12300 | 29200000TL | 03483 | EG1038013 | S | 58004176 | 58 | EGTL Spares | Mtce | 65 | 65A | CHALK:POWDERED MARKING | BLUE | Tools - Hand / Power :8 OZ PLASTIC SQUEEZE BOTTLE | EA | 5 | 0 | 0 | NO | 1.4 | 217.35 | STANLEY | 47-803 |  | 00 |  | 2CAC | [7 empty] | 40915
12301 | 29300000TL | 03483 | EG1038011 | P | 58004184 | 58 | EGTL Spares | Mtce | 56 | 56Z | LOCK | KEYED PADLOCK,2IN | Fasteners / Hardware : SOLID BRASS, PRO SERIES, MODEL 6850, | EA | 10 | 9 | 13 | YES | 26.6213 | 39218.4274 | MASTER LOCK | 6850 | 4RF02 | 01 |  | 2CAC | 2CBC | [5 empty] | BENL1502 | 43770 | 45974 | 45925 | -8 | 3 | -16 | 6 | -7 | 2
12302 | 29200000TL | 03483 | EG1038013 | P | 58004189 | 58 | EGTL Spares | Mtce | 57 | 57A | CLAMP: HOSE/TUBING | 3/4IN TO 1-1/4IN,3/8 IN WD | *OBS*Hoses&Parts-Oth : WORM DRIVE,430 SS, SMOOTH-BAND, 10 PER PACKAGE, | EA | 5 | 0 | 0 | NO | 8.956 | 2567.5798 | PRECISION | B12H |  | 01 |  | 2CAC | 2CAC | [6 empty] | 40915 | 45367 | 43423 |  |  | -15 | 1
12303 | 29200000TL | 03483 | EG1029009 | S | 58004190 | 58 | EGTL Spares | Mtce | 57 | 57A | CLAMP: HOSE/TUBING | 1-1/16 IN TO 1-1/2 IN WD | *OBS*Hoses&Parts-Oth : 316 SS, WORM DRIVE, SMOOTH-BAND. | EA | 27 | 0 | 0 | NO | 5.6 | 869.4 |  |  | 45945K66 | 01 |  | 2CAC | 2CAC | [6 empty] | 40915 | 42132
12304 | 29200000TL | 03483 | EG1039003 | S | 58004191 | 58 | EGTL Spares | Mtce | 57 | 57A | ADAPTER: HOSE TO PIPE | 1 IN PIPE,FNPT,MI | *OBS*Hoses&Parts-Oth : TWIST CLAW COUPLING, UNIVERSAL COUPLING, | EA | 104 | 0 | 0 | NO | 3.65 | 566.6625 | DIXON | AM3 |  | 01 |  | 2CAC | 2CAC | [6 empty] | 40915 | 44289
12305 | 29200000TL | 03483 | EG1030004 | P | 58004197 | 58 | EGTL Spares | Mtce | 33 | 33Z | HINGE | 50MM X 20MM,STL | Janitorial Equipment & Supplies :24 pcs/PK. | EA | 16 | 0 | 0 | NO | 20 | 6127 | HANDYHARDWARE | 01-3399 |  | 00 |  | 2CAC | 1CCC | [6 empty] | 40915 | 43493 | 43510
12306 | 29200000TL | 03483 | EG1030004 | P | 58004204 | 58 | EGTL Spares | Mtce | 56 | 56Z | TWINE:0.04 IN DIA X 410 FT LG | WHITE COTTON, | Fasteners / Hardware : SAFE WORKING LOAD 3 LB, TENSILE STRENGTH 20 LB, PACKAGE CONFIGURATION BALL. | EA | 3 | 0 | 0 | NO | 1.15 | 178.5375 | HANDYHARDWARE | 01-2114 |  | 00 |  | 2CAC | [7 empty] | 40915
12307 | 29200000TL | 03483 | EG1029012 | S | 58004214 | 58 | EGTL Spares | Mtce | 65 | 65A | BRUSH: PAINT | 1/2 IN WD BRISTLE, | Tools - Hand / Power :NYLON BRISTLE | EA | 12 | 0 | 0 | NO | 2.105 | 411.9686 | LINZER | 1100-.5 |  | 01 |  | 2CAC | [7 empty] | 40915 | 42189 | 42212
12308 | 29200000TL | 03483 | EG1005021 | P | 58004222 | 58 | EGTL Spares | Mtce | 54 | 54D | KIT:HOLE | 5/8 IN HOLE | Packing / Glands / Stuffing Boxes : PACKING SET,FOR MODULE YARD VALVE,CONTAINS JC1625 & FLEXIBLE GRAPHITE PACKING,3/4 & 1 CLASS 1500 Y GLOBE | KI | 70 | 0 | 0 | NO | 130.0003 | 20182.5417 | FLOWSERVE |  |  | 01,22 | 1 | 2CBA |  |  | 07-45115-01 |  |  |  |  | 41334
12309 | 29200000TL | 03483 | EG1029012 | S | 58004225 | 58 | EGTL Spares | Mtce | 56 | 56Z | WHEEL: WIRE | 4 IN DIA,5/8-11 NC, | Fasteners / Hardware : CUP KNOT WIRE6000 RPM,CS | EA | 10 | 0 | 0 | NO | 59.8906 | 17767.8562 | OSBORN | 33137 |  | 01 |  | 2CAC | [7 empty] | 40915 | 43308 | 43326
12310 | 29200000TL | 03483 | EG1039003 | S | 58004233 | 58 | EGTL Spares | Mtce | 56 | 56Z | BRUSH: WIRE | 20 MM BRISTLE,SS BRISTLE, | Fasteners / Hardware : WELDING,WOOD HANDLE | EA | 11 | 0 | 0 | NO | 10.4949 | 3203.1402 | OSBORN | 83008 |  | 01 |  | 2CAC | [7 empty] | 40915 | 43767 | 43719
12311 | 29200000TL | 03483 | EG1039002 | S | 58004234 | 58 | EGTL Spares | Mtce | 56 | 56Z | BRUSH: WIRE | 20 MM BRISTLE,STL BRISTLE | Fasteners / Hardware : WELDING,WOOD HANDLE | EA | 1 | 0 | 0 | NO | 9.1097 | 2778.3973 | OSBORN | 83003 |  | 01 |  | 2CAC | [6 empty] | BKNL177 | 40915 | 45413 | 43719 |  |  | -2 | 1
12312 | 29200000TL | 03483 | EG1040022 | S | 58004245 | 58 | EGTL Spares | Mtce | 45 | 45G | BOTTLE: 8 OZ, HIGH | DENSITY PE, WIDE MOUTH | Containers & Accessories - Bottles / Jugs / Jars : | EA | 10 | 0 | 0 | NO | 4.3189 | 670.8528 |  |  | 4280T34 | 00 | [9 empty] | 41596 | 41851
12313 | 29200000TL | 03483 | EG1029012 | S | 58004246 | 58 | EGTL Spares | Mtce | 56 | 56Z | WHEEL: WIRE | CIRCULAR END, | Fasteners / Hardware : 2 IN DIA,20,000 MAX RPM,.0118 WIRE SIZE,STL | EA | 6 | 0 | 0 | NO | 8.45 | 1311.86 | WEILER | 17610 |  | 01 |  | 2CAC | [7 empty] | 40915
12314 | 29200000TL | 03483 | EG1029012 | S | 58004247 | 58 | EGTL Spares | Mtce | 56 | 56Z | WHEEL: WIRE | CIRCULAR FLARED, | Fasteners / Hardware : 1 IN DIA,15,000 MAX RPM,.005 SS X 1/4 IN SHANK WIRE SIZE,316/302 SS | EA | 6 | 0 | 0 | NO | 4.76 | 738.99 | OSBORN | 30233 |  | 01 |  | 2CAC | [7 empty] | 40915
12315 | 29200000TL | 03483 | EG1030006 | P | 58004249 | 58 | EGTL Spares | Mtce | 56 | 56Z | WHEEL: WIRE | CIRCULAR SHAFT MOUNTED, | Fasteners / Hardware : 2 IN DIA,25000 RPM,316 SS | EA | 6 | 0 | 0 | NO | 9.95 | 1544.74 | OSBORN | 11235 |  | 01 |  | 2CAC | [7 empty] | 40915
12316 | 29200000TL | 03483 | EG1030006 | P | 58004250 | 58 | EGTL Spares | Mtce | 56 | 56Z | WHEEL: WIRE | HOLLOW CENTER, | Fasteners / Hardware : 3 IN DIA,25,000 MAX RPM,.0140 X 1/4 IN SHANK WIRE SIZE,PLAIN STL | EA | 8 | 0 | 0 | NO | 12.08 | 1875.42 | OSBORN | 26186 |  | 01 |  | 2CAC | [7 empty] | 40915
12317 | 29200000TL | 03483 | EG1029012 | S | 58004251 | 58 | EGTL Spares | Mtce | 56 | 56Z | WHEEL: WIRE | HOLLOW POINT, | Fasteners / Hardware : 1.5 IN DIA,15000 MAX RPM,.0200 AB X 1/4 IN SHANK WIRE SIZE,STL | EA | 6 | 0 | 0 | NO | 7.83 | 1215.61 | OSBORN | 30255 |  | 01 |  | 2CAC | [7 empty] | 40915
12318 | 29200000TL | 03483 | EG1003002 | P | 58004252 | 58 | EGTL Spares | Mtce | 07 | 07B | LUBRICANT:COPPER ANTI-SEIZE | PASTE, | Lubricants & Greases : 1 -LB brush top can COMPOUND, MOLYKOTE 1000, CU BASED.Dow Corning Antseize LUBRICANT MOLYKOTE 1000, 1-POUND BRUSH TOP CAN All chemicals and other hazardous materials must be accompained by the following; a) Safety data Sheet, SDS, | EA | 4 | 12 | 25 | NO | 50 | 9825 | MOLYKOTE |  | 1352K61 | 01,12 |  | 2CAC | [7 empty] | 40915 | 45569 | 42467 |  |  | -10 | 1
12319 | 29200000TL | 03483 | EG1028016 | P | 58004279 | 58 | EGTL Spares | Mtce | 53 | 53A | FLANGE: PIPE | 1-1/2 IN,1500 LB, | Fittings - Pipe - Carbon Steel :RTJ,CS,BLIND,ASTM A105,UNS K03504,ASME B16.5, | EA | 5 | 0 | 0 | NO | 135.53 | 41534.5238 |  |  | SEE DESCRIPTION | 02 |  | 2CAC | [7 empty] | 40915 | 45854 | 42760 | -2 | 1 | -1 | 1
12320 | 29200000TL | 03483 | EG1040011 | S | 58004329 | 58 | EGTL Spares | Mtce | 53 | 53A | FLANGE: PIPE | 3/4 IN,300 LB | Fittings - Pipe - Carbon Steel :SCH 40S,RF,F304/F304L SS,WN,ASTM A182, ASME B16.5, DUAL-STAMPED, 304/304L | EA | 3 | 0 | 0 | NO | 14.1127 | 2192.13 |  |  | SEE DESCRIPTION | 02 |  | 2CAC | [7 empty] | 40915 | 45516 |  |  |  | -2 | 1
12321 | 29200000TL | 03483 | EG1029012 | S | 58004330 | 58 | EGTL Spares | Mtce | 53 | 53A | FLANGE: PIPE | 3/4 IN,600 LB | Fittings - Pipe - Carbon Steel :SCH 40S,RF,F304/F304L SS,WN,ASTM A182, ASME B16.5, DUAL-STAMPED, 304/304L | EA | 3 | 0 | 0 | NO | 16.4615 | 2556.97 |  |  | SEE DESCRIPTION | 02 |  | 2CAC | [7 empty] | 40915
12322 | 29200000TL | 03483 | EG1039006 | S | 58004336 | 58 | EGTL Spares | Mtce | 53 | 53A | FLANGE: PIPE | 3 IN,300 LB | Fittings - Pipe - Carbon Steel :SCH 10S,RF,F304/F304L SS,WN,ASTM A182, ASME B16.5, DUAL-STAMPED, 304/304L | EA | 3 | 0 | 0 | NO | 164.26 | 32272.1622 |  |  | SEE DESCRIPTION | 02 |  | 2CAC | [7 empty] | 40915 | 41966 | 41988
12323 | 29200000TL | 03483 | EG1029012 | S | 58004347 | 58 | EGTL Spares | Mtce | 53 | 53A | FLANGE: PIPE | 3/4 IN,1500 LB | Fittings - Pipe - Carbon Steel :SCH 40S,RTJ,F304H SS,WN,ASTM A182,UNS S30409, ASME B16.5, 304H | EA | 5 | 2 | 5 | NO | 47.0357 | 7306.07 |  |  | SEE DESCRIPTION | 02 |  | 2CAC | [7 empty] | 40915
12324 | 29200000TL | 03483 | EG1029012 | S | 58004348 | 58 | EGTL Spares | Mtce | 53 | 53A | FLANGE: PIPE | 1 IN,1500 LB | Fittings - Pipe - Carbon Steel :SCH 40S,RTJ,F304H SS,WN,ASTM A182,UNS S30409, ASME B16.5, 304H | EA | 3 | 0 | 0 | NO | 221.5589 | 79248.7433 |  |  | SEE DESCRIPTION | 02 |  | 2CAC | 1CCC | [6 empty] | 40915 | 43716 | 43927
12325 | 29300000TL | 03483 | EG1040010 | P | 58004352 | 58 | EGTL Spares | Mtce | 53 | 53A | FLANGE: PIPE | 1/2 IN,150 LB | Fittings - Pipe - Carbon Steel :SCH 40S,RF,F316/F316L SS,WN,ASTM A182, ASME B16.5, DUAL-STAMPED, 316/316L | EA | 2 | 1 | 2 | YES | 69.5294 | 62500 |  |  | SEE DESCRIPTION | 02 |  | 2CAC | [7 empty] | 43770 |  | 45199
12326 | 29200000TL | 03483 | EG1040013 | S | 58004355 | 58 | EGTL Spares | Mtce | 53 | 53A | FLANGE: PIPE | 3/4 IN,300 LB | Fittings - Pipe - Carbon Steel :SCH 40S,RF,F316/F316L SS,WN,ASTM A182, ASME B16.5, DUAL-STAMPED, 316/316L | EA | 2 | 0 | 0 | NO | 235.32 | 71868.994 |  |  | SEE DESCRIPTION | 02 |  | 2CAC | [7 empty] | 40915 | 42826 | 42843
12327 | 29200000TL | 03483 | EG1040004 | P | 58004358 | 58 | EGTL Spares | Mtce | 53 | 53A | FLANGE: PIPE | 3/4 IN,1500 LB | Fittings - Pipe - Carbon Steel :SCH 40S,RTJ,F316/F316L SS,WN,ASTM A182, ASME B16.5, DUAL-STAMPED, 316/316L | EA | 2 | 0 | 0 | NO | 200 | 39300 |  |  | SEE DESCRIPTION | 02 |  | 2CAC | [7 empty] | 40915 | 42115 | 42181
12328 | 29200000TL | 03483 | EG1040011 | S | 58004362 | 58 | EGTL Spares | Mtce | 53 | 53A | FLANGE: PIPE | 1-1/2 IN,300 LB | Fittings - Pipe - Carbon Steel :SCH 40S,RF,F316/F316L SS,WN,ASTM A182, ASME B16.5, DUAL-STAMPED, 316/316L | EA | 2 | 0 | 0 | NO | 43.5075 | 6758.03 |  |  | SEE DESCRIPTION | 02 |  | 2CAC | [7 empty] | 40915
12329 | 29200000TL | 03483 | EG1040009 | S | 58004381 | 58 | EGTL Spares | Mtce | 53 | 53A | FLANGE: PIPE | 1/2 IN,300 LB | Fittings - Pipe - Carbon Steel :SCH 160,RF,CS,WN,ASTM A105,UNS K03504, ASME B16.5 | EA | 3 | 0 | 0 | NO | 41.3726 | 12413.21 |  |  | SEE DESCRIPTION | 02 |  | 2CAC | [7 empty] | 40915 | 42250 | 42337
12330 | 29200000TL | 03483 | EG1029015 | S | 58004465 | 58 | EGTL Spares | Mtce | 53 | 53A | FLANGE: PIPE 3/4 IN, 600 LB | MECHANICAL FLANGE | Fittings - Pipe - Carbon Steel :XS, RF, CR MOLY, WN, ASTM A182,GR F11, ASME B16.5, CL 2, ASME B16.5, CL 2. ( “Note: This item requires PMI testing and logging, if passed, markings and documentation as per the PMI specification are required.”) | EA | 1 | 0 | 0 | NO | 12.9334 | 2008.94 |  |  | SEE DESCRIPTION | 02,21 |  | 2CAC | [7 empty] | 40915 | 45023 | [5 empty] | -2 | 2
12331 | 29200000TL | 03483 | EG1040011 | S | 58004492 | 58 | EGTL Spares | Mtce | 54 | 54A | GASKET: FLANGE NON-SPIRAL | 8 IN PIPE, 150 LB | Gaskets : FULL FACE, GRAPHITE/316 SS, ASME B16.21/B16.5, 9-3/16 IN ID, 11 IN OD, 1.5MM THK, 981,15 | EA | 20 | 0 | 0 | NO | 503.01 | 78082.2423 | LAMON GASKET |  | SEE DESCRIPTION | 01 | 1 | 2CAC | [7 empty] | 40915 | 45880 |  | -2 | 1 | -3 | 1
12332 | 29200000TL | 03483 | EG1040011 | P | 58004598 | 58 | EGTL Spares | Mtce | 54 | 54A | GASKET: FLANGE NON-SPIRAL | 10 IN PIPE, 150 LB | Gaskets : FLAT RING, 0.5MM FLEXIBLE GRAPHITE FACING/316 SS, ASME B16.21/B16.5, 11-5/16 IN ID, 13-3/8 IN OD, 3MM THK, SERRTD MTL CORE, WITH LOOSE CENTERING RG, 1079, 121 | EA | 2 | 0 | 0 | NO | 97.3771 | 25994.3272 | LAMON GASKET |  | SEE DESCRIPTION | 01 | 1 | 2CAC | [7 empty] | 40915 | 45963 | 43648 | -1 | 1 | -5 | 3 | -32 | 9
12333 | 29300000TL | 03483 | EG1038006 | P | 58004617 | 58 | EGTL Spares | Mtce | 54 | 54A | GASKET: SPIRAL WOUND | 8 IN PIPE, 300 LB | Gaskets : 304 SS INNER RING, 304 SS OUTER RING, GRAPHITE FILLER, 304 SS WINDING, ASME B16.20; ASME B16.5 CLASS, 1146,140 | EA | 48 | 48 | 69 | YES | 43.43 | 65387.3886 | LAMON GASKET |  | SEE DESCRIPTION | 01 | 1 | 2CAC | [7 empty] | 43782 | 46018 | 46021 | -123 | 27 | -43 | 10 | -82 | 14
12334 | 29300000TL | 03483 | EG1040011 | P | 58004637 | 58 | EGTL Spares | Mtce | 54 | 54A | GASKET: SPIRAL WOUND | 2 IN PIPE, 150 LB | Gaskets : 304 SS INNER RING, CS OUTER RING, GRAPHITE FILLER, 304 SS WINDING, OXY SERVICE, INNER RING ID TO SCHEDULE 40S PIPE ID, ASME B16.20; ASME B16.5, 1117, 160, | EA | 15 | 53 | 77 | YES | 6.7 | 10223.329 | LAMON GASKET |  | SEE DESCRIPTION | 01 | 1 | 2CAC | [7 empty] | 43770 | 45812 | 45918 | -12 | 2
12335 | 29200000TL | 03483 | EG1030004 | P | 58004737 | 58 | EGTL Spares | Mtce | 28 | 28B | LENS:CLEAR SAFETY | 2 IN X 4.25 IN, PLASTIC | Safety-Personal : | PK | 50 | 0 | 0 | NO | 3.0492 | 473.6345 |  | 932-740 - 50 PACKS |  | 00 | [9 empty] | 41596
12336 | 29200000TL | 03483 | EG1005017 | P | 58004740 | 58 | EGTL Spares | Mtce | 67 | 67B | ROD: WELDING SILVER | 1/16 IN DIA, 27 FT COIL LG | Welding - Supplies : QQB-654A AND AWS 5 TROY OZ, 60 SILVER, 56 SILVER | LB | 2 | 0 | 0 | NO | 160.2994 | 24886.58 |  |  | 76955A62 | 00 |  | 2CAC | [7 empty] | 40915
12337 | 29200000TL | 03483 | EG1001017 | P | 58004753 | 58 | EGTL Spares | Mtce | 51 | 51Z | MODULE: POWER SUPPLY | Y-GLOBE ON.OFF MOV | Electric-Other : FOR ACTUATOR 150-HV-0005, 150-HV-0006 | EA | 1 | 0 | 0 | NO | 90.278 | 14014.75 | ROTORK |  | PN 01316296 | 01,22 | 1 | 2BAB | [7 empty] | 40914
12338 | 29200000TL | 03483 | EG1003001 | P | 58004765 | 58 | EGTL Spares | Mtce | 14 | 14I | INDICATOR:LIQUID TEMPERATURE | STEEL | Temperature and heat measuring instruments : 173 MM,0-120°C RANGE,0-120°C SCALE,STL, 2-TR2-1B, 2-TR2-2A, 2-TR2-2B, CAP SPARE | PC | 3 | 0 | 0 | NO | 748 | 116127 | REINHAUSEN MANUFACTURING | MT-ST160RM/2C/4M | PB202 | 22 | 1 | 3CAC |  |  | G193901D801 |  |  |  |  | 40914
12339 | 29200000TL | 03483 | EG1002008 | P | 58004786 | 58 | EGTL Spares | Mtce | 66 | 66F | SPRING: VALVE 8 IN | MINIMUM BYPASS FLOW VALVE | Valve - Parts & Accessories :INCONEL,SILVER, ITEM 5, X 750, SP-71-002, SP-71-003 | EA | 3 | 0 | 0 | NO | 1050.0676 | 163012.5 | HBE |  | POS 5 | 01,22 | 1 | 2BBC |  |  | 13392 |  |  |  |  | 40915
12340 | 29200000TL | 03483 | EG1002020 | P | 58004788 | 58 | EGTL Spares | Mtce | 66 | 66Q | VALVE: 8 IN VALVE | DAMPENING | Valve - Gate : STEEL BODY, STEEL, NONE OPERATED, MINIMUM BYPASS FLOW VALVE: ITEM 20, 304, SP-71-002, SP-71-003 | EA | 3 | 0 | 0 | NO | 175.0113 | 27168.75 | HBE |  | POS 20 | 02,22 | 1 | 2BBC |  |  | 13392 |  |  |  |  | 40915
12341 | 29200000TL | 03483 | EG1002011 | P | 58004804 | 58 | EGTL Spares | Mtce | 11 | 11Z | MODULE: SEMIPACK | 1200V 56A INPUT | Computer Hardware - Peripherals : 1200V 56A OUTPUT, 120/240VAC POWER, THY-THY ITAV, THYRISTORS, 110-UPS-2/A, 110-UPS-1/B, 110-UPS-2/B | EA | 5 | 0 | 0 | NO | 50.0779 | 7774.59 | CHLORIDE CIS | 0104020117 | 0104020117 | 01,22 | 1 | 3CAC |  |  | DT 316509/DT316510 |  |  |  |  | 40915
12342 | 29200000TL | 03483 | EG1002011 | P | 58004833 | 58 | EGTL Spares | Mtce | 11 | 11G | BOARD: PRINTED CIRCUIT | CTN SENSOR APODYS | Computer Hardware - EPOS : FOR UPS SYSTEMS SMA-07, ELECTRONIC CARDS, 110-UPS-2/A, 110-UPS-1/B, 110-UPS-2/B, SMA-07 | EA | 1 | 0 | 0 | NO | 2500 | 764800.5 | CHLORIDE CIS | 5904120007 | 5904120007 | 01,22 | 1 | 3CAC | 1BBB |  | DT 316509/DT316510 |  |  |  |  | 40915 | 44971 | 43560 |  |  |  |  | -1 | 1
12343 | 29200000TL | 03483 | EG1002011 | P | 58004836 | 58 | EGTL Spares | Mtce | 11 | 11G | BOARD: PRINTED CIRCUIT | DRIVER | Computer Hardware - EPOS : DC/DC IGBT TRENCH IT, 2,3,4,6,8 MODE DIRECT AOPDYS, ELECTRONIC CARDS, 110-UPS-2/A, 110-UPS-1/B, 110-UPS-2/B | EA | 1 | 0 | 0 | NO | 1762.849 | 273682.3 | CHLORIDE CIS | 5910980008 | 5910980008 | 01,22 | 1 | 3CAC |  |  | DT 316509/DT316510 |  |  |  |  | 40915
12344 | 29200000TL | 03483 | EG1002011 | P | 58004837 | 58 | EGTL Spares | Mtce | 11 | 11G | BOARD: PRINTED CIRCUIT | DIGITAL INVERTER | Computer Hardware - EPOS : INTERFACE FOR UPS SYSTEMS | EA | 1 | 0 | 0 | NO | 135.6535 | 21060.21 | CHLORIDE CIS | 5911010000 | 5911010000 | 01,22 | 1 | 3CAC |  |  | DT 316509/DT316510 |  |  |  |  | 40915
12345 | 29200000TL | 03483 | EG1002004 | P | 58004839 | 58 | EGTL Spares | Mtce | 11 | 11G | BOARD: PRINTED CIRCUIT | INTERFACE CAN | Computer Hardware - EPOS : FOR UPS SYSTEMS CANIF-00, ELECTRONIC CARDS, 110-UPS-2/A, 110-UPS-1/B, 110-UPS-2/B | EA | 1 | 0 | 0 | NO | 323.3856 | 50205.62 | CHLORIDE CIS | 5911080000 | 5911080000 | 01,22 | 1 | 3CAC |  |  | DT 316509/DT316510 |  |  |  |  | 40915
12346 | 29200000TL | 03483 | EG1002004 | P | 58004840 | 58 | EGTL Spares | Mtce | 11 | 11G | BOARD: PRINTED CIRCUIT | 8/3VDC OUTPUT 24VDC ISOLATED | Computer Hardware - EPOS : FOR UPS SYSTEMS, CUAL 11 CUDSMC SMPS ELECTRONIC CARDS 110-UPS-2/A, 110-UPS-1/B, 110-UPS-2/B | EA | 1 | 0 | 0 | NO | 680.4935 | 285786.85 | CHLORIDE CIS | 5911091100 | 5911091100 | 01,22 | 1 | 3CAC |  |  | DT 316509/DT316510 |  |  |  |  | 40915 | 44830
12347 | 29200000TL | 03483 | EG1002004 | P | 58004841 | 58 | EGTL Spares | Mtce | 11 | 11G | BOARD: PRINTED CIRCUIT | FOR UPS SYSTEMS | Computer Hardware - EPOS : CUDSMC-00, ELECTRONIC CARDS, 110-UPS-2/A, 110-UPS-1/B, 110-UPS-2/B | EA | 1 | 0 | 0 | NO | 4087.3128 | 634555.31 | CHLORIDE CIS | 5911100000 | 5911100000 | 01,22 | 1 | 3CAC |  |  | DT 316509/DT316510 |  |  |  |  | 40915
12348 | 29300000TL | 03483 | EG1001013 | P | 58004846 | 58 | EGTL Spares | Mtce | 11 | 11G | BOARD: PRINTED CIRCUIT | FOR UPS SYSTEMS | Computer Hardware - EPOS : NUMERIC INTERFACE, INCA-00, APODYS CHARGER 3 PH, ELECTRONIC CARDS, 110-UPS-2/A, 110-UPS-1/B, 110-UPS-2/B | EA | 1 | 0 | 1 | YES | 2250.3462 | 3461460 | CHLORIDE CIS | 5911240000 | 5911240000 | 01,22 | 1 | 3CAC |  |  | DT 316509/DT316510 |  |  |  |  | 43770 |  | 45492
12349 | 29300000TL | 03483 | EG1001013 | P | 58004847 | 58 | EGTL Spares | Mtce | 11 | 11G | BOARD: PRINTED CIRCUIT | POWER SUPPLY | Computer Hardware - EPOS : FOR UPS SYSTEMS | EA | 1 | 0 | 1 | YES | 1413.7363 | 2174595 | CHLORIDE CIS | 6911251000 | 6911251000 | 01,10,22 | 1 | 3CAC |  |  | DT 316509/DT316510 |  |  |  |  | 43770 |  | 45492
12350 | 29200000TL | 03483 | EG1002011 | P | 58004848 | 58 | EGTL Spares | Mtce | 11 | 11G | CHARGER: 6 PULSES SECONDARY | 24V FOR UPS SYSTEMS | Computer Hardware - EPOS : CGCH3, BRIDGE DRIVER, ELECTRONIC CARDS, 110-UPS-2/A, 110-UPS-1/B, 110-UPS-2/B | EA | 2 | 0 | 0 | NO | 589.9245 | 91585.78 | CHLORIDE CIS | 5911280000 | 5911280000 | 01,22 | 1 | 3CAC |  |  | DT 316509/DT316510 |  |  |  |  | 40915 | 44830
12351 | 29200000TL | 03483 | EG1002014 | P | 58004890 | 58 | EGTL Spares | Mtce | 14 | 14Z | GAUGE: PRESSURE | 0:1.6 BAR RANGE,100MM DIAL | *OBS*Gage&Parts-Pres : 1/2 IN MNPT,STL CASE,316L SS TUBE,316L SS,BOTTOM,WALL MOUNT,LIQUID FILLED MODEL 233.50.100 DWG. PG243499A, REFORMER PACKAGE 160-XP-001 | PC | 1 | 0 | 0 | NO | 140.75 | 40603.6125 | WIKA INSTRUMENTS | 233.50.100 / 7019495 |  | 05,22 | 1 | 1BBC | 1BBC |  | PG243499A |  |  | 233.50.100 |  | 41341 | 45888 | 43560 | -3 | 2
12352 | 29300000TL | 03483 | EG1004010 | P | 58004891 | 58 | EGTL Spares | Mtce | 14 | 14H | GAUGE: PRESSURE | 0:100 BAR RANGE,100MM DIAL | Pressure measuring and control Instruments : WIKA BOURDON TUBE PRESSURE GAUGE STAINLESS STEEL SERIES TYPE 233.50, 0 - 100 PRESSURE RANGE, 1/2 IN MNPT, 316 SS CASE, SS TUBE, 316L SS, BOTTOM, STEM MOUNT LIQUID FILLED CASE. | PC | 4 | 2 | 4 | YES | 300 | 461457 | WIKA INSTRUMENTS | 233.50.100 |  | 05,22 | 1 | 1BBC |  |  | PG243499C |  |  | 233.50.100 | GSLU014 | 43770 | 45802 | 45588 | -1 | 1 | -6 | 2
12353 | 29200000TL | 03483 | EG1002014 | P | 58004893 | 58 | EGTL Spares | Mtce | 14 | 14H | GAUGE: PRESSURE | 0:400 MBAR RANGE,100MM DIAL | Pressure measuring and control Instruments : &quot;1/2 IN MNPT,STL CASE,316L SS TUBE,316L SS,BOTTOM,WALL MOUNT,LIQUID FILLED, ADDITIONAL INFORMATION:MODEL 632.50.100 DWG. PG243499D, REFORMER PACKAGE 160-XP-001&quot; | PC | 3 | 0 | 0 | NO | 786.6 | 239716.35 | WIKA INSTRUMENTS | 40111431 |  | 05,22 | 1 | 1BBC |  |  | PG243499D |  |  |  |  | 41343 | 45265 | 42516 |  |  |  |  | -1 | 1
12354 | 29200000TL | 03483 | EG1003020 | P | 58004894 | 58 | EGTL Spares | Mtce | 14 | 14H | GAUGE: PRESSURE | 2.5 TO 3.5 MBAR RANGE | Pressure measuring and control Instruments : "160MM DIAL,1/2 IN BSPP,316 SS CASE,316 SS TUBE,316L SS,BACK FLG,WALL MOUNT,LIQUID FILLED MODEL 632.50.160 DWG. PG243499A, REFORMER PACKAGE 160-XP-001" | PC | 5 | 0 | 0 | NO | 730.2832 | 113369.164 | WIKA INSTRUMENTS | 44111423 |  | 05,22 | 1 | 1BBC |  |  | DPG243499A |  |  |  |  | 41343 | 42535 | 41884
12355 | 29200000TL | 03483 | EG1003020 | P | 58004895 | 58 | EGTL Spares | Mtce | 14 | 14H | GAUGE: PRESSURE | 1.5 TO 2.5 MBAR RANGE | *OBS*Gage&Parts-Pres : &quot;160MM DIAL,1/2 IN MNPT,STL CASE,316L SS TUBE,316L SS,BACK FLG,WALL MOUNT,LIQUID FILLEDMODEL 632.50.160 DWG. PG243499E, REFORMER PACKAGE 160-XP-001&quot; | PC | 3 | 0 | 0 | NO | 770.0496 | 119542.5 | WIKA INSTRUMENTS | 40111440 |  | 05,22 | 1 | 1BBC |  |  | PG243499E |  |  |  |  | 41343
12356 | 29200000TL | 03483 | EG1003021 | P | 58004896 | 58 | EGTL Spares | Mtce | 14 | 14I | GAUGE: PRESSURE | 0:6 BAR RANGE,160MM | *OBS*Gage&Parts-Pres : &quot;DIAL,1/2 IN MNPT,STL CASE,316L SS TUBE,316L SS,BOTTOM,WALL MOUNT,SILICONE FILLED, MODEL 733.51.100 DWG. PG 243499E, REFORMER PACKAGE 160-XP-001&quot; | PC | 1 | 0 | 0 | NO | 1310.0844 | 203377.5 | WIKA INSTRUMENTS | 12620386 |  | 05,22 | 1 | 1BBC | 1CCC |  | PG243499E |  |  |  |  | 41343 | 42966
12357 | 29200000TL | 03483 | EG1030011 | P | 58004975 | 58 | EGTL Spares | Mtce | 54 | 54D | PACKING: BULK | BRAIDED, GRAPHITE, 8M X 11M LG | Packing / Glands / Stuffing Boxes : 8 M PER BOX | EA | 2 | 0 | 0 | NO | 260.3371 | 40417.33 | KLINGER | GL/P44/110B |  | 01,22 |  | 2CAC | [7 empty] | 40915
12358 | 29200000TL | 03483 | EG1030009 | P | 58004991 | 58 | EGTL Spares | Mtce | 54 | 54D | PACKING:OXYGEN SERVICE | TEFLON, M12.5 X 8 M | Packing / Glands / Stuffing Boxes : | EA | 5 | 3 | 5 | NO | 335.8736 | 52144.37 | KLINGER | GL/P54F/125B |  | 01,22 |  | 2CAC | [7 empty] | 40915
12359 | 29200000TL | 03483 | EG1030010 | P | 58004992 | 58 | EGTL Spares | Mtce | 54 | 54D | PACKING:OXYGEN SERVICE | TEFLON, M14 X 8 M | Packing / Glands / Stuffing Boxes : | EA | 4 | 3 | 5 | NO | 428.6884 | 66553.88 | KLINGER | GL/P54F/140B |  | 01,22 |  | 2CAC | [7 empty] | 40915 | 44319
12360 | 29200000TL | 03483 | EG1030010 | P | 58004994 | 58 | EGTL Spares | Mtce | 54 | 54D | PACKING:OXYGEN SERVICE | TEFLON, 8 MM X 8 M | Packing / Glands / Stuffing Boxes : | EA | 5 | 3 | 5 | NO | 155.2493 | 24102.46 | KLINGER | GL/P54F/080B |  | 01,22 |  | 2CAC | [7 empty] | 40915
12361 | 29200000TL | 03483 | EG1030010 | P | 58004995 | 58 | EGTL Spares | Mtce | 54 | 54D | PACKING:OXYGEN SERVICE | TEFLON, 9.5MM X 8 M | Packing / Glands / Stuffing Boxes : | EA | 1 | 0 | 0 | NO | 201.5814 | 31295.51 | KLINGER | GL/P54F/095B |  | 01,22 |  | 2CAC | [7 empty] | 40915 | 43831
12362 | 29200000TL | 03483 | EG1030010 | P | 58004996 | 58 | EGTL Spares | Mtce | 54 | 54D | PACKING:OXYGEN SERVICE | TEFLON, 19 MM X 8 M | Packing / Glands / Stuffing Boxes : | EA | 4 | 2 | 5 | NO | 723.2506 | 112284.65 | KLINGER | GL/P54F/190B |  | 01,22 |  | 2CAC | [7 empty] | 40915 | 42345
12363 | 29200000TL | 03483 | EG1030009 | P | 58005003 | 58 | EGTL Spares | Mtce | 54 | 54D | PACKING:OXYGEN SERVICE | TEFLON, M11 X 8 M | Packing / Glands / Stuffing Boxes : | EA | 5 | 3 | 5 | NO | 272.6249 | 42325.02 | KLINGER | GL/P54F/110B |  | 01,22 |  | 2CAC | [7 empty] | 40915
12364 | 29200000TL | 03483 | EG1001012 | P | 58005018 | 58 | EGTL Spares | Mtce | 07 | 07B | LUBRICANT:ANTI-SEIZE,AEROSOL | 4 OZ CAN, NICKEL | Lubricants & Greases : LUBRICATION SUPPLIES BM-000008. All chemicals and other hazardous materials must be accompained by the following; a) Safety data Sheet, SDS, (not more than 5 years old); b) Certificate of Analysis /Quality , COA/Q, c) All containers | EA | 4 | 10 | 20 | NO | 57.6854 | 8954.4731 |  |  | 1028K63 | 00 |  | 2CAC | [7 empty] | 40915 | 45876 | 41561 | -12 | 2
12365 | 29200000TL | 03483 | EG1030007 | S | 58005027 | 58 | EGTL Spares | Mtce | 53 | 53A | TEE: PIPE | 3/8 IN, FPT, SS | Fittings - Pipe - Carbon Steel :ANSI B31.1, ANSI B31.3, ANSI B1.20.1, HEX 7/8 IN, GRAINGER 1DGK4, HEX 7/8 IN, GRAINGER 1DGK4 | EA | 20 | 12 | 20 | NO | 48.15 | 7475.29 |  |  | 1DGK4 | 02,22 |  | 3CAC | [7 empty] | 40915
12366 | 29200000TL | 03483 | EG1029009 | S | 58005028 | 58 | EGTL Spares | Mtce | 07 | 07B | LUBRICANT:ANTI-SEIZE | AEROSOL, 12 OZ | Lubricants & Greases : GRAINGER 5A450, INSTR-GENERAL PURPOSE, GRAINGER 5A450. All chemicals and other hazardous materials must be accompained by the following; a) Safety data Sheet, SDS, (not more than 5 years old); b) Certificate of Analysis /Quality , C | EA | 5 | 1 | 2 | NO | 43.3359 | 10658.1088 |  |  | 5A450 | 00 |  | 3CAC | [7 empty] | 40915 | 43206 | 43493
12367 | 29200000TL | 03483 | EG1030012 | S | 58005042 | 58 | EGTL Spares | Mtce | 51 | 51E | CONNECTOR: CABLE/CONDUIT | LIQUID TIGHT,INSULATED, 3/4 IN | Electric Components - Conduit / Fitting :(20 MM) HUB, 1.69 IN X 1-21/32 IN, STRAIGHT, STEEL, INSTR-GENERAL PURPOSE | EA | 20 | 15 | 20 | NO | 2.01 | 312.0525 | THOMAS & BETTS | 5333 | 2DDU6 | 01 |  | 3CAC | [7 empty] | 40915
12368 | 29200000TL | 03483 | EG1040022 | S | 58005050 | 58 | EGTL Spares | Mtce | 33 | 33Z | LINER:TRASH CAN | 24 IN X 32 IN | Janitorial Equipment & Supplies :&quot;LINEAR LOW DENSITY POLYETHYLENE, TRASH CAN LINER, MATERIAL LINEAR LOW DENSITY POLYETHYLENE, CAPACITY 10-15 GAL, WIDTH 24 IN, LENGTH 32 IN, GAUGE 0.35 MILS, MAX LOAD 15 LBS, COLOR CLEAR, PACKAGE 500 , INSTR-GENERAL PU | EA | 2 | 0 | 0 | NO | 42.7499 | 6636.94 | TOUGH GUY |  | 1CF64 | 00 |  | 3CAC | [7 empty] | 40915
12369 | 29200000TL | 03483 | EG1030012 | P | 58005051 | 58 | EGTL Spares | Mtce | 51 | 51E | COUPLING: CONDUIT | RIGID, 1/2 IN (14MM) | Electric Components - Conduit / Fitting :FEMALE THD, GALV STL, INSTR-GENERAL PURPOSE | EA | 10 | 0 | 0 | NO | 0.52 | 80.73 | POWER FIRST | GSC1 | 2CLN5 | 01 |  | 3CAC | [7 empty] | 40915
12370 | 29300000TL | 03483 | EG1001015 | P | 58005074 | 58 | EGTL Spares | Mtce | 06 | 06Z | SOLUTION: BUFFER, 6.86 PH | COLOUR GREEN | Chemicals - Other : 16 OZ OR 473 ML BOTTLES; TAG: 130 AT 1006/2006, 171 AT 0310/0311/ 0313/0502/0505/0506/0507/0509, 172 AT 0015/0017/0219/0319/0419/0501/0504/ 0507/0510, 174 AT 0303/0305/0313/0315,177 AT 0002A/0002B. All chemicals and other hazardous m | EA | 15 | 4 | 7 | YES | 250 | 360837.5 | EMERSON PROCESS | 9210013 |  | 12,22 | 1 | [8 empty] | 43770 | 45272 | 45568 |  |  |  |  | -6 | 4
12371 | 29300000TL | 03483 | EG1004015 | P | 58005084 | 58 | EGTL Spares | Mtce | 09 | 09N | CLEANER:DEGREASER,SPRAY | 300 ML CAN | Miscellaneous Gases:&quot;313-4443,RS COMPONENTS, ALTERNATE MANUFACTURER ACCEPTABLE SPRAYON ULTRA FORCE II 20 OZ &quot; | EA | 3 | 2 | 3 | YES | 40 | 61034.8 |  |  | 1MET9 | 00 |  | 2CAC | [7 empty] | 43770 | 45889 | 45660 | -5 | 1
12372 | 29200000TL | 03483 | EG1001016 | P | 58005088 | 58 | EGTL Spares | Mtce | 09 | 09N | SOLVENT:PERCHLORO ETHYLENE | PCE FOR OXYGEN SERVICE | Miscellaneous Gases:250 ML | EA | 9 | 5 | 10 | NO | 394.5 | 61246.13 | CHEMICAL-SUPERMARKET.COM | 127-18-4 |  | 00 |  | 2CAC | [7 empty] | 40915
12373 | 29200000TL | 03483 | EG1004003 | P | 58005090 | 58 | EGTL Spares | Mtce | 09 | 09N | LUBRICANT:PRECISION | 2-26 MULTI-PURPOSE,LIQUID | Miscellaneous Gases:16 OZ SPRAY BOTTLE | EA | 8 | 5 | 10 | NO | 8.4005 | 1304.1 | CRC | 2-26 | 2YE15 | 00 |  | 2CAC | [7 empty] | 40915 | 43704
12374 | 29300000TL | 03483 | EG1004015 | P | 58005091 | 58 | EGTL Spares | Mtce | 09 | 09N | CLEANER:LECTRA DEGREASER | AEROSOL,20 oZ CAN | Miscellaneous Gases: | EA | 12 | 8 | 12 | YES | 70.7588 | 108469.7257 | CRC | LECTRA CLEAN | 3EEE2 | 00 |  | 2CAC | [6 empty] | ENL035 | 43770 | 45911 | 45915 | -30 | 6 | -18 | 3 | -15 | 3
12375 | 29200000TL | 03483 | EG1004008 | P | 58005097 | 58 | EGTL Spares | Mtce | 07 | 07B | LUBRICANT:SAFETY SYNTHETIC | AEROSOL,16 OZ | *OBS*Fuels & Lubes-O : NON FLAMMABLE, TO FREE RUSTS, SPRAY ON. All chemicals and other hazardous materials must be accompained by the following; a) Safety data Sheet, SDS, (not more than 5 years old); b) Certificate of Analysis /Quality , COA/Q, c) All c | EA | 79 | 50 | 100 | NO | 8.2005 | 1273.05 |  |  | 1MEU2 | 00 |  | 2CAC | 2CAC | [6 empty] | 40915 | 44105
12376 | 29200000TL | 03483 | EG1003002 | P | 58005366 | 58 | EGTL Spares | Mtce | 11 | 11Z | MODULE:36 PIN 8 POINT ANALOG | 0/1-5V 0-10V +/-10V 0-20/4-20 | Computer Hardware - Peripherals : INPUT 24VDC BACKPLANE POWER, WITH HART, CROSS REF DWG EGTL1-SLF-INS-GA-300003, EGTL1-SLF-INS-GA-300004, EGTL1-SLF-INS-GA-300005, EGTL1-SLF-INS-GA-300006, FOR WAX FILTRATION PACKAGE | EA | 1 | 0 | 0 | NO | 1955.025 | 425063.14 | ROCKWELL AUTOMATION | 1756-IF8H | 22313E1K | 01,22 | 1 | 1BAB |  |  | SEE ADDITIONAL INFO |  |  |  |  | 41332 | 44534 | 41646
12377 | 29200000TL | 03483 | EG1005010 | P | 58005414 | 58 | EGTL Spares | Mtce | 70 | 70Z | KIT:REPAIR, | FOR CA44S/CA46S STEAM TRAP | Boilers & Associated Parts : CONTAINS REINFORCED EXFOLLATED GRAPHITE BS 1449 304 S11 COVER GASKET,REINFORCED EXFOLLATED GRAPHITE BS 1449 304 S11 VALVE SEAL GASKET, SPIRAX SARCO 0620082 | ST | 2 | 0 | 0 | NO | 269.55 | 69125.96 | SPIRAX SARCO | 0620082 | 0620082 | 01,22 | 1 | 3BAA |  |  | TI-P149-08 |  |  |  |  | 40975 | 43577 | 42109
12378 | 29200000TL | 03483 | EG1030010 | S | 58005415 | 58 | EGTL Spares | Mtce | 70 | 70Z | KIT:MAIN VALVE ASSEMBLY | FOR CA44S/CA46S STEAM TRAP | Boilers & Associated Parts : &quot;CONTAINS MAIN VALVE ASSEMBLY,FLOAT, ASSY WITH FLOAT VARIOUS SPIRAX SARCO - 1489280&quot; | EA | 2 | 0 | 0 | NO | 522.5 | 124663.25 | SPIRAX SARCO | 1489280 | 1489280 | 01,22 | 1 | 3BAA |  |  | TI-P148-35 |  |  |  |  | 40975 | 43577 | 41912
12379 | 29200000TL | 03483 | EG1028016 | P | 58005438 | 58 | EGTL Spares | Mtce | 53 | 53A | ELBOW: PIPE 1/2 IN | 3000 LB | Fittings - Pipe - Carbon Steel :SW, 45 DEG, CS, ASTM A105, UNS K03504, GR B | EA | 2 | 0 | 0 | NO | 1.4 | 217.35 | WILSON SUPPLY | SEE DESCRIPTION |  | 02 |  | 2CAC | [7 empty] | 40915
12380 | 29200000TL | 03483 | EG1028016 | P | 58005439 | 58 | EGTL Spares | Mtce | 53 | 53A | ELBOW: PIPE 1/2 IN | 6000 LB | Fittings - Pipe - Carbon Steel :SW, 45 DEG, CS, ASTM A105, UNS K03504, GR B | EA | 2 | 0 | 0 | NO | 84.87 | 26008.61 | WILSON SUPPLY | SEE DESCRIPTION |  | 02 |  | 2CAC | [7 empty] | 40915 | 42941 | 43601
12381 | 29200000TL | 03483 | EG1028016 | P | 58005440 | 58 | EGTL Spares | Mtce | 53 | 53A | ELBOW: PIPE 3/4 IN | 3000 LB | Fittings - Pipe - Carbon Steel :SW, 45 DEG, CS, ASTM A105, UNS K03504,GR B | EA | 7 | 0 | 0 | NO | 1.91 | 296.5275 | WILSON SUPPLY | SEE DESCRIPTION |  | 02 |  | 2CAC | [7 empty] | 40915 | 45902 |  | -2 | 1
12382 | 29200000TL | 03483 | EG1040013 | P | 58005441 | 58 | EGTL Spares | Mtce | 53 | 53A | ELBOW: PIPE 1 IN | 3000 LB | Fittings - Pipe - Carbon Steel :SW, 45 DEG, CS, ASTM A105, UNS K03504, GR B | EA | 9 | 0 | 0 | NO | 9.341 | 1450 | WILSON SUPPLY | SEE DESCRIPTION |  | 02 |  | 2CAC | [7 empty] | 40915 | 45800 | 41666 | -8 | 2 |  |  | -4 | 1
12383 | 29200000TL | 03483 | EG1028014 | P | 58005442 | 58 | EGTL Spares | Mtce | 53 | 53A | ELBOW: PIPE 1 IN | 6000 LB | Fittings - Pipe - Carbon Steel :SW, 45 DEG, CS, ASTM A105, UNS K03504, GR B | EA | 2 | 0 | 0 | NO | 46.7 | 14275.905 | WILSON SUPPLY | SEE DESCRIPTION |  | 02 |  | 2CAC | [7 empty] | 40915 | 43445 | 43612
12384 | 29300000TL | 03483 | EG1038005 | P | 58005446 | 58 | EGTL Spares | Mtce | 53 | 53A | ELBOW: PIPE 2 IN FNPT | 3000 LB | Fittings - Pipe - Carbon Steel :45 DEG, GALV CS, ASTM A105, UNS K03504, GR B | EA | 2 | 1 | 2 | YES | 56.43 | 92504.0061 | WILSON SUPPLY | SEE DESCRIPTION |  | 02 |  | 2CAC | 1CCC | [6 empty] | 44338 | 45468 | 45508 |  |  | -6 | 1
12385 | 29200000TL | 03483 | EG1030004 | P | 58005447 | 58 | EGTL Spares | Mtce | 53 | 53A | ELBOW: PIPE 3/4 IN | BEVELED END | Fittings - Pipe - Carbon Steel :45 DEG, LONG RADIUS, SCH 160, CS, ASTM A234, UNS K03006, GR WPB | EA | 3 | 0 | 0 | NO | 4.7475 | 737.4375 | WILSON SUPPLY | SEE DESCRIPTION |  | 02 |  | 2CAC | [7 empty] | 40915
12386 | 29200000TL | 03483 | EG1039006 | S | 58005449 | 58 | EGTL Spares | Mtce | 53 | 53A | ELBOW: PIPE 1 IN | BEVELED END | Fittings - Pipe - Carbon Steel :45 DEG, LONG RADIUS, SCH 160, CS, ASTM A234, UNS K03006, GR WPB, ASME B16.9, 184 | EA | 2 | 0 | 0 | NO | 5.1773 | 804.195 | WILSON SUPPLY | SEE DESCRIPTION |  | 02 |  | 2CAC | [7 empty] | 40915
12387 | 29200000TL | 03483 | EG1030003 | P | 58005450 | 58 | EGTL Spares | Mtce | 53 | 53A | ELBOW: PIPE 1 IN | BEVELED END | Fittings - Pipe - Carbon Steel :45 DEG, LONG RADIUS, XS, CS, ASTM A234, UNS K03006, GR WPB, ASME B16.9, 185 | EA | 3 | 0 | 0 | NO | 2.5887 | 402.0975 | WILSON SUPPLY | SEE DESCRIPTION |  | 02 |  | 2CAC | [7 empty] | 40915
12388 | 29200000TL | 03483 | EG1038011 | S | 58005452 | 58 | EGTL Spares | Mtce | 53 | 53A | ELBOW: PIPE 1-1/2 IN | BEVELED END | Fittings - Pipe - Carbon Steel :45 DEG, LONG RADIUS, XS, CS, ASTM A234, UNS K03006, GR WPB, ASME B16.9, 187 | EA | 2 | 0 | 0 | NO | 4.1379 | 642.735 | WILSON SUPPLY | SEE DESCRIPTION |  | 02 |  | 2CAC | [7 empty] | 40915
12389 | 29200000TL | 03483 | EG1029005 | S | 58005467 | 58 | EGTL Spares | Mtce | 53 | 53A | ELBOW: PIPE 1/2 IN | 3000 LB | Fittings - Pipe - Carbon Steel :SW, 90 DEG, DUAL-STAMPED F304/F304L SS, ASTM A182, ASME B16.11, 202 | EA | 2 | 0 | 0 | NO | 6.5367 | 1015.34 | WILSON SUPPLY | SEE DESCRIPTION |  | 02 |  | 2CAC | [7 empty] | 40915
12390 | 29200000TL | 03483 | EG1028015 | P | 58005488 | 58 | EGTL Spares | Mtce | 53 | 53A | ELBOW: PIPE 1/2 IN | 3000 LB | Fittings - Pipe - Carbon Steel :SW, 90 DEG, DUAL-STAMPED F316/F316L SS, ASTM A182, ASME B16.11, 223 | EA | 4 | 0 | 0 | NO | 16.358 | 3055.3075 | WILSON SUPPLY | SEE DESCRIPTION |  | 02 |  | 2CAC | [6 empty] | CSL349 | 40915 | 45748 | 42213 | -1 | 1
12391 | 29300000TL | 03483 | EG1001003A | S | 58005489 | 58 | EGTL Spares | Mtce | 53 | 53A | ELBOW: PIPE 3/4 IN | BEVELED END | Fittings - Pipe - Carbon Steel :90 DEG, LONG RADIUS, SCH 40S, DUAL-STAMPED 316/316L SS, ASTM A403, GR WP, ASME B16.9, 224 | EA | 1 | 0 | 1 | YES | 82.785 | 97622.6434 | WILSON SUPPLY | SEE DESCRIPTION |  | 02 |  | 2CAC | [7 empty] | 43770 | 44985 | 45393 |  |  |  |  | -1 | 1
12392 | 29300000TL | 03483 | EG1040014 | P | 58005495 | 58 | EGTL Spares | Mtce | 53 | 53A | ELBOW: PIPE 2 IN | BEVELED END | Fittings - Pipe - 90 DEG, LONG RADIUS, SCH 40S, DUAL-STAMPED 316/316L SS, ASTM A403, GR WP, ASME B16.9, 230 | EA | 31 | 9 | 14 | YES | 94.93 | 155615.9011 | WILSON SUPPLY | SEE DESCRIPTION |  | 02 |  | 2CAC | [7 empty] | 43770 | 45666 | 45568 | -2 | 1
12393 | 29200000TL | 03483 | EG1040013 | S | 58005509 | 58 | EGTL Spares | Mtce | 53 | 53A | ELBOW: PIPE 3/4 IN | 6000 LB | Fittings - Pipe - Carbon Steel :SW, 90 DEG, CS,ASTM A105, UNS K03504, GR B, ASME B16.11, 244 | EA | 11 | 0 | 0 | NO | 335.1793 | 52029.9008 | WILSON SUPPLY | SEE DESCRIPTION |  | 02 |  | 2CAC | [7 empty] | 40915 | 45573 |  |  |  | -2 | 1 | -1 | 1
12394 | 29200000TL | 03483 | EG1039015 | S | 58005511 | 58 | EGTL Spares | Mtce | 53 | 53A | ELBOW: PIPE 1 IN | 6000 LB | Fittings - Pipe - Carbon Steel :SW, 90 DEG, CS, ASTM A105, UNS K03504, GR B, ASME B16.11, 246 | EA | 1 | 3 | 4 | NO | 23.0538 | 7097.6886 | WILSON SUPPLY | SEE DESCRIPTION |  | 02 |  | 2CAC | [6 empty] | CSL350 | 40915 | 45178 | 43808 |  |  |  |  | -12 | 2
12395 | 29200000TL | 03483 | EG1039005 | S | 58005514 | 58 | EGTL Spares | Mtce | 53 | 53A | ELBOW: PIPE 1/2 IN FNPT | 3000 LB | Fittings - Pipe - Carbon Steel :90 DEG, GALV CS, ASTM A105, UNS K03504, GR B, ASME B16.11, 249 | EA | 4 | 0 | 0 | NO | 21.85 | 6653.325 | WILSON SUPPLY | SEE DESCRIPTION |  | 02 |  | 2CAC | [7 empty] | 40915 | 45913 | 42613 | -6 | 1
12396 | 29200000TL | 03483 | EG1028016 | P | 58005515 | 58 | EGTL Spares | Mtce | 53 | 53A | ELBOW: PIPE 3/4 IN FNPT | 3000 LB | Fittings - Pipe - Carbon Steel :90 DEG, GALV CS, ASTM A105, UNS K03504, GR B, ASME B16.11, 250 | EA | 1 | 0 | 0 | NO | 33.59 | 10244.95 | WILSON SUPPLY | SEE DESCRIPTION |  | 02 |  | 2CAC | [7 empty] | 40915 | 45698 | 42603 | -4 | 1 |  |  | -5 | 1
12397 | 29200000TL | 03483 | EG1040010 | S | 58005517 | 58 | EGTL Spares | Mtce | 53 | 53A | ELBOW: PIPE 1-1/2 IN FNPT | 3000 LB | Fittings - Pipe - Carbon Steel :90 DEG, GALV CS, ASTM A105, UNS K03504, GR B, ASME B16.11, 252 | EA | 3 | 2 | 3 | NO | 30 | 9193.5 | WILSON SUPPLY | SEE DESCRIPTION |  | 02 |  | 2CAC | [7 empty] | 40915 | 43753 | 43787
12398 | 29200000TL | 03483 | EG1040016 | S | 58005518 | 58 | EGTL Spares | Mtce | 53 | 53A | ELBOW: PIPE 2 IN FNPT | 3000 LB | Fittings - Pipe - Carbon Steel :90 DEG, GALV CS, ASTM A105, UNS K03504, GR B, ASME B16.11, 253 | EA | 40 | 0 | 0 | NO | 63.4644 | 19178.8553 | WILSON SUPPLY | SEE DESCRIPTION |  | 02 |  | 2CAC | [7 empty] | 40915 | 45782 | 43610 | -1 | 1 | -1 | 1 | -8 | 1
12399 | 29200000TL | 03483 | EG1039015 | S | 58005519 | 58 | EGTL Spares | Mtce | 53 | 53A | ELBOW: PIPE 3/4 IN | 3000 LB | Fittings - Pipe - Carbon Steel :SW, 90 DEG, STD, 13MM WALL THK, CR MOLY, ASTM A182, GR F11 CLASS 2, ASME B16.11, IMP T, 254. ( “Note: This item requires PMI testing and logging, if passed, markings and documentation as per the PMI specificatio | EA | 2 | 0 | 0 | NO | 5.04 | 782.46 | WILSON SUPPLY | SEE DESCRIPTION |  | 02,22,21 |  | 2CAC | [7 empty] | 40915
12400 | 29200000TL | 03483 | EG1030003 | P | 58005520 | 58 | EGTL Spares | Mtce | 53 | 53A | ELBOW: PIPE 3/4 IN | BEVELED END | Fittings - Pipe - Carbon Steel :90 DEG, LONG RADIUS, XS, CR MOLY, ASTM A234, GR WP11, ASME B16.9, 255. ( “Note: This item requires PMI testing and logging, if passed, markings and documentation as per the PMI specification are required.”) | EA | 1 | 0 | 0 | NO | 2.3788 | 369.495 | WILSON SUPPLY | SEE DESCRIPTION |  | 02,22,21 |  | 2CAC | [7 empty] | 40915 | 45215 | [5 empty] | -4 | 2
12401 | 29200000TL | 03483 | EG1039003 | S | 58005525 | 58 | EGTL Spares | Mtce | 53 | 53A | ELBOW: PIPE 1/2 IN | BEVELED END | Fittings - Pipe - Carbon Steel :90 DEG, LONG RADIUS, XS, CS, ASTM A234, UNS K03006, GR WPB, ASME B16.9, 260 | EA | 3 | 0 | 0 | NO | 1.919 | 298.08 | WILSON SUPPLY | SEE DESCRIPTION |  | 02 |  | 2CAC | [7 empty] | 40915
12402 | 29200000TL | 03483 | EG1038013 | S | 58005526 | 58 | EGTL Spares | Mtce | 53 | 53A | ELBOW: PIPE 3/4 IN | BEVELED END | Fittings - Pipe - Carbon Steel :90 DEG, LONG RADIUS,SCH 160,CS, ASTM A234, UNS K03006, GR WPB, ASME B16.9, 261 | EA | 11 | 8 | 25 | NO | 4.7475 | 737.4375 | WILSON SUPPLY | SEE DESCRIPTION |  | 02 |  | 2CAC | [7 empty] | 40915 | 45831 |  | -4 | 1 |  |  | -4 | 2
12403 | 29200000TL | 03483 | EG1030006 | P | 58005528 | 58 | EGTL Spares | Mtce | 53 | 53A | ELBOW: PIPE 1 IN | BEVELED END | Fittings - Pipe - Carbon Steel :90 DEG, LONG RADIUS, SCH 160, CS, ASTM A234, UNS K03006, GR WPB, ASME B16.9, 263 | EA | 7 | 3 | 10 | NO | 5.1773 | 804.195 | WILSON SUPPLY | SEE DESCRIPTION |  | 02 |  | 2CAC | [6 empty] | CSL351 | 40915 | 43915
12404 | 29200000TL | 03483 | EG1030006 | S | 58005529 | 58 | EGTL Spares | Mtce | 53 | 53A | ELBOW: PIPE 1 IN | BEVELED END | Fittings - Pipe - Carbon Steel :90 DEG, LONG RADIUS, XS, CS, ASTM A234,UNS K03006,GR WPB, ASME B16.9, 264 | EA | 14 | 11 | 22 | NO | 2.5887 | 402.0975 | USA INDUSTRIES INC. | SEE DESCRIPTION |  | 02 |  | 2CAC | [7 empty] | 40915 | 45863 |  | -1 | 1 | -1 | 1
12405 | 29200000TL | 03483 | EG1028015 | P | 58005530 | 58 | EGTL Spares | Mtce | 53 | 53A | ELBOW: PIPE 1-1/2 IN | BEVELED END | Fittings - Pipe - Carbon Steel :90 DEG, LONG RADIUS, SCH 160, CS, ASTM A234, UNS K03006, GR WPB, ASME B16.9, 265 | EA | 8 | 0 | 0 | NO | 43.4321 | 12003.7826 | WILSON SUPPLY | SEE DESCRIPTION |  | 02 |  | 2CAC | [7 empty] | 40915 | 45395 | 43330 |  |  | -2 | 1
12406 | 29300000TL | 03483 | EG1040016 | S | 58005531 | 58 | EGTL Spares | Mtce | 53 | 53A | ELBOW: PIPE 1-1/2 IN | BEVELED END | Fittings - Pipe - Carbon Steel :90 DEG, LONG RADIUS, XS, CS, ASTM A234, UNS K03006, GR WPB, ASME B16.9, 260 | EA | 7 | 2 | 4 | YES | 23.58 | 10722.0618 | WILSON SUPPLY | SEE DESCRIPTION |  | 02 |  | 2CAC | [7 empty] | 43770 | 45989 | 44853 | -3 | 2
12407 | 29200000TL | 03483 | EG1030007 | P | 58005532 | 58 | EGTL Spares | Mtce | 53 | 53A | ELBOW: PIPE 2 IN | BEVELED END | Fittings - Pipe - Carbon Steel :90 DEG, LONG RADIUS, SCH 160, CS, ASTM A234, UNS K03006, GR WPB, ASME B16.9, 267 | EA | 1 | 0 | 0 | NO | 63.3703 | 12157.0004 | WILSON SUPPLY | SEE DESCRIPTION |  | 02 |  | 2CAC | [7 empty] | 40915 | 44955 | 42094 |  |  |  |  | -1 | 1
12408 | 29200000TL | 03483 | EG1038015 | S | 58005581 | 58 | EGTL Spares | Mtce | 53 | 53A | PLUG: PIPE 1/2 IN MNPT | ROUND HEAD | Fittings - Pipe - Carbon Steel :CS, ASTM A105, UNS K03504, GR B, ASME B16.11, 891 | EA | 35 | 170 | 250 | NO | 0.7396 | 114.885 | WILSON SUPPLY | SEE DESCRIPTION |  | 01,02 |  | 2CAC | [6 empty] | CSL359 | 40915 | 46008 |  | -109 | 5 | -3 | 1
12409 | 29200000TL | 03483 | EG1038015 | S | 58005585 | 58 | EGTL Spares | Mtce | 53 | 53A | PLUG: PIPE 1-1/2 IN MNPT | ROUND HEAD | Fittings - Pipe - Carbon Steel :CS, ASTM A105, UNS K03504, GR B, ASME B16.11, 895 | EA | 7 | 17 | 25 | NO | 2.0689 | 321.3675 | WILSON SUPPLY | SEE DESCRIPTION |  | 01,02 |  | 2CAC | [7 empty] | 40915 | 45873 |  | -8 | 2
12410 | 29300000TL | 03483 | EG1039004 | P | 58005592 | 58 | EGTL Spares | Mtce | 53 | 53A | REDUCER: PIPE 2 IN X 1 IN | CONCENTRIC, BEVELED | Fittings - Pipe - Carbon Steel :STD X XS, CS, ASTM A234, UNS K03006, GR WPB, ASME B16.9, 902 | EA | 5 | 1 | 2 | YES | 34.73 | 32689.9598 | WILSON SUPPLY | SEE DESCRIPTION |  | 02,21,22 |  | 2CAC | [7 empty] | 43770 |  | 45295
12411 | 29300000TL | 03483 | EG1028016 | S | 58005593 | 58 | EGTL Spares | Mtce | 53 | 53A | REDUCER: PIPE 2 IN X 1 IN | CONCENTRIC, BEVELED | Fittings - Pipe - Carbon Steel :XS X SCH 160, CS, ASTM A234, UNS K03006, GR WPB, ASME B16.9, 903 | EA | 3 | 2 | 3 | YES | 70.95 | 109167.2175 | WILSON SUPPLY | SEE DESCRIPTION |  | 02,21,22 |  | 2CAC | [7 empty] | 43770 | 45324 | 45371 |  |  | -1 | 1 | -2 | 1
12412 | 29200000TL | 03483 | EG1028016 | P | 58005594 | 58 | EGTL Spares | Mtce | 53 | 53A | REDUCER: PIPE 2 IN X 1-1/2 IN | CONCENTRIC, BEVELED | Fittings - Pipe - Carbon Steel :SCH 160, CS, ASTM A234, UNS K03006, GR WPB, ASME B16.9, 904 | EA | 1 | 2 | 5 | NO | 9.0153 | 1400.355 | WILSON SUPPLY | SEE DESCRIPTION |  | 02,21,22 |  | 2CAC | [7 empty] | 40915 | 44857
12413 | 29300000TL | 03483 | EG1038014 | P | 58005595 | 58 | EGTL Spares | Mtce | 53 | 53A | REDUCER: PIPE 3 IN X 2 IN | CONCENTRIC, BEVELED | Fittings - Pipe - Carbon Steel :STD, CS, ASTM A234, UNS K03006, GR WPB, ASME B16.9, 905 | EA | 4 | 1 | 2 | YES | 22 | 8349 | WILSON SUPPLY | SEE DESCRIPTION |  | 02,21,22 |  | 2CAC | [7 empty] | 43770 | 45861 | 44215 | -3 | 1
12414 | 29200000TL | 03483 | EG1038014 | S | 58005596 | 58 | EGTL Spares | Mtce | 53 | 53A | REDUCER: PIPE 3 IN X 2 IN | CONCENTRIC, BEVELED | Fittings - Pipe - Carbon Steel :STD X XS, CS,ASTM A234, UNS K03006, GR WPB, ASME B16.9, 906 | EA | 3 | 0 | 0 | NO | 5.0374 | 782.46 | WILSON SUPPLY | SEE DESCRIPTION |  | 02,21,22 |  | 2CAC | [7 empty] | 40915 | 45054 | [5 empty] | -2 | 1
12415 | 29200000TL | 03483 | EG1038014 | S | 58005597 | 58 | EGTL Spares | Mtce | 53 | 53A | REDUCER: PIPE 3 IN X 2 IN | CONCENTRIC, BEVELED | Fittings - Pipe - Carbon Steel :XS X SCH 160, CS, ASTM A234, UNS K03006, GR WPB, ASME B16.9, 907 | EA | 2 | 0 | 0 | NO | 10.0848 | 1566.4725 | WILSON SUPPLY | SEE DESCRIPTION |  | 02,21,22 |  | 2CAC | [7 empty] | 40915 | 44980 | [5 empty] | -2 | 2
12416 | 29200000TL | 03483 | EG1038014 | S | 58005598 | 58 | EGTL Spares | Mtce | 53 | 53A | REDUCER: PIPE 4 IN X 2 IN | CONCENTRIC, BEVELED | Fittings - Pipe - Carbon Steel :STD, CS, ASTM A234, UNS K03006, GR WPB, ASME B16.9 908 | EA | 2 | 0 | 0 | NO | 30.6786 | 8975.8282 | WILSON SUPPLY | SEE DESCRIPTION |  | 02,21,22 |  | 2CAC | [7 empty] | 40915 | 44961 | 43624 |  |  |  |  | -1 | 1
12417 | 29200000TL | 03483 | EG1038014 | S | 58005599 | 58 | EGTL Spares | Mtce | 53 | 53A | REDUCER: PIPE 4 IN X 2 IN | CONCENTRIC, BEVELED | Fittings - Pipe - Carbon Steel :STD X XS, CS, ASTM A234, UNS K03006, GR WPB, ASME B16.9, 909 | EA | 3 | 7 | 10 | NO | 22.8769 | 7097.5893 | WILSON SUPPLY | SEE DESCRIPTION |  | 02,21,22 |  | 2CAC | [7 empty] | 40915 | 44683 | 42901
12418 | 29300000TL | 03483 | EG1038014 | S | 58005600 | 58 | EGTL Spares | Mtce | 53 | 53A | REDUCER: PIPE 4 IN X 3 IN | CONCENTRIC, BEVELED | Fittings - Pipe - Carbon Steel :STD, CS, ASTM A234, UNS K03006, GR WPB, ASME B16.9, 910 | EA | 3 | 0 | 1 | YES | 52.3967 | 44099.5521 | WILSON SUPPLY | SEE DESCRIPTION |  | 02,21,22 |  | 2CAC | [7 empty] | 43770 | 44684 | 45125
12419 | 29200000TL | 03483 | EG1040009 | S | 58005607 | 58 | EGTL Spares | Mtce | 53 | 53A | REDUCER: PIPE 3 IN X 2 IN | CONCENTRIC, BEVELED | Fittings - Pipe - Carbon Steel :SCH 40S, MONEL 400, ASTM B366, UNS N04400, GR WPNC, ASME B16.9 OXYGEN SERVICE 917 | EA | 5 | 4 | 8 | NO | 188.1429 | 29224.26 | WILSON SUPPLY | SEE DESCRIPTION |  | 02,21,22 |  | 2CAC | 1CCC | [6 empty] | 40915 | 45843 |  | -3 | 1
12420 | 29200000TL | 03483 | EG1040009 | S | 58005608 | 58 | EGTL Spares | Mtce | 53 | 53A | REDUCER: PIPE 4 IN X 3 IN | CONCENTRIC, BEVELED | Fittings - Pipe - Carbon Steel :SCH 10S, MONEL 400, ASTM B366, UNS N04400, GR WPNC, ASME B16.9 OXYGEN SERVICE 918 | EA | 10 | 1 | 3 | NO | 166.9738 | 25936.07 | WILSON SUPPLY | SEE DESCRIPTION |  | 02,21,22 |  | 2CAC | [7 empty] | 40915
12421 | 29200000TL | 03483 | EG1038014 | S | 58005615 | 58 | EGTL Spares | Mtce | 53 | 53A | REDUCER: PIPE 3 IN X 2 IN | ECCENTRIC, BEVELED | Fittings - Pipe - Carbon Steel :STD, CS, ASTM A234, UNS K03006,GR WPB, ASME B16.9, 925 | EA | 2 | 2 | 3 | NO | 4.9574 | 770.04 | WILSON SUPPLY | SEE DESCRIPTION |  | 02,21,22 |  | 2CAC | [7 empty] | 40915 | 43861
12422 | 29200000TL | 03483 | EG1038014 | S | 58005617 | 58 | EGTL Spares | Mtce | 53 | 53A | REDUCER: PIPE 4 IN X 2 IN | ECCENTRIC, BEVELED | Fittings - Pipe - Carbon Steel :STD, CS, ASTM A234, UNS K03006, GR WPB, ASME B16.9, 927 | EA | 9 | 0 | 0 | NO | 9.5051 | 1476.43 | WILSON SUPPLY | SEE DESCRIPTION |  | 02,21,22 |  | 2CAC | [7 empty] | 40915 | 43444
12423 | 29200000TL | 03483 | EG1038014 | S | 58005618 | 58 | EGTL Spares | Mtce | 53 | 53A | REDUCER: PIPE 4 IN X 2 IN | ECCENTRIC, BEVELED | Fittings - Pipe - Carbon Steel :STD X XS, CS, ASTM A234, UNS K03006,GR WPB, ASME B16.9, 928 | EA | 9 | 1 | 2 | NO | 9.5051 | 1476.43 | WILSON SUPPLY | SEE DESCRIPTION |  | 02,21,22 |  | 2CAC | [7 empty] | 40915 | 42147
12424 | 29200000TL | 03483 | EG1038014 | S | 58005619 | 58 | EGTL Spares | Mtce | 53 | 53A | REDUCER: PIPE 4 IN X 3 IN | ECCENTRIC, BEVELED | Fittings - Pipe - Carbon Steel :STD, CS, ASTM A234, UNS K03006, GR WPB, ASME B16.9, 929 | EA | 5 | 0 | 0 | NO | 33.7208 | 6529.3452 | WILSON SUPPLY | SEE DESCRIPTION |  | 02,21,22 |  | 2CAC | [7 empty] | 40915 | 42128 | 42141
12425 | 29200000TL | 03483 | EG1028016 | P | 58005631 | 58 | EGTL Spares | Mtce | 53 | 53A | TEE: PIPE REDUCER | BEVELED END | Fittings - Pipe - Carbon Steel :3 IN RUN, 2 IN BRANCH, SCH 10S X SCH 40S, DUAL-STAMPED 316/316L SS, ASTM A403, GR WP, ASME B16.9, 941 | EA | 2 | 0 | 0 | NO | 42.8679 | 6658.67 | WILSON SUPPLY | SEE DESCRIPTION |  | 02,22 |  | 2CAC | [7 empty] | 40915 | 42425
12426 | 29200000TL | 03483 | EG1028016 | P | 58005637 | 58 | EGTL Spares | Mtce | 53 | 53A | TEE: PIPE REDUCER | 6000 LB | Fittings - Pipe - Carbon Steel :1-1/2 IN RUN, 1 IN BRANCH, SW, CS, ASTM A105, UNS K03504, GR B, ASME B16.11, 947 | EA | 4 | 2 | 4 | NO | 12.8334 | 1993.41 | USA INDUSTRIES INC. | SEE DESCRIPTION |  | 02,22 |  | 2CAC | 1CCC | [6 empty] | 40915 | 42882
12427 | 29200000TL | 03483 | EG1039016 | S | 58005640 | 58 | EGTL Spares | Mtce | 53 | 53A | TEE: PIPE REDUCER | 3000 LB | Fittings - Pipe - Carbon Steel :2 IN RUN, 1 IN BRANCH, FNPT, GALV CS,ASTM A105, UNS K03504, GR B, ASME B16.11, 950 | EA | 6 | 7 | 10 | NO | 16.6714 | 2589.57 | WILSON SUPPLY | SEE DESCRIPTION |  | 02,22 |  | 2CAC | [7 empty] | 40915 | 45468 |  |  |  | -8 | 1
12428 | 29200000TL | 03483 | EG1040005 | S | 58005641 | 58 | EGTL Spares | Mtce | 53 | 53A | TEE: PIPE REDUCER | BEVELED END | Fittings - Pipe - Carbon Steel :1-1/2 IN RUN, 3/4 IN BRANCH, XS, CS, ASTM A234, UNS K03006, GR WPB, ASME B16.9, 951 | EA | 5 | 0 | 0 | NO | 65.02 | 12775.7798 | WILSON SUPPLY | SEE DESCRIPTION |  | 02,22 |  | 2CAC | [7 empty] | 40915 | 42202 | 42314
12429 | 29200000TL | 03483 | EG1038008 | S | 58005668 | 58 | EGTL Spares | Mtce | 53 | 53A | O-LET: PIPE SOCKOLET | 2 IN X 1 IN, 3000 LB | Fittings - Pipe - Carbon Steel :CS ASTM A105, UNS K03504, B, MSS SP-97, 978 | EA | 168 | 0 | 0 | NO | 12.84 | 1993.1389 | WILSON SUPPLY | SEE DESCRIPTION |  | 02 |  | 2CAC | [7 empty] | 40915 | 42829 | 41660
12430 | 29200000TL | 03483 | EG1039006 | S | 58005691 | 58 | EGTL Spares | Mtce | 53 | 53A | NIPPLE: SWAGE 1 IN | X 3/4 IN, PLAIN, 1 IN LG | Fittings - Pipe - Carbon Steel :CONCENTRIC SEAMLESS, XS, CS, ASTM A234, GR WPBS, MSS SP-95 1015 | EA | 5 | 0 | 0 | NO | 16.3668 | 4861.762 | WILSON SUPPLY | SEE DESCRIPTION |  | 02,21,22 |  | 2CAC | [7 empty] | 40915 | 42972 | 42996
12431 | 29200000TL | 03483 | EG1038014 | S | 58005697 | 58 | EGTL Spares | Mtce | 53 | 53A | NIPPLE: SWAGE 2 IN X 3/4 IN | CONCENTRIC SEAMLESS, STD | Fittings - Pipe - Carbon Steel :BEVEL LARGE END X PLAIN SMALL END, 2 IN LG, SCH 160, STD, CS, ASTM A234, GR WPBS, MSS SP-95, 1021 | EA | 3 | 0 | 0 | NO | 198.254 | 60267.1335 | WILSON SUPPLY | SEE DESCRIPTION |  | 02,21,22 |  | 2CAC | [7 empty] | 40915 | 45250 | 42997 |  |  |  |  | -5 | 1
12432 | 29200000TL | 03483 | EG1028014 | P | 58005698 | 58 | EGTL Spares | Mtce | 53 | 53A | NIPPLE: SWAGE 2 IN X 1 IN | CONCENTRIC SEAMLESS, CS | Fittings - Pipe - Carbon Steel :BEVEL LARGE END X PLAIN SMALL END, 2 IN LG, SCH 160, CS, ASTM A234, GR WPBS, MSS SP-95, 1022 | EA | 2 | 3 | 5 | NO | 86 | 16779.5 | WILSON SUPPLY | SEE DESCRIPTION |  | 02,21,22 |  | 2CAC | [7 empty] | 40915 | 45944 | 42073 | -1 | 1 |  |  | -2 | 1
12433 | 29200000TL | 03483 | EG1040009 | S | 58005704 | 58 | EGTL Spares | Mtce | 53 | 53A | NIPPLE: SWAGE 2 IN X 1 IN | ECCENTRIC SEAMLESS | Fittings - Pipe - Carbon Steel :BEVEL LARGE END X PLAIN SMALL END, 2 IN LG, SCH 160, CS, ASTM A234, GR WPBS, MSS SP-95, 1028 | EA | 6 | 3 | 5 | NO | 12 | 1863 | WILSON SUPPLY | SEE DESCRIPTION |  | 02,21,22 |  | 2CAC | [7 empty] | 40915 | 43170
12434 | 29300000TL | 03483 | EG1040005 | P | 58005710 | 58 | EGTL Spares | Mtce | 53 | 53A | TEE: PIPE 2 IN | BEVELED END | Fittings - Pipe - Carbon Steel :SCH 40S, DUAL-STAMPED 304/304L SS, ASTM A403, GR WP, ASME B16.9, 1034 | EA | 4 | 2 | 4 | YES | 86.8 | 132790.98 | WILSON SUPPLY | SEE DESCRIPTION |  | 02,22 |  | 2CAC | [7 empty] | 43770 |  | 45798
12435 | 29200000TL | 03483 | EG1038008 | S | 58005718 | 58 | EGTL Spares | Mtce | 53 | 53A | TEE: PIPE 3/4 IN | 6000 LB | Fittings - Pipe - Carbon Steel :SW, CS, ASTM A105, UNS K03504, GR B, ASME B16.11, 1042 | EA | 46 | 0 | 0 | NO | 3.48 | 540.27 | WILSON SUPPLY | SEE DESCRIPTION |  | 02,22 |  | 2CAC | [7 empty] | 40915 | 42496
12436 | 29200000TL | 03483 | EG1039015 | S | 58005721 | 58 | EGTL Spares | Mtce | 53 | 53A | TEE: PIPE 1 IN | 6000 LB | Fittings - Pipe - Carbon Steel :SW, CS, ASTM A105, UNS K03504, GR B, ASME B16.11, 1045 | EA | 7 | 3 | 5 | NO | 25.284 | 8427.705 | USA INDUSTRIES INC. | SEE DESCRIPTION |  | 02,22 |  | 2CAC | [7 empty] | 40915 | 45295 | 43899 |  |  |  |  | -4 | 1
12437 | 29200000TL | 03483 | EG1040007 | S | 58005741 | 58 | EGTL Spares | Mtce | 53 | 53A | TEE: PIPE 1 IN | BEVELED END | Fittings - Pipe - Carbon Steel :SCH 80S, MONEL 400, ASTM B366, UNS N04400, GR WPNC, ASME B16.9, ANNEALED OXYGEN SERVICE, 1065 | EA | 2 | 0 | 0 | NO | 323.3631 | 50228.0325 | WILSON SUPPLY | SEE DESCRIPTION |  | 02,22 |  | 2CAC | [7 empty] | 40915
12438 | 29200000TL | 03483 | EG1039004 | S | 58005764 | 58 | EGTL Spares | Mtce | 53 | 53A | COUPLING: PIPE HALF 1 IN | 6000 LB | Fittings - Pipe - Carbon Steel :SW, CS, ASTM A105, UNS K03504, GR B, ASME B16.11, 1088 | EA | 47 | 0 | 0 | NO | 2.21 | 343.1025 | WILSON SUPPLY | SEE DESCRIPTION |  | 01,02 |  | 2CAC | [7 empty] | 40915 | 43515
12439 | 29200000TL | 03483 | EG1039015 | S | 58005768 | 58 | EGTL Spares | Mtce | 53 | 53A | COUPLING: PIPE HALF 3/4 IN | FNPT, 6000 LB | Fittings - Pipe - Carbon Steel :CS, ASTM A105, UNS K03504, ASME B16.11, ASME B16.11, 1092 | EA | 49 | 0 | 0 | NO | 1.72 | 267.03 | WILSON SUPPLY | SEE DESCRIPTION |  | 01,02 |  | 2CAC | 2BBB | [6 empty] | 40915 | 43163
12440 | 29300000TL | 03483 | EG1039005 | P | 58005769 | 58 | EGTL Spares | Mtce | 53 | 53A | COUPLING: PIPE 3/4 IN | FNPT, 3000 LB | Fittings - Pipe - Carbon Steel :GALV CS, ASTM A105, UNS K03504, ASME B16.11, ASME B16.11, 1093 | EA | 4 | 3 | 5 | YES | 13.8175 | 10763.2833 | WILSON SUPPLY | SEE DESCRIPTION |  | 01,02 |  | 2CAC | [6 empty] | CSL363 | 43770 | 45698 | 45824 | -5 | 1
12441 | 29200000TL | 03483 | EG1040012 | S | 58005771 | 58 | EGTL Spares | Mtce | 53 | 53A | ADAPTER: PIPE 3/4 IN | FEMALE THD, 3000 LB | Fittings - Pipe - Carbon Steel :SW, CS ASTM A105, UNS K03504, ASME B16.11, 1095 | EA | 181 | 0 | 0 | NO | 1.1494 | 178.5375 | WILSON SUPPLY | SEE DESCRIPTION |  | 01 |  | 2CAC | [7 empty] | 40915 | 43486
12442 | 29200000TL | 03483 | EG1040020 | S | 58005772 | 58 | EGTL Spares | Mtce | 53 | 53A | ADAPTER: PIPE 3/4 IN | FEMALE THD, 6000 LB | Fittings - Pipe - Carbon Steel :SW, CS ASTM A105, UNS K03504, ASME B16.11, 1096 | EA | 3 | 0 | 0 | NO | 1.58 | 245.295 | USA INDUSTRIES INC. | SEE DESCRIPTION |  | 01 |  | 2CAC | 1CCC | [6 empty] | 40915 | 43164
12443 | 29200000TL | 03483 | EG1039016 | S | 58005774 | 58 | EGTL Spares | Mtce | 53 | 53A | COUPLING: PIPE 3/4 IN | 6000 LB | Fittings - Pipe - Carbon Steel :SW, CS, ASTM A105, UNS K03504, ASME B16.11, 1098 | EA | 492 | 0 | 0 | NO | 1.5792 | 245.295 | AALL AMERICAN FASTENERS | SEE DESCRIPTION |  | 01,02 |  | 2CAC | [7 empty] | 40915 | 45197 | [5 empty] | -3 | 1
12444 | 29200000TL | 03483 | EG1039005 | S | 58005775 | 58 | EGTL Spares | Mtce | 53 | 53A | COUPLING: PIPE 1 IN | FNPT, 3000 LB | Fittings - Pipe - Carbon Steel :GALV CS, ASTM A105, UNS K03504, ASME B16.11, 1099 | EA | 30 | 0 | 0 | NO | 2.05 | 318.2625 | WILSON SUPPLY | SEE DESCRIPTION |  | 01,02 |  | 2CAC | [6 empty] | CSL364 | 40915 | 45461 |  |  |  | -12 | 2
12445 | 29200000TL | 03483 | EG1038008 | S | 58005779 | 58 | EGTL Spares | Mtce | 53 | 53A | ADAPTER: PIPE 1-1/2 IN | FEMALE THD, 3000 LB | Fittings - Pipe - Carbon Steel :SW, CS ASTM A105, UNS K03504, ASME B16.11, 1103 | EA | 20 | 7 | 10 | NO | 3.13 | 485.9325 | WILSON SUPPLY | SEE DESCRIPTION |  | 01 |  | 2CAC | [7 empty] | 40915 | 44567
12446 | 29200000TL | 03483 | EG1039015 | S | 58005781 | 58 | EGTL Spares | Mtce | 53 | 53A | COUPLING: PIPE 1-1/2 IN | 6000 LB | Fittings - Pipe - Carbon Steel :SW, CS, ASTM A105, UNS K03504, ASME B16.11, 1105 | EA | 38 | 0 | 0 | NO | 5.05 | 784.0125 | USA INDUSTRIES INC. | SEE DESCRIPTION |  | 01,02 |  | 2CAC | [7 empty] | 40915 | 45877 |  | -4 | 2 |  |  | -20 | 1
12447 | 29200000TL | 03483 | EG1029015 | S | 58005782 | 58 | EGTL Spares | Mtce | 53 | 53A | COUPLING: PIPE 2 IN | FNPT, 3000 LB | Fittings - Pipe - Carbon Steel :GALV CS, ASTM A105, UNS K03504, ASME B16.11, ASME B16.11, 1106 | EA | 37 | 0 | 0 | NO | 6.5566 | 1018.44 | AALL AMERICAN FASTENERS | SEE DESCRIPTION |  | 01,02 |  | 2CAC | [6 empty] | PDIU001 | 40915 | 45698 |  | -3 | 1 |  |  | -2 | 1
12448 | 29200000TL | 03483 | EG1039015 | S | 58005783 | 58 | EGTL Spares | Mtce | 53 | 53A | ADAPTER: PIPE REDUCING | 1 IN X 1/2 IN, 3000 LB | Fittings - Pipe - Carbon Steel :SW, CS ASTM A105, UNS K03504, ASME B16.11, 1107 | EA | 19 | 0 | 0 | NO | 1.58 | 245.295 | WILSON SUPPLY | SEE DESCRIPTION |  | 01 |  | 2CAC | [7 empty] | 40915 | 43260
12449 | 29200000TL | 03483 | EG1039005 | S | 58005784 | 58 | EGTL Spares | Mtce | 53 | 53A | COUPLING: PIPE 1-1/2 IN | FNPT, 3000 LB | Fittings - Pipe - Carbon Steel :GALV CS, ASTM A105,UNS K03504, ASME B16.11, 1108 | EA | 6 | 7 | 10 | NO | 4.07 | 631.8675 | WILSON SUPPLY | SEE DESCRIPTION |  | 01,02 |  | 2CAC | [7 empty] | 40915 | 45914 |  | -13 | 3 | -4 | 1
12450 | 29200000TL | 03483 | EG1039004 | S | 58005786 | 58 | EGTL Spares | Mtce | 53 | 53A | COUPLING: PIPE 2 IN X 1 IN | FNPT, 3000 LB | Fittings - Pipe - Carbon Steel :GALV CS, ASTM A105, UNS K03504, ASME B16.11, 1110 | EA | 24 | 0 | 0 | NO | 6.56 | 1018.44 | WILSON SUPPLY | SEE DESCRIPTION |  | 01,02 |  | 2CAC | [7 empty] | 40915 | 42777
12451 | 29200000TL | 03483 | EG1028016 | P | 58005787 | 58 | EGTL Spares | Mtce | 53 | 53A | COUPLING: PIPE 2 IN X 1-1/4 IN | FNPT, 3000 LB | Fittings - Pipe - Carbon Steel :GALV CS, ASTM A105, UNS K03504, ASME B16.11, 1111 | EA | 24 | 0 | 0 | NO | 6.56 | 1018.44 | WILSON SUPPLY | SEE DESCRIPTION |  | 01,02 |  | 2CAC | [7 empty] | 40915 | 42777
12452 | 29200000TL | 03483 | EG1029011 | S | 58005824 | 58 | EGTL Spares | Mtce | 56 | 56Z | BOLT: 6MM DIA | SLOTTED CHEESE HD | *OBS*Fastener-BottWa : 40 MM LG, M6, NI PLTD BRASS,ISO | EA | 68 | 50 | 100 | NO | 4.0385 | 1203.5003 |  |  | 483-0029 | 02 | 1 | 2CAC | [7 empty] | 40915 | 44889 | 42704
12453 | 29200000TL | 03483 | EG1029011 | S | 58005825 | 58 | EGTL Spares | Mtce | 56 | 56Z | NUT: FULL, 6 MM DIA | M6, NI PLTD BRASS | *OBS*Fastener-BottWa : ISO | EA | 80 | 0 | 0 | NO | 0.1305 | 20.2707 |  |  | 483-0552 | 01,21,22 | 1 | 2CAC | 2CAC | [6 empty] | 40915 | 45356 |  |  |  | -20 | 1
12454 | 29200000TL | 03483 | EG1029011 | S | 58005827 | 58 | EGTL Spares | Mtce | 56 | 56Z | NUT: FULL, 5 MM DIA | M5, NI PLTD BRASS | *OBS*Fastener-BottWa : ISO | EA | 100 | 0 | 0 | NO | 0.0812 | 12.6165 |  |  | 483-0546 | 01,21,22 | 1 | 2CAC | 2CAC | [6 empty] | 40915
12455 | 29200000TL | 03483 | EG1029011 | S | 58005829 | 58 | EGTL Spares | Mtce | 56 | 56Z | NUT: FULL, 4 MM DIA | M4, NI PLTD BRASS | *OBS*Fastener-BottWa : ISO | EA | 100 | 50 | 100 | NO | 0.1365 | 21.207 |  |  | 483-0530 | 01,21,22 | 1 | 2CAC | 2CAC | [6 empty] | 40915
12456 | 29200000TL | 03483 | EG1029011 | S | 58005831 | 58 | EGTL Spares | Mtce | 56 | 56Z | NUT: FULL, 3 MM DIA | M3, NI PLTD BRASS | *OBS*Fastener-BottWa : ISO | EA | 100 | 0 | 0 | NO | 0.1035 | 16.0808 |  |  | 483-0502 | 01,21,22 | 1 | 2CAC | 2CAC | [6 empty] | 40915
12457 | 29200000TL | 03483 | EG1029011 | S | 58005833 | 58 | EGTL Spares | Mtce | 56 | 56Z | NUT: FULL, 2.5 MM DIA | M2.5, NI PLTD BRASS | *OBS*Fastener-BottWa : ISO | EA | 100 | 0 | 0 | NO | 0.0918 | 14.255 |  |  | 483-0495 | 01,21,22 | 1 | 2CAC | 2CAC | [6 empty] | 40915
12458 | 29200000TL | 03483 | EG1029003 | S | 58005917 | 58 | EGTL Spares | Mtce | 34 | 34A | NOZZLE:LIQUID JET COMPRESSOR | 1 IN,FLG,1.4571 | *OBS*Lab-Apparatus : | EA | 1 | 0 | 0 | NO | 1103.071 | 171251.78 | GEA-WIEGAND | ES1-16E/18-3 | &QUOT;01-2008- 2349®-3&QU | 22 | 1 | 2CAC | 2CAC |  | ES1-116A/08 N |  |  |  |  | 40914
12459 | 29300000TL | 03483 | EG1002016 | P | 58005930 | 58 | EGTL Spares | Mtce | 54 | 54A | GASKET:OIL SUMP DRIVEN SIDE | 205MM X 294MM X 0.5MM,FLEXOID | Gaskets : CIRCULAR, 171-CB-072 A/B, MAN PART NO: 50 (ES 45/2P-RVP80, ES 35/2P RVP80), SUPP PART NO: 50 (ES 45/2P-RVP80, ES 35/2P RVP80) | EA | 2 | 1 | 2 | YES | 100 | 154929 | ROBUSCHI |  | SEE ADDITIONAL INFO | 01 | 1 | 2CAC |  |  | &QUOT;276055-0001 275978- |  |  |  |  | 43770 |  | 45477
12460 | 29200000TL | 03483 | EG1001013 | P | 58005989 | 58 | EGTL Spares | Mtce | 50 | 50Z | SET:REAR & FRONT BEARING | 28 MM/40 MM DIAMETER | Bearings & Accessories - All : | ST | 1 | 0 | 0 | NO | 113.8133 | 17669.52 | MAPRO INTERNATIONAL | 12/21 B.124 - 5/10 | / | 01,22 | 1 | 2CAC |  |  | DRG. 124 |  |  |  |  | 40914
12461 | 29200000TL | 03483 | EG1001013 | P | 58005993 | 58 | EGTL Spares | Mtce | 50 | 50Z | SET:REAR & FRONT BEARING | 40 MM DIAMETER | Bearings & Accessories - All : | ST | 1 | 0 | 0 | NO | 346.2322 | 53752.55 | MAPRO INTERNATIONAL | 30/21 B. 124 - 5/10 | / | 01,22 | 1 | 2CAC |  |  | DRG. 124 |  |  |  |  | 40914
12462 | 29300000TL | 03483 | EG1003001 | P | 58006076 | 58 | EGTL Spares | Mtce | 28 | 28B | APRON:24 IN X 42 IN | CHROME LEATHER,RUSSET | Safety-Personal : SAFETY EQUIPMENT | EA | 8 | 5 | 8 | YES | 93.74 | 142249.795 | MEMPHIS GLOVES | 38142 |  | 01 | 1 | 2 | [7 empty] | 43770 |  | 45901
12463 | 29300000TL | 03483 | EG1040008 | S | 58006215 | 58 | EGTL Spares | Mtce | 87 | 87B | JOINT:DELIVERY VALVE 2ND STG | 159.5 X 144.5 MM ID,SOFT IRON | Engines - Parts : 150-CR-002 A/B, EGTL1-PBL-MEC-DD-500035, 2D2 COMPRESSOR - NO: CD55845**CD55845/12/32/02** | EA | 4 | 1 | 2 | YES | 320 | 147414.4 | PETER BROTHERHOOD LIMITED | CD55845/12/32/02 | CD55845/12/32/02 | 01,02,22 | 1 |  |  |  | C12/2/00086 |  |  | 2D2/CD5845 |  | 43770 | 45339 | 44775 |  |  | -2 | 1
12464 | 29200000TL | 03483 | EG1001010 | P | 58006231 | 58 | EGTL Spares | Mtce | 14 | 14Z | TRANSMITTER:TEMPERATURE,24V DC | 0-100 C INPUT,4-20MA OUTPUT | *OBS*Gage&Parts-Pres : &quot;VARIOUS, 150-CR-002A/B EGTL1-PBL-PRO-PI-500010 PART NOT SHOWN ON DRAWING&quot; | EA | 3 | 0 | 0 | NO | 329.1132 | 51089.556 | W.E.INSTRUMENTATION | CD55845 85 11 02 | OD36094 | 05,22 | 1 | 1AXX | 1AXX |  | EGTL1-PBL-PRO-PI-500010 |  |  |  |  | 40914 | 45504 |  |  |  | -2 | 1
12465 | 29200000TL | 03483 | EG1001010 | P | 58006233 | 58 | EGTL Spares | Mtce | 14 | 14H | INDICATOR: PRESSURE,5IN | 0-10 BARG RANGE,0.25BARG SCALE | Pressure measuring and control Instruments : &quot;STAINLESS STEEL, VARIOUS 150-CR-002A/B EGTL1-PBL-PRO-PI-500010 PART NO NOT SHOWN ON DRAWING&quot; | EA | 1 | 0 | 0 | NO | 69.9942 | 10865.2762 | ASHCROFT | CD55845 85 11 04 | OD36096 | 22 | 1 | 1AXX |  |  | EGTL1-PBL-PRO-PI-500010 |  |  | T6500 |  | 40914 | 45050 | 41791 |  |  |  |  | -1 | 1
12466 | 29200000TL | 03483 | EG1001002 | P | 58006261 | 58 | EGTL Spares | Mtce | 51 | 51B | LIGHT: FLUORESCENT, | 230VAC 50HZ,14WW | Electric Components - Lighting : COURTESY LIGHT, 1 LAMP(S),WALL MOUNT, WITH FLUORESCENT LAMP, BASE G13 | EA | 4 | 0 | 0 | NO | 194.3626 | 30165.08 | RITTAL | PS 4139.140 | PS 4139.140 | 01,10,22 | 1 | 2AAC |  |  | C02-401-05 |  |  |  |  | 40975
12467 | 29200000TL | 03483 | EG1001008 | P | 58006302 | 58 | EGTL Spares | Mtce | 54 | 54D | KIT:COMP MAINT,ACTUATOR | WORMSHAFT/WORMWHEEL KIT | *OBS*GS&P-O-Rings : &quot;GEAR CASE MAIN KIT,BASE MAINT KIT,HANDWHEEL,ROTORK MAINT KIT,TOOK KIT & COVER MAIN KITMN IQ25FA14B4, 120-HV-2052 BARO# ROTWIQ81133 MOD 11A IQ2 COMP MAINT KIT MK2&quot; | KI | 1 | 0 | 0 | NO | 1298 | 201514.5 | ROTORK | P/N 11A | 11A | 01,22 | 1 | 2BBC | 2BBC |  | EGTL1-BCI-INS-DS-200007 |  |  |  |  | 40914
12468 | 29300000TL | 03483 | EG1040014 | P | 58006343 | 58 | EGTL Spares | Mtce | 56 | 56Z | STUD BOLT:3/4IN DIA, 140MM LG | 10 UNC,ALLOY STL,ASTM A193,GR | *OBS*Fastener-Stud B : B7, WITH TWO HEAVY HEX NUTS ASTM A194 GR 2H, ASSEMBLED | EA | 124 | 130 | 186 | YES | 4.0374 | 6077.8334 |  |  | SEE DESCRIPTION | 02,21,22 | 1 | 2CAC | [7 empty] | 43770 | 45972 | 45995 | -62 | 2 | -22 | 3
12469 | 29200000TL | 03483 | EG1003021 | P | 58007109 | 58 | EGTL Spares | Mtce | 54 | 54D | ISOLATOR:BRONZE BEARING | (NON DRIVE END) OM-32 | *OBS*GS&P-O-Rings : &quot;150-PC-007 A/B EGTL1-SLZ-MEC-DD-501763 PART 426.363&quot; | PC | 1 | 1 | 2 | NO | 7419.4321 | 1151866.84 | SULZER | 7505357 | 7505357 | 01 | 1 | 2BAB | 2BAB |  | B-102729-100-08 |  |  |  |  | 40914 | 45792 |  | -1 | 1
12470 | 29200000TL | 03483 | EG1003021 | P | 58007168 | 58 | EGTL Spares | Mtce | 87 | 87B | SHIM SET:SHIM THRUST BEARING | 0.0005 IN - 0.060 IN THK | *OBS*Machinery-Misc- : &quot;24I N X 24 IN,PLASTIC,14 PIECE,CARDBOARD BOX, 2SB NDE OUTBOARD PRACTI-SHIM 183-PC-014 A/B/C EGTL1-SLZ-MEC-DD-831065 PART 592.01&quot; | PC | 2 | 1 | 2 | NO | 339.044 | 52636.58 | SULZER | 204502507001 | 204502507001 | 00 | 1 | 2BAB | 2BAB |  | 1-104.421.816 |  |  |  |  | 40914
12471 | 29200000TL | 03483 | EG1004002 | P | 58007177 | 58 | EGTL Spares | Mtce | 50 | 50Z | BEARING:JOURNAL,STL/SAE | 12 BABBITT, | Bearings & Accessories - All :SULZER SLEEVE BEARING GTL1-SLZ-MEC-DD-831065 PART 310.01. | EA | 3 | 0 | 0 | NO | 9386.606 | 1457270.5801 | SULZER |  | 204502642200 | 01,21,22 | 1 | 2BAB |  |  | 1-104.421.816 |  |  | BBT-D 8X12X27BZ |  | 40914
12472 | 29200000TL | 03483 | EG1003021 | P | 58007208 | 58 | EGTL Spares | Mtce | 50 | 50Z | BEARING: SLEEVE,BUSHING,1.4404 | CARBON GRAPHITE SA479 316L | Bearings & Accessories - All :&quot;183-PX-019 A/B EGTL1-SLZ-MEC-DD-831775 PART 082.0&quot; | PC | 2 | 0 | 0 | NO | 4230.2624 | 656748.23 | SULZER | LAB.600336200.DQ | OSB102729700012 | 01,21,22 | 1 | 2BAB |  |  | D000665 |  |  |  |  | 40914
12473 | 29200000TL | 03483 | EG1003021 | P | 58007211 | 58 | EGTL Spares | Mtce | 56 | 56Z | NUT:BEARING,M35 DIA,1.5 MM,STL | 1.0044 A576,GR 1035 | *OBS*Fastener-Other : &quot;183-PX-019 A/B EGTL1-SLZ-MEC-DD-831775 PART 093.0 PART KM7/M35 X 1.5&quot; | PC | 2 | 0 | 0 | NO | 97.0408 | 15065.59 | SULZER | OKM.000000007.S1 | OSB102729700015 | 01,21,22 | 1 | 2BAB | 2BAB |  | D000665 |  |  |  |  | 40914
12474 | 29300000TL | 03483 | EG1040008 | S | 58007356 | 58 | EGTL Spares | Mtce | 76 | 76Z | SPACER:SLEEVE,79MM DIA | A276T420/U4021QT700 | Pumps-Other : &quot;183-PC-013 EGTL1-SLZ-MEC-DD-831064 PART 52503&quot; | PC | 1 | 0 | 1 | YES | 5607.83 | 4333900.0317 | SULZER | 204646998002 | 204646998002 | 00 | 1 | 2BAB |  |  | E 9-S.4620.019-X |  |  |  |  | 43770 |  | 45064
12475 | 29300000TL | 03483 | EG1040005 | S | 58007362 | 58 | EGTL Spares | Mtce | 76 | 76F | RING: WEAR, 179 MM,ASTM A743 | GR CA40, STATIONARY | Pump - Centrifugal - Parts : &quot;EQUIPMENT: API CENTRIFUGAL PUMPS 183-PC-013 EGTL1-SLZ-MEC-DD-831064 PART 50206&quot; | PC | 4 | 2 | 4 | YES | 4617.0375 | 3568185.4775 | SULZER | 204647287002 | 204647287002 | 01 | 1 | 2BAB |  |  | E0-S.4650.013-X |  |  |  |  | 43770 |  | 45064
12476 | 29200000TL | 03483 | EG1029013 | S | 58007416 | 58 | EGTL Spares | Mtce | 72 | 72C | ELEMENT: LUBE OIL FILTER | FILTER WITH O-RINGS | Filtration-Media : FILTER ELEMENT TYPE: INR-S-0095-API-PF010-V, SIZE: 57MM X 215MM , MATERIAL: STAINLESS STEEL/ POLYFIBRE ITEM 3 ON DRAWINGO-RING (R4131)SIZE 32.93MM X 3.53MM VITON A90 SHORE ITEM 6 ON DRAWING O-RING (R4237)SIZE 59.92MM X 3.53MM VITON A | EA | 7 | 0 | 0 | NO | 1149.4971 | 178459.4246 | INDUFIL | INR-S-0095-API-PF010-V |  | 01,22 | 1 | 1AXX |  |  | 700852/700855 |  |  |  |  | 40914 | 42240 | 41587
12477 | 29300000TL | 03483 | EG1003009 | P | 58007501 | 58 | EGTL Spares | Mtce | 76 | 76F | CAGE:VALVE GLOBE 1 IN,1-5/16 | IN X 3/4 IN,316 SS/ENC HT | Pump - Centrifugal - Parts : LOWER, (CONTROL VALVES) | EA | 2 | 0 | 1 | YES | 1046.55 | 1510527.477 | FISHER CONTROLS | 20A3324X012 |  | 01A | 1 |  |  |  | FORM 5003 |  |  |  |  | 43770 |  | 45465
12478 | 29300000TL | 03483 | EG1003013 | P | 58007546 | 58 | EGTL Spares | Mtce | 66 | 66Z | RING: BACK-UP 1-5/16 IN | PEEK/CARBON 30A8 | Valve - Actuator & Positioner: ANTI-EXTRUSION (CONTROL VALVES) | EA | 1 | 0 | 1 | YES | 850 | 1316896.5 | FISHER CONTROLS | 23B6125X012 |  | 01,22 | 1 | 1AXX | 1BAA |  | FORM 5081 |  |  |  |  | 44338 | 45688 | 45711 | -1 | 1
12479 | 29300000TL | 03483 | EG1003013 | P | 58007605 | 58 | EGTL Spares | Mtce | 66 | 66Z | CAGE:VALVE QO, | 316 / ENC HT | Valve-Other : | EA | 4 | 1 | 2 | YES | 1483 | 2199155.53 | FISHER | 2U740348932 |  | 02,21,22 | [9 empty] | 43770 |  | 45264
12480 | 29200000TL | 03483 | EG1003006 | P | 58007630 | 58 | EGTL Spares | Mtce | 76 | 76F | CAGE: 2 IN GLOBE VALVE | 3/4IN X 1-1/2IN, S17400 | Pump - Centrifugal - Parts : DBL 1150, EQ% | EA | 1 | 0 | 0 | NO | 3487.4976 | 541434 | FISHER | 33B6642X032 |  | 02,21,22 | 1 | 1BAA |  |  | FORM 5299 |  |  |  |  | 40975
12481 | 29300000TL | 03483 | EG1002019 | P | 58007637 | 58 | EGTL Spares | Mtce | 66 | 66G | PLUG: VALVE 1 IN | 316 SS 20B64/COCRA | Valve-Plug : ANTI-EXTRUSION (CONTROL VALVES) | EA | 2 | 0 | 1 | YES | 940.4833 | 1239454.6512 | FISHER CONTROLS | 34B3511X012 |  | 01A | 1 | 1AXX |  |  | FORM 5081 |  |  |  |  | 44761 |  | 45288
12482 | 29300000TL | 03483 | EG1004004 | P | 58007730 | 58 | EGTL Spares | Mtce | 66 | 66Z | KIT: REPAIR | FOR CONTROL VALVE | Valve-Other : CONTAINS O-RING (3 NOS), NO MATERIAL | EA | 1 | 0 | 1 | YES | 268.56 | 410856.516 | FISHER CONTROLS | R585CX00042 |  | 01,22 | 1 | 1AXX | 1BBB |  | FORM 5081 |  |  |  |  | 43770 | 45761 | 45797 | -1 | 1 | -1 | 1
12483 | 29200000TL | 03483 | EG1002012 | P | 58007770 | 58 | EGTL Spares | Mtce | 50 | 50Z | BEARING | THRUST VALVE | Bearings & Accessories - All :PEEK CARBON 30A8; FOR FISHER POSI SEAL CONTROL VALVE SERIAL NUMBER 18292380.MANUFACTURER: FISHER CONTROLS | EA | 2 | 0 | 0 | NO | 325.5008 | 50534 | FISHER CONTROLS | V168182X012 |  | 01,21,22 | 1 |  | 2CBC |  | FORM 5291 |  |  |  |  | 40914
12484 | 29200000TL | 03483 | EG1002012 | P | 58007782 | 58 | EGTL Spares | Mtce | 14 | 14C | RING:SPR RADIAL 6-23/32 IN | X 7-3/32 IN X 3/16 IN | Flow Measuring Instruments : N276/PTFE/25% CG (CONTROL VALVES) | EA | 3 | 0 | 0 | NO | 429.883 | 66733.9625 | FISHER | 10A2643X032 |  | 01,22 | 10A2643X032 | 1BBA |  |  | FORM 5081 |  |  |  |  | 41256 | 44632
12485 | 29300000TL | 03483 | EG1003006 | P | 58007787 | 58 | EGTL Spares | Mtce | 14 | 14C | RING: RADIAL SPRING,2-1/32 IN | X 2-13/32 IN X 3/16 IN,C276/ | Flow Measuring Instruments : PTFE/25% CG (CONTROL VALVES) | EA | 3 | 2 | 3 | YES | 324.22 | 465999.2902 | FISHER CONTROLS | 10A4206X032 |  | 01,22 | 1 | 1AXX |  |  | FORM 5081 |  |  |  |  | 43770 |  | 45245
12486 | 29300000TL | 03483 | EG1002018 | P | 58007796 | 58 | EGTL Spares | Mtce | 66 | 66Z | RING: BACK-UP 4 IN, S41600 | FGS 2B8, CONTROL VALVES | Valve - Actuator & Positioner: | EA | 1 | 1 | 2 | YES | 58.48 | 22193.16 | FISHER CONTROLS | 10A4218X022 |  | 01,22 | 1 |  | 1BBB |  | FORM 5081 |  |  |  |  | 43770 | 45756 | 43906 | -1 | 1
12487 | 29200000TL | 03483 | EG1002017 | P | 58007837 | 58 | EGTL Spares | Mtce | 54 | 54D | O-RING:CONTROL VALVE,11/16 IN | ID, 13/16 IN OD,1/16 IN WD | *OBS*GS&P-O-Rings : NITRILE DS52-2 | EA | 2 | 0 | 0 | NO | 16.5011 | 2561.6345 | FISHER CONTROLS | 13A1584X052 |  | 01,22 | 1 |  | 2BAB |  | FORM 5468 |  |  |  |  | 40914 | 44497
12488 | 29200000TL | 03483 | EG1002018 | P | 58007854 | 58 | EGTL Spares | Mtce | 87 | 87B | GASKET:SHIM, 1-15/16 IN X | 2-17/32 IN X 1/32 IN, 316 SS | *OBS*Machinery-Misc- : RING (CONTROL VALVES) | EA | 11 | 0 | 0 | NO | 9.98 | 1549.395 | FISHER CONTROLS | 16A1936X012 |  | 01,22 | 1 |  | 2BAB |  | D100401X012 |  |  |  |  | 40914 | 44536
12489 | 29200000TL | 03483 | EG1002019 | P | 58007929 | 58 | EGTL Spares | Mtce | 54 | 54A | GASKET: SPIRAL WOUND CL 600 | N04400 INNER RING,GRAPHITE | Gaskets : OUTER RING,GRAPHITE FILLER,N04400/17N3 WINDING,SPIRAL WOUND,2.00 IN X 2.50 IN X 0.175 INCH, CROSS REF DWG NO FORM 5003/FORM 5081, (CONTROL VALVES) | EA | 12 | 2 | 6 | NO | 17.7 | 2747.925 | FISHER CONTROLS | 1R286099442 |  | 01,22 | 1 |  |  |  | FORM 5003 |  |  |  |  | 40914 | 44536
12490 | 29200000TL | 03483 | EG1002012 | P | 58007935 | 58 | EGTL Spares | Mtce | 54 | 54D | O-RING:CONTROL VALVE,3-1/4 IN | ID, 3-5/8 IN OD, 3/16 IN WD | *OBS*GS&P-O-Rings : NITRILE-DS52-8 | EA | 1 | 0 | 0 | NO | 11.78 | 1828.845 | FISHER CONTROLS | 1R834206992 |  | 01,22 | 1 | 1AXX | 2BAB |  | D100390X012 |  |  |  | KGISL202 | 40914 | 45232 | [5 empty] | -1 | 1
12491 | 29200000TL | 03483 | EG1002012 | P | 58007936 | 58 | EGTL Spares | Mtce | 66 | 66F | BUSHING: VALVE SEAL,SIZE 80 | C95400, CONTROL VALVES | Valve - Parts & Accessories : | EA | 2 | 0 | 0 | NO | 675.19 | 69883.5 | FISHER CONTROLS | 1R945614042 |  | 02,22 | 1 | 1AXX | 2BAB |  | FORM 5081 |  |  |  |  | 40914 | 45135 | [5 empty] | -1 | 1
12492 | 29300000TL | 03483 | EG1003007 | P | 58007937 | 58 | EGTL Spares | Mtce | 54 | 54D | SEAL:WIPER SCRAPER,2 IN X | 2-1/2 IN X 0.281 IN, NITRILE | *OBS*GS&P-Other : CONTROL VALVES | EA | 1 | 0 | 1 | YES | 279.14 | 427042.329 | FISHER CONTROLS | 1R946499012 |  | 01,22 | 1 | 1AXX | 2BAB |  | FORM 5081 |  |  |  |  | 43770 |  | 45827
12493 | 29200000TL | 03483 | EG1003013 | P | 58007960 | 58 | EGTL Spares | Mtce | 66 | 66G | PLUG: VALVE CONTROL 1 1/2 IN | S41600 FGS 2B8, CONTROL VALVES | Valve-Plug : BAL | EA | 1 | 0 | 0 | NO | 186.7504 | 28993 | FISHER CONTROLS | 1V657446172 |  | 01,02,22 | 1 |  |  |  | FORM 5081 |  |  |  |  | 40914
12494 | 29300000TL | 03483 | EG1003013 | P | 58008059 | 58 | EGTL Spares | Mtce | 54 | 54A | SEAL:WIPER SCRAPER,1.250 IN X | 1.756 IN X 0.281 IN | *OBS*GS&P-Other : NITRILE-MATL (CONTROL VALVES) | EA | 1 | 0 | 1 | YES | 84.02 | 129238.7238 | FISHER CONTROLS | 1R876099012 |  | 01,22 | 1 |  | 1BBB |  | FORM 2376 |  |  |  |  | 43770 |  | 45623
12495 | 29300000TL | 03483 | EG1002018 | P | 58008083 | 58 | EGTL Spares | Mtce | 14 | 14C | RING:RADIAL SPRING SEAL | 2-19/32 IN X 2-31/32 IN X | Flow Measuring Instruments : 3/16 IN,C276/PTFE/25% CG (CONTROL VALVES) | EA | 2 | 0 | 1 | YES | 100.11 | 81315.8492 | FISHER CONTROLS | 10A4215X032 |  | 01,22 | 1 |  |  |  | FORM 5081 |  |  |  | ECNL2294 | 43770 | 44746 | 44906
12496 | 29300000TL | 03483 | EG1003013 | P | 58008088 | 58 | EGTL Spares | Mtce | 66 | 66P | SEAT: VALVE CONTROL, 2 IN | 2-5/16 IN, S41600 FGS 2B8 | Valve - Actuator & Positioner: RING | EA | 1 | 0 | 1 | YES | 327.97 | 504480.1743 | FISHER CONTROLS | 10B8254X012 |  | 01,22 | 1 |  | 1BBB |  | FORM 5081 |  |  |  |  | 43770 |  | 45623
12497 | 29200000TL | 03483 | EG1002012 | P | 58008093 | 58 | EGTL Spares | Mtce | 66 | 66G | PLUG: VALVE :CONTROL,6 IN | 316 SS/COCR-6/316 SS | Valve-Plug : RING, M-FLOW | EA | 1 | 0 | 0 | NO | 1187.25 | 184320.5625 | FISHER CONTROLS | 11B2500X022 |  | 02,22 | 1 |  |  |  | D100401X012 |  |  |  |  | 40914
12498 | 29200000TL | 03483 | EG1003006 | P | 58008101 | 58 | EGTL Spares | Mtce | 66 | 66F | BUSHING: VALVE GUIDE,1-/4 IN | GRAPHITE 17F39, CONTROL VALVES | Valve - Parts & Accessories : | EA | 1 | 0 | 0 | NO | 89.2496 | 13856 | FISHER CONTROLS | 12B5788X012 |  | 02,22 | 1 | 1AXX |  |  | D100390X012 |  |  |  |  | 40914 | 45367 |  |  |  | -1 | 1
12499 | 29200000TL | 03483 | EG1002012 | P | 58008102 | 58 | EGTL Spares | Mtce | 54 | 54D | PACKING:CONTROL VALVE, GR | COMP 17D30,RING,1-1/4 IN X | Packing / Glands / Stuffing Boxes : 2 IN X 3/8 IN | EA | 1 | 2 | 4 | NO | 68.63 | 10654.8075 | FISHER CONTROLS | 12B5802X012 |  | 01,22 | 1 | 1AXX |  |  | D100390X012 |  |  |  | KGISL207 | 40914 | 44864
12500 | 29200000TL | 03483 | EG1003018 | P | 58008103 | 58 | EGTL Spares | Mtce | 76 | 76Z | RING: BACK-UP 6,600 LB, 316-A | FMS 20B64, CONTROL VALVES | Pumps-Other : 600 LB | EA | 2 | 0 | 0 | NO | 1246.5 | 193519.125 | FISHER CONTROLS | 12B5997X022 |  | 01,22 | 1 |  | 2BBB |  | FORM 5081 |  |  |  |  | 40914
12501 | 29200000TL | 03483 | EG1003013 | P | 58008157 | 58 | EGTL Spares | Mtce | 66 | 66Z | SEAT: VALVE CONTROL,1-1/2 IN | 1-7/8 IN ,410/416HT SS 20B64 | Valve - Actuator & Positioner: RING | EA | 1 | 0 | 0 | NO | 142.38 | 36903.0605 | FISHER CONTROLS | 1U221946172 |  | 01,22 | 1 |  | 1BBB |  | D100401X012 |  |  |  |  | 40914 | 44427 | 42866
12502 | 29300000TL | 03483 | EG1002019 | P | 58008160 | 58 | EGTL Spares | Mtce | 66 | 66P | SEAT: VALVE CONTROL, 2 IN | 2-5/16 IN, 316-A FMS 20B64 | Valve - Actuator & Positioner: RING | EA | 1 | 0 | 1 | YES | 420.57 | 670682.979 | FISHER CONTROLS | 1U222635072 |  | 01,22 | 1 |  | 1BBB |  | FORM 5081 |  |  |  |  | 43770 |  | 45722
12503 | 29200000TL | 03483 | EG1003017 | P | 58008163 | 58 | EGTL Spares | Mtce | 66 | 66P | STEM: CONTROL VALVE | S20910 FMS20B21 | Valve - Control : | EA | 2 | 2 | 4 | NO | 107.63 | 16709.56 | FISHER | 1U2305X0142 |  | 00 | [9 empty] | 41395
12504 | 29200000TL | 03483 | EG1002009 | P | 58008170 | 58 | EGTL Spares | Mtce | 66 | 66F | STEM: VALVE CONTROL, 3/8 IN | 5/16 IN DIA, 8-7/8 IN LG | Valve - Parts & Accessories :S20910 FMS 20B21, PLUG | EA | 2 | 0 | 0 | NO | 93.38 | 14497.245 | FISHER CONTROLS | 1U3888X0222 |  | 22 | 1 | 1BAA |  |  | D100401X012 |  |  |  |  | 40914
12505 | 29200000TL | 03483 | EG1003017 | P | 58008171 | 58 | EGTL Spares | Mtce | 66 | 66F | STEM: VALVE CONTROL, 1/2 IN | 27/64 IN DIA, 12 IN LG, S31600 | Valve - Parts & Accessories :B G&P, PLUG | EA | 2 | 0 | 0 | NO | 65.25 | 10130.0625 | FISHER CONTROLS | 1U389135162 |  | 01,02,22 | 1 |  |  |  | FORM 5081 |  |  |  |  | 40914
12506 | 29300000TL | 03483 | EG1002011 | P | 58008173 | 58 | EGTL Spares | Mtce | 66 | 66P | SEAT: VALVE CONTROL, 6 IN | 7 IN, 316-A FMS 20B64 | Valve - Actuator & Positioner: RING | EA | 1 | 0 | 1 | YES | 1534.1 | 2359737.279 | FISHER CONTROLS | 1U508033092 |  | 01,22 | 1 |  | 1BAA |  | FORM 5081 |  |  |  | KGISL153 | 44338 |  | 45418
12507 | 29300000TL | 03483 | EG1002018 | P | 58008209 | 58 | EGTL Spares | Mtce | 66 | 66P | SEAT: VALVE CONTROL,1-1/2 IN | 3/4 IN, 316 SS 20B64/COCRA | Valve - Actuator & Positioner: RING | EA | 1 | 0 | 1 | YES | 1103.53 | 1693090.9025 | FISHER CONTROLS | 26A3351X012 |  | 01,22 | 1 |  | 1BBB |  | D100401X012 |  |  |  |  | 43770 |  | 45846
12508 | 29300000TL | 03483 | EG1029005 | P | 58008292 | 58 | EGTL Spares | Mtce | 14 | 14C | RING:RADIAL SPRING SEAL | N10276/PTFE G M | Flow Measuring Instruments : 14-23/65 IN X 14-55/64 IN X 1/4 IN | EA | 2 | 1 | 2 | YES | 1834.455 | 2781916.759 | FISHER CONTROLS | 12B3873X022 |  | 01,22 | 1 | 1AXX |  |  | FOR 5329 |  |  |  |  | 43770 |  | 45881
12509 | 29200000TL | 03483 | EG1003012 | P | 58008324 | 58 | EGTL Spares | Mtce | 66 | 66P | SEAT: CONTROL VALVE 2IN | 1-5/16 IN,316 SS 20B64/COCRA | Valve - Actuator & Positioner: RING | EA | 1 | 0 | 0 | NO | 1560.75 | 242306.4375 | FISHER CONTROLS | 15A3580X012 |  | 01,22 | 1 |  | 1BBB |  | D100397X012 |  |  |  |  | 40914
12510 | 29200000TL | 03483 | EG1003012 | P | 58008333 | 58 | EGTL Spares | Mtce | 87 | 87B | GASKET: SHIM | 1-15/16IN X 2-17/32IN X 1/32IN | *OBS*Machinery-Misc- : N04400, RING | EA | 3 | 0 | 0 | NO | 23.85 | 3702.7125 | FISHER CONTROLS | 16A1936X022 |  | 01,22 | 1 | 1AXX | 2BAB |  | D100401X012 |  |  |  |  | 40914 | 43941
12511 | 29200000TL | 03483 | EG1003013 | P | 58008380 | 58 | EGTL Spares | Mtce | 66 | 66F | SEAT: DISC VALVE | 1/2IN VALVE,2 IN PTFE FMS 17F3 | Valve - Parts & Accessories : | EA | 1 | 0 | 0 | NO | 42.38 | 6579.495 | FISHER CONTROLS | 1P696806242 |  | 01,22 | 1 | 1AXX | 2BAB |  | D100401X012 |  |  |  |  | 40914
12512 | 29200000TL | 03483 | EG1038006 | S | 58008407 | 58 | EGTL Spares | Mtce | 14 | 14Z | FLOAT:FLOWMETER | 52 MM X 240 MM,T316 SS | *OBS*Gage&Parts-LiqL : 110-LG-0681, 110-LG-2101, 110-LG-2190, 110-LG-2199, 110-LG-1114, 110-LG-2182, 110-LG-0681, 110-LG-2101, 110-LG-2190, 110-LG-2199, 110-LG-1114, 110-LG-2182 | EA | 7 | 1 | 4 | NO | 242.1202 | 37570.98 |  | 3V0240K1-0,9888KG/DM3 | 3V0240K1-0,9888KG/DM3 | 22 | 1 | 2CBC | 2CBC |  | SEE ITEM NOTE |  |  |  |  | 40914
12513 | 29200000TL | 03483 | EG1030011 | P | 58008428 | 58 | EGTL Spares | Mtce | 54 | 54D | PACKING: BULK,HEMP, M5 X 8 M | HEMP, GRAPH, & TEF PACKING | Packing / Glands / Stuffing Boxes : | EA | 1 | 0 | 0 | NO | 85 | 32257.5 | KLINGER | GL/PK1T/050B |  | 01,22 |  | 2CAC | 2CAC | [6 empty] | 40915 | 43835 | 44069
12514 | 29200000TL | 03483 | EG1030011 | S | 58008429 | 58 | EGTL Spares | Mtce | 54 | 54D | PACKING: BULK,HEMP, M6.5 X 8 M | HEMP, GRAPH, & TEF PACKING | Packing / Glands / Stuffing Boxes : | EA | 1 | 0 | 0 | NO | 75 | 11642.25 | KLINGER | GL/PK1T/065B |  | 01,22 |  | 2CAC | [7 empty] | 40915 | 43835 | 41836
12515 | 29200000TL | 03483 | EG1030004 | P | 58008430 | 58 | EGTL Spares | Mtce | 54 | 54D | PACKING: BULK,HEMP, M8 X 8 M | HEMP, GRAPH, & TEF PACKING | Packing / Glands / Stuffing Boxes : | EA | 1 | 0 | 0 | NO | 38.4616 | 5971.19 | KLINGER | GL/PK1T/080B |  | 01,22 |  | 2CAC | [7 empty] | 40915
12516 | 29200000TL | 03483 | EG1030005 | P | 58008431 | 58 | EGTL Spares | Mtce | 54 | 54D | PACKING: BULK,HEMP, M9.5 X 8 M | HEMP, GRAPH, & TEF PACKING | Packing / Glands / Stuffing Boxes : | EA | 1 | 0 | 0 | NO | 44.1759 | 6858.33 | KLINGER | GL/PK1T/095B |  | 01,22 |  | 2CAC | [7 empty] | 40915
12517 | 29200000TL | 03483 | EG1030005 | P | 58008432 | 58 | EGTL Spares | Mtce | 54 | 54D | PACKING: BULK,HEMP, M11 X 8 M | BRAIDED | Packing / Glands / Stuffing Boxes : | EA | 1 | 0 | 0 | NO | 61.7859 | 9592.3 | KLINGER | GL/PK1T/110B |  | 01,22 |  | 2CAC | [7 empty] | 40915
12518 | 29200000TL | 03483 | EG1030004 | P | 58008433 | 58 | EGTL Spares | Mtce | 54 | 54D | PACKING:BULK,HEMP, M12.5 X 8 M | HEMP, GRAPH, & TEF PACKING | Packing / Glands / Stuffing Boxes : | EA | 1 | 0 | 0 | NO | 76.2448 | 11837.05 | KLINGER | GL/PK1T/125B |  | 01,22 |  | 2CAC | [7 empty] | 40915
12519 | 29200000TL | 03483 | EG1030004 | P | 58008434 | 58 | EGTL Spares | Mtce | 54 | 54D | PACKING: BULK,HEMP, M14 X 8 M | HEMP, GRAPH, & TEF PACKING | Packing / Glands / Stuffing Boxes : | EA | 1 | 0 | 0 | NO | 91.9552 | 14276.09 | KLINGER | GL/PK1T/140B |  | 01,22 |  | 2CAC | [7 empty] | 40915
12520 | 29200000TL | 03483 | EG1030005 | P | 58008435 | 58 | EGTL Spares | Mtce | 54 | 54D | PACKING: BULK,HEMP, M16 X 8 M | HEMP, GRAPH, & TEF PACKING | Packing / Glands / Stuffing Boxes : | EA | 1 | 0 | 0 | NO | 113.6963 | 17651.42 | KLINGER | GL/PK1T/160B |  | 01,22 |  | 2CAC | [7 empty] | 40915
12521 | 29200000TL | 03483 | EG1030011 | P | 58008436 | 58 | EGTL Spares | Mtce | 54 | 54D | PACKING: BULK,HEMP, M19 X 8 M | HEMP, GRAPH, & TEF PACKING | Packing / Glands / Stuffing Boxes : | EA | 1 | 0 | 0 | NO | 151.6001 | 23536.01 | KLINGER | GL/PK1T/190B |  | 01,22 |  | 2CAC | [7 empty] | 40915
12522 | 29300000TL | 03483 | EG1040004 | S | 58008451 | 58 | EGTL Spares | Mtce | 51 | 51Z | PLUG: ELECTRICAL,4 POLE,3 WIRE | 60A,480V,NEMA 3W-4P,HAZARDOUS | Electric-Other : ARKTITE | EA | 11 | 2 | 4 | YES | 186.9 | 70928.55 | CROUSE-HINDS | APJ6485 |  | 01,10,22 | 1 | 2CAC | [6 empty] | BENL521 | 43770 | 45933 | 44201 | -5 | 1 | -2 | 2
12523 | 29200000TL | 03483 | EG1029001 | S | 58008468 | 58 | EGTL Spares | Mtce | 51 | 51C | CONNECTOR:CABLE/CONDUT,3.375IN | X 1.375 IN,1/2IN NPT HUB,GLAND | Electric Components - Motor / Generator :TERMINATOR, METAL CLAD,STRAIGHT,ALUMINUM | EA | 2 | 0 | 0 | NO | 25.6764 | 8028.5218 | CROUSE-HINDS | TMCX165 |  | 01 | 1 | 2CAC | [7 empty] | 40915 | 44679 | 42549
12524 | 29200000TL | 03483 | EG1040018 | S | 58008477 | 58 | EGTL Spares | Mtce | 65 | 65A | KIT:SELF-FEED BIT,FOR HOLE SAW | CONTAINS (9) BORING BIT,1 IN | *OBS*Tools - Power : 1-1/8 IN,1-1/4 IN,1-3/8 IN,1-1/2 IN,1-3/4 IN,2-1/8 IN,2-9/16 IN BIT,5-1/2 IN EXTENTION | EA | 4 | 0 | 0 | NO | 187.51 | 29110.93 | IDEAL | CAT# 36-269 |  | 01 | 1 | 2CAC | 2CAC | [6 empty] | 40915
12525 | 29200000TL | 03483 | EG1030007 | S | 58008478 | 58 | EGTL Spares | Mtce | 65 | 65A | TOOL:CSR,HAND POWER,8-1/2 IN | PLASTIC HANDLE WITH 5/16 IN X | *OBS*Tools - Other : 7/8 IN X11/16 IN RESURFACER ON EACH END, COMMUTATOR SMOOTHIE RESURFACING | EA | 10 | 0 | 0 | NO | 19.13 | 2969.93 | IDEAL | CAT# 80-033 |  | 00 | 1 | 2CAC | 2CAC | [6 empty] | 40915
12526 | 29200000TL | 03483 | EG1040006 | S | 58008479 | 58 | EGTL Spares | Mtce | 56 | 56Z | SCREW:GROUND,THREAD-FORMING | COMBINATION HEX,BAG OF 100 | *OBS*Fastener-BottWa : PHILLIPS,SLOTTED AND ROBERTSON TIP HD | BG | 3 | 0 | 0 | NO | 378 | 58684.5 | IDEAL | CAT # 30-3294 |  | 02,21,22 | 1 | 2CAC | 2CAC | [6 empty] | 40915
12527 | 29200000TL | 03483 | EG1030007 | S | 58008489 | 58 | EGTL Spares | Mtce | 51 | 51Z | CLAMP:PIPE/CONDUIT,1/4 IN BOLT | FITS FLANGES UP TO 5/8IN THICK | Electric-Other : MALLEABLE BEAM,GALV | PK | 2 | 0 | 0 | NO | 431.4443 | 66976.9874 | THOMAS & BETTS | 510 |  | 01 | 1 | 2CAC | [7 empty] | 40915 |  | 41829
12528 | 29300000TL | 03483 | EG1001019 | P | 58008544 | 58 | EGTL Spares | Mtce | 51 | 51E | HUB:CONDUIT,GROUNDING,1 IN,SS | MISC ELECTRICAL CONSUMABLES | Electric Components - Conduit / Fitting : | EA | 10 | 7 | 10 | YES | 154.6 | 117205.352 | THOMAS & BETTS | H100GRSST-TB |  | 01,10,22 | 1 | 2CAC | [7 empty] | 43770 |  | 45065
12529 | 29200000TL | 03483 | EG1004018 | P | 58008585 | 58 | EGTL Spares | Mtce | 51 | 51Z | CLAMP: GROUNDING,10-2 AWG | 1-1/4 IN TO 2 IN PIPE,COPPER | Electric-Other : CABLE TO WATER PIPE | EA | 25 | 0 | 0 | NO | 7.7105 | 1196.98 | THOMAS & BETTS | J2D |  | 01 | 1 | 2CAC | [7 empty] | 40915
12530 | 29300000TL | 03483 | EG1029011 | S | 58008594 | 58 | EGTL Spares | Mtce | 51 | 51D | TIE:CABLE,2MM - 2 IN DIA RANGE | WEATHER RESISTANT,.14 IN WD | Electric Components - Wire / Cable : 8 IN LG,30 LB TENSILE,NYLON, TY-RAP, 1000 PER PACK, BULK PACK | PK | 2 | 1 | 2 | YES | 192.4554 | 145229.755 | THOMAS & BETTS | TY242MX |  | 00 | 1 | 2CAC | [7 empty] | 43770 | 45863 | 45706 | -1 | 1 | -1 | 1
12531 | 29300000TL | 03483 | EG1029001 | S | 58008598 | 58 | EGTL Spares | Mtce | 51 | 51Z | TIE: CABLE WEATHER RESISTANT | 3.5MM 1.75IN DIA, 0.184 IN WD | Electric-Other : 7 IN LG, 50 LB TENSILE, NYLON, 1000 PER PACK, BULK PACK, TY-RAP | PK | 2 | 0 | 1 | YES | 140 | 215411 | THOMAS & BETTS | TY25MX |  | 00 | 1 | 2CAC | [7 empty] | 43770 |  | 45452
12532 | 29300000TL | 03483 | EG1029001 | S | 58008602 | 58 | EGTL Spares | Mtce | 51 | 51D | TIE: CABLE WEATHER RESISTANT | 7 IN MAX DIA RANGE, 0.27 IN WD | Electric Components - Wire / Cable : 24 IN LG,120 LB TENSILE,NYLON, 500 PER PACK, BULK PACK, TY-RAP | PK | 2 | 0 | 1 | YES | 500 | 449450 | THOMAS & BETTS | TY277MX |  | 00 | 1 | 2CAC | [7 empty] | 43770 | 44819 | 45260
12533 | 29300000TL | 03483 | EG1040001 | S | 58008605 | 58 | EGTL Spares | Mtce | 51 | 51Z | TIE: CABLE WEATHER RESISTANT | 6MM, 9IN DIA RANGE, 0.27 IN WD | Electric-Other : 30 IN LG,120 LB TENSILE,NYLON, 500 PER PACK, BULK PACK, TY-RAP | PK | 5 | 4 | 6 | YES | 840 | 1333745 | THOMAS & BETTS | TY29MX |  | 00 | 1 | 2CAC | 1CCC | [5 empty] | BENL3034 | 43770 | 45933 | 45665 | -1 | 1 | -9 | 3
12534 | 29300000TL | 03483 | EG1002011 | P | 58008807 | 58 | EGTL Spares | Mtce | 56 | 56Z | KIT:REPAIR | CONTAINS O-RING ( 3 NOS) | *OBS*Vessels-Parts : FOR CONTROL VALVE | KI | 3 | 1 | 2 | YES | 248.63 | 372271.2127 | FISHER CONTROLS | R585CX00072 | R585CX00072 | 01 | 1 | 1BBA | 1BBA |  | FORM 5329 |  |  |  |  | 43770 |  | 45881
12535 | 29200000TL | 03483 | EG1004013 | P | 58008880 | 58 | EGTL Spares | Mtce | 56 | 56Z | RING:SEEGER, | SPRING STEEL | Fasteners / Hardware : | EA | 2 | 0 | 0 | NO | 62.1 | 9641.03 | NUOVO PIGNONE | KKA00010 |  | 01 | [9 empty] | 41395 | 45098 | [5 empty] | -2 | 1
12536 | 29200000TL | 03483 | EG1004013 | P | 58008881 | 58 | EGTL Spares | Mtce | 56 | 56Z | RING:SEEGER, | SPRING STEEL | Fasteners / Hardware : | EA | 2 | 4 | 6 | NO | 26 | 4036.5 | NUOVO PIGNONE | KKA00012 |  | 01 | [9 empty] | 41395 | 45098 | [5 empty] | -1 | 1
12537 | 292000TLDE | 03483 | EG1030009 | P | 58009036 | 58 | EGTL Spares | Mtce | 65 | 65A | PIN:EMERGENCY STOP VALVE | 12 MM DIA X 32 MM LG,STL | Tools - Hand / Power : | EA | 1 | 0 | 0 | NO | 0 | 0 | NUOVO PIGNONE | FPD04032 |  | 01,22 | 1 | 3CAC |  |  | SLO2708500, 21 |  |  |  |  | 45742 |  |  | 1 | 1
12538 | 29200000TL | 03483 | EG1004006 | P | 58009044 | 58 | EGTL Spares | Mtce | 87 | 87B | RING: RETAINING OIL | 162 MM DIA,SS C20 | Engines - Parts : | EA | 2 | 0 | 1 | NO | 3996.9 | 620518.725 | NUOVO PIGNONE | SLP62351 |  | 01,22 | 1 | 3CAC |  |  | SLO1102901, 10 |  |  |  |  | 40914
12539 | 29200000TL | 03483 | EG1004013 | P | 58009063 | 58 | EGTL Spares | Mtce | 14 | 14D | PROBE: JAQUET SPEED | SPEED LEVEL MEASUREMENT | Speed Sensor for Dewatering Centrifuge pump, 171-XX-041, SENSOR TAG#: 171-SE-0501MFR: JAQUET TECHNOLOGY GROUP; MODEL#: DSF1210.00SHV Ex ATEXMFR. P/N: 374Z-05066; HOUSING THREAD - M12 x1; CABLE LENGTH 2-METER; OPERATING TEMP. IN DEG-C - CLASS T6-T1 | EA | 3 | 0 | 0 | NO | 935 | 286527.0935 | JAQUET SPEED / NUOVO PIGN | 374Z-05066 |  | 00 |  | 1AXX | [5 empty] | DSF1210.00SHV EX ATEX |  | 41395 | 42991 | 43452
12540 | 29200000TL | 03483 | EG1004013 | P | 58009096 | 58 | EGTL Spares | Mtce | 54 | 54A | O-RING | FKM | Gaskets : | EA | 10 | 6 | 12 | NO | 150.0417 | 29454.3125 | NUOVO PIGNONE | KHA052002601 |  | 01 |  |  | 2CBC | [6 empty] | 41395 | 45098 | 41964 |  |  |  |  | -2 | 2
12541 | 29200000TL | 03483 | EG1004013 | P | 58009102 | 58 | EGTL Spares | Mtce | 54 | 54A | O-RING | FKM | Gaskets : | EA | 4 | 2 | 6 | NO | 64.34 | 10735.0187 | NUOVO PIGNONE | KHA039302601 |  | 01 |  |  | 2CBC | [6 empty] | 41395 | 45098 | 41807 |  |  |  |  | -2 | 1
12542 | 29200000TL | 03483 | EG1004021 | P | 58009116 | 58 | EGTL Spares | Mtce | 72 | 72Z | FILTER:SERVO-CYLINDER,40MM DIA | FOR H.P CONTROL VALVE | *OBS*Filtration-Elem : PLEATED PAPER ELEMENT,5 MICRON,STL HSG, | EA | 1 | 0 | 0 | NO | 103.3 | 16037.325 | NUOVO PIGNONE | RFO02676 |  | 01,22 | 1 | 3CAC | 3CAC |  | SLO0902703, 29 |  |  |  |  | 40914 | 45098 | [5 empty] | -1 | 1
12543 | 29200000TL | 03483 | EG1005007 | P | 58009125 | 58 | EGTL Spares | Mtce | 51 | 51C | DETECTOR:RESISTANCE TEMP (RTD) | 0-120 C, 100 OHM, 3 WIRE | Electric Components - Motor / Generator :PLATINUM ELEMENT,0.215 MM DIA,425 MM LG,316 SS TUBE, CROSS REF DWG: SOL06676, TE0132, TE0133, TE0134, TE0135 | EA | 5 | 0 | 0 | NO | 861.6 | 133763.4 | LUFKIN | 7585301400 | IRR371003124 | 02,22 | 1 | 3CAC |  |  | SOL06676 |  |  |  |  | 40914 | 44905
12544 | 29200000TL | 03483 | EG1004013 | P | 58009185 | 58 | EGTL Spares | Mtce | 51 | 51C | FUSE:TURNING GEAR PANEL,15A | 500V,100000A IR,PIN,FIBERGLASS | Electric Components - Motor / Generator :10 MM X 38 MM | EA | 2 | 0 | 0 | NO | 131.9043 | 20477.4775 | ELETTROMECCANICA | UT139315 | IQQ030070016 | 01,22 | 1 | 3CAC |  |  | SOL3341410 |  |  |  |  | 40914
12545 | 29200000TL | 03483 | EG1002003 | P | 58009234 | 58 | EGTL Spares | Mtce | 51 | 51C | HOLDER: CARTRIDGE FUSE | 30A,600 VAC/DC,10 MM X 38 MM | Electric Components - Motor / Generator :FUSE SIZE,PANEL MOUNT, VARIOUS | EA | 20 | 0 | 0 | NO | 0.3844 | 59.675 | SIRIO SISTEMI ELETTRONICI | KTK-R-6 | IRQ119520956 | 01,22 | 1 | 3CAC |  |  | SOL07387, 14FU1,14FU2 |  |  |  |  | 40975
12546 | 29200000TL | 03483 | EG1004021 | P | 58009236 | 58 | EGTL Spares | Mtce | 51 | 51Z | THERMOSTAT:FAN,-10 TO 80 DEG C | RANGE, 120/250VAC 10A | Electric-Other : | EA | 1 | 0 | 1 | NO | 45.9 | 7125.975 | SIRIO SISTEMI ELETTRONICI | TRT-10A230V-NO | IRQ119520733 | 22 | 1 | 3CAC |  |  | SOL07387, 14ST1,14ST2 |  |  |  |  | 40975 | 43354
12547 | 29200000TL | 03483 | EG1004021 | S | 58009237 | 58 | EGTL Spares | Mtce | 11 | 11Z | MODULE | REDUNDANCY | Computer Hardware - Peripherals : | EA | 1 | 0 | 0 | NO | 267.0357 | 41449.08 | SIRIO SISTEMI ELETTRONICI | 2938963 |  | 01 |  |  | 2CBC | [6 empty] | 41395
12548 | 29200000TL | 03483 | EG1004021 | P | 58009238 | 58 | EGTL Spares | Mtce | 51 | 51C | FUSE:FAST ACTING | 1A,250V,AXIAL SOLDER LEADS | Electric Components - Motor / Generator :GLASS,5 MM X 20 MM, 216, VARIOUS | EA | 50 | 0 | 0 | NO | 0.9 | 139.725 | SIRIO SISTEMI ELETTRONICI | 0441001 | IRQ119520749 | 01,22 | 1 | 3CAC |  |  | SOL07387, 17QU1,17QU4 |  |  |  |  | 40975
12549 | 29200000TL | 03483 | EG1002003 | P | 58009239 | 58 | EGTL Spares | Mtce | 51 | 51Z | RELAY:110VAC,24VDC,4NO-4NC | AG ALLOY CONTACT,4PDT | Electric-Other : 24 VDC COIL,14 PIN TERMINAL,SOCKET MOUNT, FOR STEAM TURBINE GENERATOR CONTROL PANEL | EA | 3 | 3 | 5 | NO | 3.6 | 558.9 | SIRIO SISTEMI ELETTRONICI | MY4H24DC | IRQ119520960 | 01,10,22 | 1 | 3CAC |  |  | SOL07387, 24KA-1,25KA |  |  |  |  | 40975 | 45058 | [5 empty] | -1 | 1
12550 | 29200000TL | 03483 | EG1001011 | P | 58009241 | 58 | EGTL Spares | Mtce | 11 | 11Z | FILTER: ELECTRONIC | POWER SUPPLY,DC-400,250 | Computer Hardware - Peripherals : | EA | 19 | 0 | 0 | NO | 214.9 | 33363.225 | SIRIO SISTEMI ELETTRONICI | FN2070-25-08 | IRQ119520724 | 01,22 | 1 | 3CAC |  |  | SOL07387, 8FL1,11FL1,1 |  |  |  |  | 40975 | 43528
12551 | 29200000TL | 03483 | EG1002003 | P | 58009242 | 58 | EGTL Spares | Mtce | 51 | 51C | HOLDER: MIDGET FUSE,30AA | 600 VAC/DC | Electric Components - Motor / Generator :13/32 IN DIA X 1-1/2 IN LG FUSE SIZE,PANEL MOUNT | EA | 20 | 5 | 10 | NO | 0.7688 | 119.35 | SIRIO SISTEMI ELETTRONICI | CHCC-2D | IRQ119520954 | 01,22 | 1 | 3CAC |  |  | SOL07387, 8FU1,11FU1,1 |  |  |  |  | 40975
12552 | 29200000TL | 03483 | EG1002003 | P | 58009243 | 58 | EGTL Spares | Mtce | 51 | 51C | FUSE:600 VAC,300 VDC,200KA IR | AXIAL LEAD, 10.3 MM X 38.1 MM | Electric Components - Motor / Generator :FIBRE, FOR STEAM GENERATOR CONTROL PANEL,25 | EA | 20 | 5 | 10 | NO | 0.3844 | 59.675 | SIRIO SISTEMI ELETTRONICI | LP-CC-25 | IRQ119520955 | 01,22 | 1 | 3CAC |  |  | SOL07387, 8FU1,11FU1,1 |  |  |  |  | 40975
12553 | 29200000TL | 03483 | EG1004021 | P | 58009245 | 58 | EGTL Spares | Mtce | 51 | 51F | SWITCH: DISCONNECT, 25AMP | HAND OPERATED,3P,VERTICA MOUNT | Electric Components - Circuit Protection: | EA | 2 | 0 | 1 | NO | 58.1 | 9020.0275 | SIRIO SISTEMI ELETTRONICI | OT25E3 | IRQ119520730 | 01,10,22 | 1 | 3CAC |  |  | SOL07387, 8QF1,11QF1,1 |  |  |  |  | 40975
12554 | 29200000TL | 03483 | EG1004021 | P | 58009247 | 58 | EGTL Spares | Mtce | 51 | 51F | BREAKER: CIRCUIT, 415V | 2 POLE, 10 A, 10 KAIC | Electric Components - Circuit Protection:TRIP UNIT, VOLTAGE RATING V DC:48 DC,VOLTAGE RATING V AC:415 V AC, | EA | 1 | 0 | 0 | NO | 38.8 | 6023.7 | EATON MOELLER | PLSM-C10/2-MW | IRQ119520688 | 01,10,22 | 1 | 3CAC |  |  | SOL07387, 8QF1,8QF2,11 |  |  | 242401 |  | 40975 | 44987 | [5 empty] | -1 | 1
12555 | 29200000TL | 03483 | EG1004021 | P | 58009248 | 58 | EGTL Spares | Mtce | 51 | 51F | BREAKER: CIRCUIT, 415V | 2 POLE, 6 A, 10 KAIC | Electric Components - Circuit Protection:TRIP UNIT DC:48 DC, VOLTAGE RATING V AC:415 V AC,. | EA | 2 | 0 | 1 | NO | 135.7544 | 21075.1888 | EATON MOELLER | PLSM-C6/2 | IRQ119520687 | 01,10,22 | 1 | 3CAC |  |  | SOL07387, 9QF1,9QF2,9Q |  |  | 242399 |  | 40975
12556 | 29200000TL | 03483 | EG1004021 | P | 58009250 | 58 | EGTL Spares | Mtce | 33 | 33Z | BUTTON: PUSH, HEAD | EMERGENCY PUSH BUTTON | Janitorial Equipment & Supplies :EMERGENCY PUSH BUTTON. | EA | 1 | 2 | 4 | NO | 25.3 | 3927.83 | SIRIO SISTEMI ELETTRONICI | 216876 |  | 00 | [9 empty] | 41395
12557 | 29200000TL | 03483 | EG1002003 | P | 58009251 | 58 | EGTL Spares | Mtce | 51 | 51Z | BLOCK: TERMINAL,300V,10AA | 3 CIRCUIT,SCREW TERMINAL,12AWG | Electric-Other : WIRE,6 MM WIDTH X 82 MM LENGTH X 49 MM HEIGHT,PLASTIC BLOCK,TYPE: CONTROL BOARD TERMINAL, UCP A/B/C | EA | 8 | 2 | 3 | NO | 3.9 | 605.475 | SIRIO SISTEMI ELETTRONICI | 131706 | IRQ119520963 | 01,22 | 1 | 3CAC |  |  | SOL07387, M38-1,M38-2 |  |  |  |  | 40975
12558 | 29200000TL | 03483 | EG1002003 | S | 58009252 | 58 | EGTL Spares | Mtce | 51 | 51E | STRIP: 1 - FUSED TERMINAL | 7.9 MM X 60 MM X 62 MM | Electric Components - Conduit / Fitting :PLASTIC, AWG 20...8 Weidmuller Terminal Block. Certification Reqired | EA | 9 | 200 | 400 | NO | 4.0127 | 1206.4329 | WEIDMULLER | 1855610000 | IRQ1362929 | 01,10,22 | 1 | 1AXX |  |  | SOL07387, TB-A-0510,TB |  |  | WTR 2.5 |  | 40975 | 45321 | 43453 |  |  | -320 | 4
12559 | 29200000TL | 03483 | EG1004021 | P | 58009253 | 58 | EGTL Spares | Mtce | 51 | 51C | FUSE:FAST ACTING,500 MA | 250 V,1500AMPS @ 250VAC IR | Electric Components - Motor / Generator :FERRULE,GLASS,5 MM X 20 MM | EA | 100 | 5 | 10 | NO | 0.2 | 31.05 | SIRIO SISTEMI ELETTRONICI | 0440500 | IRQ119520958 | 01,22 | 1 | 3CAC |  |  | SOL07387, TB-D-0504,TB |  |  |  |  | 40975
12560 | 29200000TL | 03483 | EG1004020 | P | 58009254 | 58 | EGTL Spares | Mtce | 51 | 51C | STRIP: 1 - FUSED TERMINAL | PLASTIC, 8 X 60 X 60 MM | Electric Components - Motor / Generator :300 V/10 A/20…8 AWG | EA | 50 | 5 | 10 | NO | 7 | 1086.75 | SIRIO SISTEMI ELETTRONICI | 101100 | IRQ119520984 | 01,10,22 | 1 | 3CAC |  |  | SOL07387, TB-D-0504,TB |  |  |  |  | 40975
12561 | 29200000TL | 03483 | EG1004019 | P | 58009255 | 58 | EGTL Spares | Mtce | 51 | 51Z | STRIP: TERMINAL | 6.1 MM X 61.3 MM X X40.7 MM | Electric-Other : 1- MEASURING DISCONNECTING TERMINAL, PLASTIC | EA | 4 | 0 | 0 | NO | 15.7007 | 2437.4283 | SIRIO SISTEMI ELETTRONICI | 1016900000 | IRQ119520962 | 01,22 | 1 | 3CAC |  |  | SOL07387, TB-PTCT |  |  |  |  | 40975
12562 | 29200000TL | 03483 | EG1004019 | P | 58009256 | 58 | EGTL Spares | Mtce | 51 | 51E | HOLDER: FUSE, 3A,500V | GLASS CARTRIDGE | Electric Components - Conduit / Fitting :35 MM X 7.5 MM FUSE SIZE,INLINE MOUNT | EA | 2 | 0 | 0 | NO | 32.4 | 5030.1 | SIRIO SISTEMI ELETTRONICI | 101130 | IRQ497070083 | 01,22 | 1 | 3CAC |  |  | SOL07387, TB-S-0509 |  |  |  |  | 40975
12563 | 29200000TL | 03483 | EG1004019 | P | 58009257 | 58 | EGTL Spares | Mtce | 51 | 51E | STRIP:1 -FEED THROUGH TERMINAL | PLASTIC,9.9 MM X 60 MM X 47 MM | Electric Components - Conduit / Fitting :PLASTIC, AWG 18...6 | EA | 2 | 0 | 1 | NO | 3.1 | 481.2776 | SIRIO SISTEMI ELETTRONICI | 102030 | IRQ0946750 | 01,22 | 1 | 3CAC |  |  | SOL07387, UPSA-CR120,U |  |  |  |  | 40975
12564 | 29200000TL | 03483 | EG1004019 | P | 58009260 | 58 | EGTL Spares | Mtce | 66 | 66Z | ASSY | HEAD & HOLDER | (GE CONSUMER & INDUSTRIAL SA, 4001A1242GDG012) | EA | 1 | 0 | 0 | NO | 961.1619 | 149220.39 |  |  |  | 01 |  |  | 1CCC | [6 empty] | 41623
12565 | 29200000TL | 03483 | EG1004019 | P | 58009261 | 58 | EGTL Spares | Mtce | 01 | 01A | BOX:HEATER CONDUIT | (GE CONSUMER & INDUSTRIAL SA, |  | EA | 1 | 0 | 0 | NO | 281.0181 | 43628.06 |  |  |  | 01 |  |  | 1CCC | [6 empty] | 41623
12566 | 29200000TL | 03483 | EG1005017 | P | 58009262 | 58 | EGTL Spares | Mtce | 14 | 14Z | PROBE:RTD, 0.215IN TIP DIA | 20 IN LG,-20 TO 140 DEG C | Instruments - Other & Parts : 4 IN CABLE LG, PLATINUM TEMP ELEMENT/316 SS HOLDER, 173-GE-011A; 173-GE-011B; 173-GE-011C&quot; | EA | 3 | 0 | 0 | NO | 397.15 | 61657.5375 | GE CONSUMER & INDUSTRIAL | 4001A1653GSP240 | IRM047263902 | 22 | 1 | 3CAC |  |  | SOM6670064, ON MOTOR |  |  |  |  | 40914 | 45183 | [5 empty] | -2 | 1
12567 | 29200000TL | 03483 | EG1005016 | P | 58009264 | 58 | EGTL Spares | Mtce | 14 | 14Z | PROBE:VIBRATION,8MM TIP DIA | 50MM LG,260 DEG C, 5M CABLE LG | Instruments - Other & Parts : &quot;STL, 173-GE-011A; 173-GE-011B; 173-GE-011C&quot;&quot;, 100, 200, 300 DEGREE OF ROTATION MEASUREMENT&quot; | EA | 4 | 0 | 0 | NO | 643.9 | 99965.475 | GE CONSUMER & INDUSTRIAL | 4002B1738APP006 | IRM047263903 | 22 | 1 | 3CAC |  |  | SOM6670064, ON MOTOR |  |  |  |  | 40914
12568 | 29200000TL | 03483 | EG1004019 | P | 58009268 | 58 | EGTL Spares | Mtce | 56 | 56Z | WASHER | BELLEVILLE | (GE CONSUMER & INDUSTRIAL SA, B0750-056-S) | EA | 15 | 0 | 0 | NO | 18.6612 | 2897.15 |  |  |  | 01 |  |  | 1CCC | [6 empty] | 41623
12569 | 29200000TL | 03483 | EG1004019 | P | 58009274 | 58 | EGTL Spares | Mtce | 72 | 72Z | FILTER: ASSEMBLY | 4002B1144FRG001 |  | EA | 5 | 0 | 0 | NO | 3925.2528 | 609395.5 |  |  |  | 01 |  |  | 1CCC | [6 empty] | 41623 | 43937
12570 | 29200000TL | 03483 | EG1004019 | P | 58009278 | 58 | EGTL Spares | Mtce | 14 | 14Z | CABLE: COAXIAL | GDS PICK UP,CU,TINNED CU BRAID | Instruments - Other & Parts : AND FOIL SHIELD | EA | 1 | 0 | 1 | NO | 36.945 | 14020.6275 | GE CONSUMER & INDUSTRIAL | 0291A6820ALP047 | IRM047263912 | 01,10,22 | 1 | 3CAC | 2BBB |  | SOM6670064, ON ROTECTOR |  |  |  |  | 40914 | 44105
12571 | 29200000TL | 03483 | EG1005016 | P | 58009279 | 58 | EGTL Spares | Mtce | 14 | 14Z | LOOP:GDS PICK UP | 10MM DIA X 1.82M | Instruments - Other & Parts : COAXIAL CABLE, 173-GE-011A; 173-GE-011B; 173-GE-011C&quot; | EA | 1 | 0 | 0 | NO | 95.5391 | 36257.085 | GE CONSUMER & INDUSTRIAL | 0291A6820ALP048 | IRM047263913 | 22 | 1 | 3CAC | 2BBB |  | SOM6670064, ON ROTECTOR |  |  |  |  | 40914 | 44105
12572 | 29200000TL | 03483 | EG1004019 | P | 58009282 | 58 | EGTL Spares | Mtce | 72 | 72Z | CABLE:GDS RECEIVER OUTPUT | 0291A6820ALP051 |  | EA | 1 | 0 | 0 | NO | 1461.1941 | 226850.39 |  |  |  | 01,10 |  |  | 1CCC | [6 empty] | 41623
12573 | 29200000TL | 03483 | EG1004019 | P | 58009284 | 58 | EGTL Spares | Mtce | 66 | 66F | STEM | PLUG | Valve - Parts & Accessories :FOR MODEL 526 BACK PRESSURE REGULATOR | EA | 2 | 1 | 2 | NO | 1399.6193 | 230697.135 | FLENCO S.P.A | 06.130.01 |  | 00 |  |  | 2CBC | [6 empty] | 41623 |  | 42190
12574 | 29200000TL | 03483 | EG1004019 | P | 58009285 | 58 | EGTL Spares | Mtce | 66 | 66F | RING | SEAT, UPPER | Valve - Parts & Accessories :UPPER SEAT RING FOR MODEL 526 BACK PRESSURE REGULATOR | EA | 2 | 1 | 2 | NO | 2818.743 | 494328.6 | FLENCO S.P.A. | 06.130.02 |  | 01 |  |  | 2CBC | [6 empty] | 41623 |  | 42190
12575 | 29200000TL | 03483 | EG1004019 | P | 58009286 | 58 | EGTL Spares | Mtce | 66 | 66F | RING | SEAT LOWER | Valve - Parts & Accessories :LOWER SEAT RING FOR MODEL 526 BACK PRESSURE REGULATOR. | EA | 2 | 1 | 2 | NO | 2268.6946 | 385214.835 | FLENCO S.P.A. | 06.130.03 |  | 01 |  |  | 2CBC | [6 empty] | 41623 |  | 42190
12576 | 29200000TL | 03483 | EG1004020 | P | 58009287 | 58 | EGTL Spares | Mtce | 66 | 66F | PLUG | 2.5 INCH | Valve - Parts & Accessories :FOR MASONEILAN MODEL 526 BACK PRESSURE REGULATOR | EA | 2 | 1 | 2 | NO | 4025.8003 | 662130.5 | FLENCO S.P.A | 06.130.04 |  | 01 |  |  | 2CBC | [6 empty] | 41623 |  | 42190
12577 | 29200000TL | 03483 | EG1004019 | P | 58009288 | 58 | EGTL Spares | Mtce | 54 | 54A | GASKET | VALVE BODY | Gaskets : FOR 2.5INCH MASONEILAN MODEL 526 BACK PRESSURE REGULATOR | EA | 2 | 1 | 2 | NO | 463.0841 | 166941.83 | FLENCO S.P.A | 06.130.05 |  | 01 |  |  | 1BBC | [6 empty] | 41623 | 43946 | 42277
12578 | 29200000TL | 03483 | EG1004020 | P | 58009289 | 58 | EGTL Spares | Mtce | 78 | 78B | DIAPHRAGM | (FLENCO S.P.A., 06.130.06) |  | EA | 1 | 0 | 0 | NO | 1172.6763 | 182058 |  |  |  | 00 |  |  | 1CCC | [6 empty] | 41623
12579 | 29200000TL | 03483 | EG1004019 | P | 58009290 | 58 | EGTL Spares | Mtce | 66 | 66F | PIN | PLUG VALVE | Valve - Parts & Accessories :FOR MASONEILAN 2.5 INCH BACK PRESSURE REGULATOR | EA | 2 | 1 | 2 | NO | 37.9009 | 6915.355 | FLENCO S.P.A | 06.130.07 |  | 01 |  |  | 2CBC | [6 empty] | 41623 |  | 42190
12580 | 29200000TL | 03483 | EG1004020 | P | 58009293 | 58 | EGTL Spares | Mtce | 78 | 78B | STEM:PLUG | (FLENCO S.P.A., 06.130.10) |  | EA | 1 | 0 | 0 | NO | 6659.1304 | 1033830 |  |  |  | 00 |  |  | 1CCC | [6 empty] | 41623
12581 | 29200000TL | 03483 | EG1004019 | P | 58009294 | 58 | EGTL Spares | Mtce | 54 | 54A | GASKET: CONSOLE SAFETY VALVE | 50 MM/60 MM/75 MM DIA,PTFE | Gaskets : 8 PIECE, 173-PSV-0007/0008 | EA | 2 | 0 | 0 | NO | 511.4329 | 79394.85 | FLENCO S.P.A. | 06.130.11 | ISK259356415 | 01,22 | 1 | 3CAC |  |  | SOL06676, 173-PSV-0007 |  |  |  |  | 40975
12582 | 29200000TL | 03483 | EG1004020 | P | 58009296 | 58 | EGTL Spares | Mtce | 14 | 14I | GAUGE: PRESSURE 0-16 BAR RANGE | 4IN DIAL,1/2 IN NPT,304SS CASE | Temperature and heat measuring instruments : BACK, PANEL MOUNT, GLYCERINE FILLED | EA | 1 | 0 | 0 | NO | 341.74 | 53055.14 | FLENCO S.P.A. | 06.130.13 | ISK259356417 | 05,22 | 1 | 3CAC |  |  | SOL06676, P00148/152/1 |  |  |  |  | 40975 | 41954
12583 | 29200000TL | 03483 | EG1004020 | P | 58009308 | 58 | EGTL Spares | Mtce | 78 | 78B | STEM:PLUG | (FLENCO S.P.A., 06.130.25) |  | EA | 1 | 0 | 0 | NO | 6659.1304 | 1033830 |  |  |  | 00 |  |  | 1CCC | [6 empty] | 41623
12584 | 29200000TL | 03483 | EG1004019 | P | 58009309 | 58 | EGTL Spares | Mtce | 54 | 54A | GASKET:CONSOLE SAFETY VALVE | 50 MM/60 MM/75 MM DIA, PTFE | Gaskets : 8 PIECE, SET OF GASKETS, 173-PSV-0009 | EA | 1 | 0 | 0 | NO | 441.0284 | 68465.25 | FLENCO S.P.A. | 06.130.26 | ISK259356430 | 01 | 1 | 3CAC |  |  | SOL06676, 173-PSV-0009 |  |  |  |  | 40975
12585 | 29200000TL | 03483 | EG1004020 | P | 58009311 | 58 | EGTL Spares | Mtce | 78 | 78B | SEAL: | (FLENCO S.P.A., 06.130.28) |  | EA | 1 | 0 | 0 | NO | 5713.2689 | 886985 |  |  |  | 01,22 |  |  | 1CCC | [6 empty] | 41623
12586 | 29200000TL | 03483 | EG1004020 | P | 58009312 | 58 | EGTL Spares | Mtce | 78 | 78B | BEARING | (FLENCO S.P.A., 06.130.29) |  | EA | 1 | 0 | 0 | NO | 688.2448 | 106850 |  |  |  | 00 |  |  | 1CCC | [6 empty] | 41623
12587 | 29200000TL | 03483 | EG1004019 | P | 58009313 | 58 | EGTL Spares | Mtce | 72 | 72Z | BUSHING:SET | (FLENCO S.P.A., 06.130.30) |  | EA | 2 | 0 | 0 | NO | 4206.1709 | 653008.03 |  |  |  | 01 |  |  | 1CCC | [6 empty] | 41623
12588 | 29200000TL | 03483 | EG1004020 | P | 58009315 | 58 | EGTL Spares | Mtce | 78 | 78B | BEARING | (FLENCO S.P.A., 06.130.32) |  | EA | 1 | 0 | 0 | NO | 811.2528 | 125947 |  |  |  | 00 |  |  | 1CCC | [6 empty] | 41623
12589 | 29200000TL | 03483 | EG1004019 | P | 58009317 | 58 | EGTL Spares | Mtce | 50 | 50Z | BEARING | FLENCO S.P.A., 06.130. |  | EA | 1 | 0 | 0 | NO | 588.2379 | 91323.93 |  |  |  | 01,21,22 |  |  | 1CCC | [6 empty] | 41623
12590 | 29200000TL | 03483 | EG1004020 | P | 58009319 | 58 | EGTL Spares | Mtce | 78 | 78B | GASKET | (FLENCO S.P.A., 06.130.36) |  | EA | 1 | 0 | 0 | NO | 1495.5942 | 232191 |  |  |  | 01 |  |  | 1CCC | [6 empty] | 41623
12591 | 29200000TL | 03483 | EG1004020 | P | 58009320 | 58 | EGTL Spares | Mtce | 78 | 78B | BEARING: | (FLENCO S.P.A., 06.130.37) |  | EA | 1 | 0 | 0 | NO | 438.3282 | 68050.46 |  |  |  | 01,21,22 |  |  | 1CCC | [6 empty] | 41623
12592 | 29200000TL | 03483 | EG1003009 | P | 58010292 | 58 | EGTL Spares | Mtce | 14 | 14Z | MODULE:6 CHANNEL ANALOG INPUT | PS15,16,17 A/B POWER | Instruments - Other & Parts : CONTROL LOGIX 1756, FW/REV 1.12 | PC | 3 | 0 | 0 | NO | 2887.2649 | 448247.87 | ROCKWELL AUTOMATION | 1756-IF6CIS | 1756-IF6CIS | 01,22 | 1 | 1AXX |  |  | JZC 7410 |  |  |  |  | 40975 | 42251
12593 | 29200000TL | 03483 | EG1003009 | P | 58010293 | 58 | EGTL Spares | Mtce | 14 | 14Z | MODULE:8 CHANNEL DIGITAL | OUTPUT, PS15,16,17 A/B POWER | Instruments - Other & Parts : CONTROL LOGIX 1756, FW/REV 3.2 | PC | 3 | 1 | 2 | NO | 1000.3594 | 155305.8 | ROCKWELL AUTOMATION | 1756-OB8EI | 1756-OB8EI | 01,22 | 1 | 1AXX |  |  | JZC 7410 |  |  |  |  | 40975
12594 | 29200000TL | 03483 | EG1003010 | P | 58010294 | 58 | EGTL Spares | Mtce | 14 | 14Z | REPEATER:DC,DC TYPE | P&F, FOR GALVANIC ISOLATION | Instruments - Other & Parts : AI/AO SIGNALS DCS XSI.62 | PC | 2 | 0 | 0 | NO | 399.576 | 101549.925 | PEPPERL-FUCHS | KFD0-CS1.50-126991 | KFD0-CS1.50 | 22 | 1 | 1AXX |  |  | JZC 7410 |  |  |  |  | 40975 | 42856 | 42873
12595 | 29200000TL | 03483 | EG1002003 | P | 58010295 | 58 | EGTL Spares | Mtce | 51 | 51Z | SUPPRESSOR:SURGE,30VDC / 1.5A | FOR FIELD SIGNALS | Electric-Other : PSA PACKAGE 160 XP001 | PC | 13 | 0 | 0 | NO | 251.5874 | 39058.94 | MTL | SLP32D | SLP32D | 22 | 1 | 1AAC |  |  | JZC 7410 |  |  |  |  | 40975
12596 | 29200000TL | 03483 | EG1003010 | P | 58010296 | 58 | EGTL Spares | Mtce | 14 | 14Z | CONVERTER: SIGNAL | RS232 TO RS485 INTERFACE | Instruments - Other & Parts : RS232 INPUT, RS485 OUTPUT, 24VDC / 200MA POWER, MODBUS CONNECTION -MB01, -MB02 | PC | 2 | 1 | 2 | NO | 477.5549 | 113205.9213 | ROCKWELL AUTOMATION | 1761-NET-AIC | 1761-NET-AIC | 22 | 1 | 1AXX |  |  | JZC 7410 |  |  |  |  | 40975 | 42525 | 42533
12597 | 29200000TL | 03483 | EG1003015 | P | 58010298 | 58 | EGTL Spares | Mtce | 11 | 11Z | MONITOR: VIDEO,TFT,17 IN | 1280 X 1024,90-264VAC | Computer Hardware - Peripherals : 47-63HZ POWER, VERSA VIEW, HMI-A | PC | 1 | 0 | 0 | NO | 2145.16 | 655722.393 | ROCKWELL AUTOMATION | 6176-17PN | 6176-17PN | 22 | 1 | 1AXX |  |  | JZC 7410 |  |  |  |  | 40975 | 45098 | 43492 |  |  |  |  | -1 | 1
12598 | 29200000TL | 03483 | EG1003009 | P | 58010299 | 58 | EGTL Spares | Mtce | 11 | 11Z | KEYBOARD:TRACKBALL,G84-4400 | WITH TRACKBALL, HMI-A | Computer Hardware - Peripherals : | EA | 1 | 0 | 0 | NO | 456.4514 | 70864.08 | CHERRY | G84-4400 | G84-4400 | 01,22 | 1 | 1AAC |  |  | JZC 7410 |  |  |  |  | 40975
12599 | 29200000TL | 03483 | EG1003009 | P | 58010300 | 58 | EGTL Spares | Mtce | 11 | 11Z | SWITCH:ETHERNET | 9.6 VDC TO 60V DC,2AA,DCPH | Computer Hardware - Peripherals : DCHZ,NO,DIN-RAIL MOUNT, ES01, ES02, RS20-0800T1T1SDAEHH02.0 | EA | 2 | 1 | 2 | NO | 1392.3311 | 346220.15 | HIRSCHMANN | RS20-0800T1T1SDA | RS20-0800T1T1SDA | 01,10,22 | 1 | 1AXX |  |  | JZC 7410 |  |  |  |  | 40975 | 43571 | 43630
12600 | 29200000TL | 03483 | EG1003015 | S | 58010301 | 58 | EGTL Spares | Mtce | 51 | 51Z | POWER SUPPLY: 20A OUTPUT | 100-240VAC INPUT,24VDC OUTPUT | Electric-Other : PS11A, PS11B, PS11A, PS11B FOR PSA PACKAGE 160 XP001 | PC | 1 | 2 | 4 | NO | 896.1304 | 139124.24 | PHOENIX CONTACT | 2866776 | 2866776 | 01,10,22 | 1 | 1AXX |  |  | JZC 7410 |  |  |  |  | 40975 | 45729 |  | -1 | 1
12601 | 29200000TL | 03483 | EG1002010 | S | 58010302 | 58 | EGTL Spares | Mtce | 51 | 51Z | DIODE:QUINT,24VDC MAX 30VDC | 2 X 20A,1 X 40AA,100%, | Electric-Other : PHOENIX DIODE REDUNDANCY MODULE, 40 FOR REDUNDANT ARRANGEMENT 24VDC, A11 / 2938963 | PC | 4 | 1 | 2 | NO | 354.7139 | 55054.51 | PHOENIX CONTACT | 2938963 | 2938963 | 22 | 1 | 1AXX |  |  | JZC 7410 |  |  |  |  | 40975 | 42031
12602 | 29200000TL | 03483 | EG1003010 | P | 58010304 | 58 | EGTL Spares | Mtce | 51 | 51C | RELAY:SIGNAL,6A, NO | SINGLE CONTACT, AGSNO CONTACT | Electric Components - Motor / Generator :BY COIL,24VDC COIL,SCREW TERMINAL,DIN-RAIL MOUNT,TERMINAL TYPE ENCLOSURE, FOR DCS SIGNAL, RS 01-6 | PC | 4 | 2 | 3 | NO | 49.1194 | 7625.79 | PHOENIX CONTACT | 2966171 | 2966171 | 01,10,22 | 1 | 1AXX |  |  | JZC 7410 |  |  |  |  | 40975
12603 | 29200000TL | 03483 | EG1003010 | P | 58010305 | 58 | EGTL Spares | Mtce | 51 | 51C | FUSE:20MM X 5MM | MITTELTRÄGE,200MA,250V,10A IR | Electric Components - Motor / Generator :FOR TERMINALS TS11, TS21, T22, TS32, SET 10 PCS | ST | 10 | 8 | 10 | NO | 22.7626 | 3533.9 | STEP |  | FUSES 200MA | 01,22 | 1 | 2AAC |  |  | JZC 7410 |  |  |  |  | 40975 | 43273
12604 | 29200000TL | 03483 | EG1003010 | P | 58010306 | 58 | EGTL Spares | Mtce | 51 | 51C | FUSE:20MM X 5MM | MITTELTRÄGE,1A,250V,10A IR | Electric Components - Motor / Generator :FOR TERMINALS TS13, TS23, SET 10 PCS | ST | 11 | 0 | 0 | NO | 22.7626 | 3533.9 | STEP |  | FUSES 1A | 01,22 | 1 | 2AAC |  |  | JZC 7410 |  |  |  |  | 40975
12605 | 29200000TL | 03483 | EG1003010 | P | 58010307 | 58 | EGTL Spares | Mtce | 51 | 51C | FUSE:32 MM X 6.3 MM, M2 | MITTELTRÄGE,2A,250V,10A IR | Electric Components - Motor / Generator :C00, C01, C02, C51, SET 10 PCS | ST | 21 | 0 | 0 | NO | 22.7626 | 3533.9 | STEP |  | FUSES 2A | 01,22 | 1 | 2AAC |  |  | JZC 7410 |  |  |  |  | 40975
12606 | 29200000TL | 03483 | EG1003009 | P | 58010309 | 58 | EGTL Spares | Mtce | 02 | 02A | FAN:AXIAL, 105/120M³/H | 120VAC 60HZ,18W CAPACITY | *OBS*HVAC-Other : M11C11, M11C12, M11C21, M11C22, M11C31, M11C32 RAL7035 | PC | 2 | 1 | 2 | NO | 392.7156 | 60969.1 | RITTAL | SK3323.117 | SK3323.117 | 01,22 | 1 | 3AAC | 3AAC |  | JZC 7410 |  |  |  |  | 40975 | 42726
12607 | 29200000TL | 03483 | EG1002003 | P | 58010313 | 58 | EGTL Spares | Mtce | 51 | 51Z | THERMOSTAT:FAN CONTROL | 5°C-60°C RANGE, 4A, | Electric-Other : B11C1, B11C2, B11C3, TSH-PLC, TEMPERATURE HIGH ALARM | PC | 3 | 2 | 4 | NO | 71.0668 | 11033.1167 | RITTAL | SK3110.000 | SK3110.000 | 22 | 1 | 3AAC | [7 empty] | 40975 | 43626
12608 | 29200000TL | 03483 | EG1003010 | P | 58010315 | 58 | EGTL Spares | Mtce | 51 | 51Z | SWITCH: DISCONNECT | DOOR, 4A, 1A OPERATED | Electric-Other : BY DOOR, SCREW MOUNTED MOUNT, CABINET 1, 2, 3, CABINET LIGHT S12C1, S12C2, S12C3, 1A, | PC | 4 | 0 | 0 | NO | 75.4762 | 11717.68 | RITTAL | PS4127.000 | PS4127.000 | 01,10,22 | 1 | 3AAC | [7 empty] | 40975
12609 | 29200000TL | 03483 | EG1002015 | P | 58010316 | 58 | EGTL Spares | Mtce | 51 | 51B | LIGHT:CABINET | 120VAC 60HZ,30W,DAYLIGHT | Electric Components - Lighting : H12C1, H12C2, H12C3 | PC | 31 | 29 | 30 | NO | 200.0719 | 31061.16 | RITTAL | PS4138.300 | PS4138.300 | 01,10,22 | 1 | 3AAC | [7 empty] | 40975
12610 | 29300000TL | 03483 | EG1030006 | P | 58010353 | 58 | EGTL Spares | Mtce | 56 | 56Z | BOLT:LIFT REACTOR,M10 DIA | 50 MM LG,1.5 MM THREAD PITCH | *OBS*Fastener-BottWa : HEX HD,316 SS,COMMERCIAL,GR 316 SS, 130-VR-105/205, FOR LIFT REACTORS | EA | 30 | 21 | 30 | YES | 17.5267 | 26775.3195 | KOCH-GLITSCH | 896-316F1310 | H0-0125/H0-0108 | 02,22 | 1 | [8 empty] | 43770 |  | 45839
12611 | 29300000TL | 03483 | EG1030005 | P | 58010354 | 58 | EGTL Spares | Mtce | 51 | 51B | BOLT:LIFT REACTOR,M10 DIA | 65 MM LG,1.5 MM THREAD PITCH | Electric Components - Lighting : HEX HD,316 SS,COMMERICIAL,GR 316 SS, 130-VR-105/205 FOR LIFT REACTORS | EA | 249 | 174 | 249 | YES | 24.9662 | 37895.8824 | KOCH-GLITSCH | 896-361F1313 | 550002080 | 02,22 | 1 | [8 empty] | 43770 |  | 45839
12612 | 29300000TL | 03483 | EG1030004 | P | 58010364 | 58 | EGTL Spares | Mtce | 56 | 56Z | STUD:LIFT REACTOR, 10 MM DIA | 50 MM LG,1.5 MM THREAD PITCH | *OBS*Fastener-Stud B : 50 MM THD LG,316 SS,COMMERICAL,GR 316 SS, MWL 5, 130-VR-105/205 - FOR LIFT REACTORS | EA | 522 | 365 | 522 | YES | 15.4703 | 23264.0696 | KOCH-GLITSCH | 865-361F22 | 1020000000 | 02,21,22 | 1 |  | 2BAB | [6 empty] | 43770 |  | 45839
12613 | 29200000TL | 03483 | EG1004004 | P | 58010542 | 58 | EGTL Spares | Mtce | 75 | 75A | INVERTER:TROLLEY/BRIDGE | OVERHEAD CRANE | Material Handling -Whse / Dock Equipment & Accessories :ELECTRONICS 190-XX-001 KCI - DMCS022F10TNOC, TROLLEY/BRIDGE. | EA | 1 | 0 | 0 | NO | 1129.92 | 175420.08 | KONECRANES | 52292675 |  | 22 | 1 | 2BBA | [7 empty] | 41419
12614 | 29200000TL | 03483 | EG1039006 | S | 58010717 | 58 | EGTL Spares | Mtce | 75 | 75A | TROLLEY:XT CABLE,COMPOSITE | OVERHEAD CRANE | Material Handling -Whse / Dock Equipment & Accessories : | EA | 1 | 0 | 1 | NO | 842.11 | 165474.615 | KONECRANES |  | BS2127A2-S017 | 00 | 1 |  |  |  | B2127A2-S017 |  |  |  |  | 40975 | 42281 | 42361
12615 | 29200000TL | 03483 | EG1039006 | S | 58010719 | 58 | EGTL Spares | Mtce | 51 | 51Z | ELEMENT: HEATER OVERLOAD | MECHANICAL, COMPOSITE | Electric-Other : 110-XX-205/205 | EA | 1 | 0 | 0 | NO | 0 | 0 | KONECRANES |  | BS2127A2-S019 | 01 | 1 |  |  |  | B2127A2-S019 |  |  |  |  | 40975
12616 | 29200000TL | 03483 | EG1002003 | P | 58010848 | 58 | EGTL Spares | Mtce | 51 | 51Z | SWITCH: SELECTOR,CONTROL PANEL | SPRING RETURN TO CENTER,12VOLT | Electric-Other : &quot;1NO-1NC,3 POSITION,LEVER OPERATED,PLASTIC ENCLOSURE, 2-WAY, INSTALLER TOO, 173-CP-173-GE-013A/B/C/D-001 , EGTL1-MPS-ELE-SC-730054 PART 9&quot; | EA | 2 | 0 | 0 | NO | 155 | 30446.65 | A-B | 800T-J20A |  | 01,10,22 | 1 | 1AXX |  |  | 9271E01-5 |  |  |  |  | 40975 |  | 42065
12617 | 29200000TL | 03483 | EG1001004 | P | 58010853 | 58 | EGTL Spares | Mtce | 14 | 14B | CONTROLLER: PROGRAMMABLE LOGIC | 128,000 MAX I/O CAPACITY | Programmable Logic Controllers : "128,000 DIGITAL,4000 ANALOG,LOGIC 5561 PROCESSOR, WITH 2 MEGABYTE MEMORY COMPUTER" | EA | 2 | 0 | 0 | NO | 5652.85 | 1011929.68 | ALLEN BRADLEY | 1756-L61 SERIES B |  | 01,11,22 | 1 | 1AXX |  |  | 9721E01-5 |  |  |  |  | 40975 | 41604 | 41652
12618 | 29200000TL | 03483 | EG1005018 | P | 58010864 | 58 | EGTL Spares | Mtce | 14 | 14Z | CONVERTER: SIGNAL FREQUENCY | 0-4500HZ INPUT ,4-20 MADC | Instruments - Other & Parts : OUTPUT,9-30 VDC POWER, MANGETIC FREQUENCY TO 4-20MA CONVERTER, METAL, (FOR CRITICAL POWER GENERATOR) | EA | 3 | 1 | 2 | NO | 1860.3702 | 288832.1033 | API | 7010GD |  | 22 | 1 | [8 empty] | 41306
12619 | 29200000TL | 03483 | EG1002004 | P | 58010880 | 58 | EGTL Spares | Mtce | 11 | 11Z | RELAY: OVERLOAD 1.0-1.6 FLA, | 1NO-1NC,3P,AUTOMATIC/MANUAL | Computer Hardware - Peripherals : SELF POWERED COIL,SCREW TERMINAL,DIRECT MOUNT,PLASTIC ENCLOSURE, CLASS 10, BI-METALLIC, (FOR CRITICAL POWER GENERATOR) | EA | 1 | 1 | 2 | NO | 82.738 | 12845.4863 | A-B | 193-TAB16 |  | 01,10,22 | 1 | [8 empty] | 41286
12620 | 29200000TL | 03483 | EG1001009 | P | 58010896 | 58 | EGTL Spares | Mtce | 11 | 11Z | MODULE:FLASHSCAN 6-RELAY | (FORM-C) CONTROL MODULE OUTPUT | Computer Hardware - Peripherals : 24VDC INPUT,RELAY CONTACTS 30VDC,125VAC OUTPUT,3A @30VDC POWER, XP6-R, METAL, (FOR CRITICAL POWER GENERATOR) | EA | 2 | 1 | 2 | NO | 135.8262 | 21088.38 | ANSUL | 432716 |  | 01,22 | 1 | [8 empty] | 41286
12621 | 29300000TL | 03483 | EG1002016 | P | 58010968 | 58 | EGTL Spares | Mtce | 25 | 25L | UNIT:AIR SUPPLY | FOR VIBRATOR, BOSCH | CONTAINS: SMC.VHS40-F04 VHS40-F04 RESIDUAL PRESSURE RELEASE 3PORT VALVE, AW40-F04E SMC FILTER REGULATOR, SMC AL40-F04 LUBRICATOR AND ASCO SOLENOID VALVE CAT, NUMBER NFB307B065F, SERIAL NUMBER 100500091. | EA | 1 | 0 | 1 | YES | 1196.8636 | 444330.165 | SMCPNEUMATICS |  | WO053904-09,8 | 22 | 1 | 1BBB |  |  | WO053904-09 |  |  |  |  | 43770 | 44343 | 44056
12622 | 29200000TL | 03483 | EG1002016 | P | 58010969 | 58 | EGTL Spares | Mtce | 25 | 25L | FILTER: VALVE/REGULATOR LUBRI | SIZE :1/2IN UNIT AIR SUP BOSCH |  | EA | 1 | 0 | 0 | NO | 500 | 98250 | SMC | VHS40-F04 +AW40 | WO053904-11,9 | 22 | 1 | 1BBB |  |  | WO053904-11 |  |  |  |  | 40914 | 44225 | 42447
12623 | 29200000TL | 03483 | EG1002016 | P | 58010984 | 58 | EGTL Spares | Mtce | 76 | 76Z | PLUNGER:BODY FEED PUMP | DIN 1.4528-3B |  | EA | 1 | 0 | 0 | NO | 11450 | 3493395 | RHINE RUHR | 51685.0893 | 51685.0893 | 22 | 1 | 2BAB |  |  | 1083740002/1G/00 POS 2 |  |  |  |  | 40914 | 42523 | 42760
12624 | 29200000TL | 03483 | EG1003017 | P | 58010992 | 58 | EGTL Spares | Mtce | 50 | 50Z | BEARING: BALL,EEP GROOVE | SGL ROW,50 MM ID,90 MM OD |  | EA | 2 | 0 | 0 | NO | 94.3 | 14640.075 | FAG | 6210 2 RS | 6210 2 RS | 01,21,22 | 1 | 2BAB |  |  | 250 QCRV 001 |  |  |  |  | 40914
12625 | 29200000TL | 03483 | EG1003017 | P | 58010999 | 58 | EGTL Spares | Mtce | 50 | 50Z | BEARING: PILLOW BLOCK,BALL | 40MM ID,CI HSG,2 BOLT,175 MM X |  | EA | 4 | 0 | 0 | NO | 105.8 | 16425.45 | BSM | DFV-0320 - BEAR | DFV-0320 - BEAR | 01,21,22 | 1 | 1BAB |  |  | 020-0320-000-01 |  |  |  |  | 40975
12626 | 29300000TL | 03483 | EG1030003 | P | 58011039 | 58 | EGTL Spares | Mtce | 66 | 66F | ASSEMBLY:VALVE BELLOWS,INCONEL | WAX FILTRATION PACKAGE |  | EA | 2 | 1 | 2 | YES | 6230.1 | 9676902.825 | DRESSER | 4660219 | 4660219 | 00 | 1 | 2CBB | 1BBB |  | 40 |  |  |  |  | 43782 |  | 45618
12627 | 29200000TL | 03483 | EG1002004 | P | 58011040 | 58 | EGTL Spares | Mtce | 74 | 74Z | BELLOWS:VALVE,0-750 PSIG | PSV'S | ITEM IS THE SAME AS 58100649 | EA | 1 | 0 | 0 | NO | 695 | 107898.75 | DRESSER | 4659829 | 4659829 | 22 | 1 | 1BBC |  |  | SEE ITEM NOTE |  |  |  |  | 40914
12628 | 29300000TL | 03483 | EG1038003 | S | 58011139 | 58 | EGTL Spares | Mtce | 54 | 54A | PLATE: BLANK ORIFICE | SERIES 120, 2 INCH, 600 RF |  | EA | 4 | 2 | 4 | YES | 328.0749 | 134409.55 | FLUIDIC TECHNIQUES | ECCN NO. NLR/EAR99 |  | 01, 02, 07, 21 |  |  | 1BBB | [6 empty] | 43770 |  | 44197
12629 | 29200000TL | 03483 | EG1038003 | S | 58011143 | 58 | EGTL Spares | Mtce | 54 | 54A | PLATE: BLANK ORIFICE | SERIES 120, 3 INCH, 600 RF |  | EA | 2 | 1 | 2 | NO | 292.6 | 57481.8035 | FLUIDIC TECHNIQUES | ECCN NO. NLR/EAR99 |  | 01, 02, 07, 21 |  |  | 1BBB | [6 empty] | 41395 | 42124 | 42157
12630 | 29300000TL | 03483 | EG1038003 | S | 58011144 | 58 | EGTL Spares | Mtce | 54 | 54A | PLATE: BLANK ORIFICE | SERIES 120, 4 INCH, 300 RF |  | EA | 2 | 1 | 2 | YES | 318.8853 | 130625 | FLUIDIC TECHNIQUES | ECCN NO. NLR/EAR99 |  | 01, 02, 07, 21 |  |  | 1BBB | [6 empty] | 43770 |  | 44197
12631 | 29200000TL | 03483 | EG1038003 | S | 58011146 | 58 | EGTL Spares | Mtce | 54 | 54A | PLATE: BLANK ORIFICE | SERIES 120, 6 INCH, 600 RF |  | EA | 2 | 3 | 6 | NO | 306.9 | 47646.225 | FLUIDIC TECHNIQUES | ECCN NO. NLR/EAR99 |  | 01, 02, 07, 21 |  |  | 1BBB | [6 empty] | 41395 | 45262 | 41684 |  |  |  |  | -1 | 1
12632 | 29200000TL | 03483 | EG1038003 | S | 58011149 | 58 | EGTL Spares | Mtce | 54 | 54A | PLATE: BLANK ORIFICE | SERIES 120, 8 INCH, 600 RF |  | EA | 2 | 1 | 2 | NO | 1167.88 | 341254.755 | FLUIDIC TECHNIQUES | ECCN NO. NLR/EAR99 |  | 01, 02, 07, 21 |  |  | 1CCC | [6 empty] | 41395 | 43608 | 43381
12633 | 29200000TL | 03483 | EG1038003 | S | 58011151 | 58 | EGTL Spares | Mtce | 54 | 54A | PLATE: BLANK ORIFICE | SERIES 200 WITH R23 HOLDER |  | EA | 1 | 1 | 2 | NO | 705.325 | 126093.5893 | FLUIDIC TECHNIQUES | ECCN NO. NLR/EAR99 |  | 00 |  |  | 1BBB | [6 empty] | 41395 | 46007 | 42050 | -1 | 1
12634 | 29200000TL | 03483 | EG1038003 | S | 58011152 | 58 | EGTL Spares | Mtce | 54 | 54B | PLATE:2IN BLANK ORIFICE, 600LB | SERIES 200 WITH R23 HOLDER |  | EA | 2 | 0 | 0 | NO | 705.325 | 126097.6125 | FLUIDIC TECHNIQUES |  |  | 00 | [9 empty] | 41395 |  | 42050
12635 | 29200000TL | 03483 | EG1038003 | P | 58011153 | 58 | EGTL Spares | Mtce | 54 | 54A | PLATE: BLANK ORIFICE | SERIES 200 WITH R31 HOLDER |  | EA | 1 | 1 | 2 | NO | 818.725 | 146148.5953 | FLUIDIC TECHNIQUES | ECCN NO. NLR/EAR99 |  | 00 |  |  | 1BBB | [6 empty] | 41395 | 44176 | 42050
12636 | 29200000TL | 03483 | EG1038003 | S | 58011154 | 58 | EGTL Spares | Mtce | 54 | 54A | PLATE:3IN 600LB BLANK ORIFICE | SERIES 290 WITH R31 HOLDER |  | EA | 2 | 1 | 2 | NO | 818.725 | 146153.2125 | FLUIDIC TECHNIQUES | R 31 |  | 00 |  |  | 1BBB | [6 empty] | 41395 |  | 42050
12637 | 29200000TL | 03483 | EG1038003 | S | 58011155 | 58 | EGTL Spares | Mtce | 54 | 54A | PLATE: 4IN 600LB BLANK ORIFICE | SERIES 290 WITH R37 HOLDER |  | EA | 2 | 1 | 2 | NO | 1058.125 | 188492.8125 | FLUIDIC TECHNIQUES | R 37 |  | 00 |  |  | 1BBB | [6 empty] | 41395 |  | 42050
12638 | 29200000TL | 03483 | EG1038003 | S | 58011156 | 58 | EGTL Spares | Mtce | 54 | 54A | PLATE: BLANK ORIFICE | SERIES 290 WITH R37 HOLDER |  | EA | 2 | 1 | 2 | NO | 1279.0625 | 324058.4707 | FLUIDIC TECHNIQUES | ECCN NO. NLR/EAR99 |  | 01, 02, 07, 21 |  |  | 1BBB | [6 empty] | 41395 | 43095 | 43506
12639 | 29200000TL | 03483 | EG1038008 | S | 58011158 | 58 | EGTL Spares | Mtce | 54 | 54A | PLATE: BLANK ORIFICE | SERIES 290 WITH R45 HOLDER |  | EA | 2 | 1 | 2 | NO | 1834.36 | 561277.108 | FLUIDIC TECHNIQUES | ECCN NO. NLR/EAR99 |  | 01, 02, 07, 21 | [9 empty] | 41395 | 43757 | 43787
12640 | 29200000TL | 03483 | EG1038008 | S | 58011159 | 58 | EGTL Spares | Mtce | 54 | 54A | PLATE: BLANK ORIFICE | SERIES 290 WITH R46 HOLDER |  | EA | 2 | 1 | 2 | NO | 1354.225 | 240852.7903 | FLUIDIC TECHNIQUES | ECCN NO. NLR/EAR99 |  | 00 |  |  | 1BBB | [6 empty] | 41395 |  | 42050
12641 | 29200000TL | 03483 | EG1003019 | P | 58011172 | 58 | EGTL Spares | Mtce | 50 | 50Z | BEARING:BALL, PILLOW BLOCK | 40 MM ID, CAST IRON HSG |  | EA | 6 | 1 | 4 | NO | 83.0053 | 12885.75 | FAG | UCF 208 | UCF 208 | 01,21,22 | 1 | 2BAA |  |  | 150-0300-5631-000-01 D3 |  |  |  |  | 40914
12642 | 29200000TL | 03483 | EG1003019 | P | 58011175 | 58 | EGTL Spares | Mtce | 66 | 66V | VALVE: SOLENOID, 1 IN PIPE | 1 IN ORIFICE,24VDC,ALUM BODY |  | EA | 4 | 1 | 2 | NO | 838.941 | 130239.225 | DONALDSON | DLM V20/SV | DLM V20/SV | 02 | 1 | 2BAA |  |  | DLMV 20/K3 FILTER |  |  |  |  | 40914
12643 | 29200000TL | 03483 | EG1001021 | S | 58011177 | 58 | EGTL Spares | Mtce | 50 | 50Z | BEARING: BALL, ANGULAR CONTACT | DBL ROW, 60MM ID, 110MM OD |  | EA | 3 | 0 | 0 | NO | 362.3739 | 56258.51 | B.S.M | 3212B.TVH | 3212B.TVH | 01,21,22 | 1 | 2BAA |  |  | SEE ITEM NOTE |  |  |  |  | 40914
12644 | 29200000TL | 03483 | EG1003019 | P | 58011180 | 58 | EGTL Spares | Mtce | 50 | 50Z | BEARING:BALL PILLOW BLOCK | 40 MM ID,CI HSG, 2 BOLT |  | EA | 4 | 0 | 0 | NO | 92.0059 | 14283 | BSM | 5629/5630 - BEAR | 5629/5630 - BEAR | 01,21,22 | 1 | 2BAA |  |  | 020-0320-000-01 |  |  |  |  | 40914
12645 | 29200000TL | 03483 | EG1003020 | P | 58011181 | 58 | EGTL Spares | Mtce | 54 | 54D | SEAL:MECHANICAL | WAX FILTRATION PACKAGE |  | EA | 4 | 1 | 3 | NO | 131.0084 | 20337.75 | BSM | 5629/5630 - SEAL | 5629/5630 - SEAL | 01,22 | 1 | 2BAA | 2BAA |  | 020-0320-000-01 |  |  |  |  | 40914
12646 | 29200000TL | 03483 | EG1038005 | S | 58011203 | 58 | EGTL Spares | Mtce | 54 | 54A | GASKET:4 IN,GRAPHITE,CIRCULAR | GATE, GLOBE AND CHECK VALVES |  | PC | 7 | 0 | 0 | NO | 96.88 | 15040.62 | AUDCO INDIA LTD | 5390009560 | A6X19900310 | 01,22 | 1 | 2CBA | [7 empty] | 41320
12647 | 29200000TL | 03483 | EG1029010 | P | 58011205 | 58 | EGTL Spares | Mtce | 54 | 54A | GASKET:2 IN,GRAPHITE,CIRCULAR | GATE, GLOBE AND CHECK VALVES |  | PC | 13 | 0 | 0 | NO | 82.15 | 12753.79 | AUDCO INDIA LTD | 5390009576 | A6X19900874 | 01,22 | 1 | 2CBA | [7 empty] | 41320
12648 | 29200000TL | 03483 | EG1038015 | S | 58011207 | 58 | EGTL Spares | Mtce | 54 | 54A | GASKET:4 IN,GRAPHITE,CIRCULAR | GATE, GLOBE AND CHECK VALVES |  | PC | 12 | 0 | 0 | NO | 131.75 | 20454.19 | AUDCO INDIA LTD | 5390009581 |  | 01,22 | 1 | 2CBA | [7 empty] | 41320
12649 | 29200000TL | 03483 | EG1038005 | S | 58011211 | 58 | EGTL Spares | Mtce | 54 | 54A | GASKET:2 IN,316 SS/FLEXIBLE | GRAPHITE,CIRCULAR |  | PC | 18 | 0 | 0 | NO | 3.1 | 481.28 | AUDCO INDIA LTD | 703500390399 |  | 01,22 | 1 | 2CBA | [7 empty] | 41320
12650 | 29200000TL | 03483 | EG1038005 | S | 58011213 | 58 | EGTL Spares | Mtce | 54 | 54A | GASKET:3 IN,GRAPHITE,CIRCULAR | GATE, GLOBE AND CHECK VALVES |  | PC | 7 | 4 | 6 | NO | 148.8 | 23101.2 | AUDCO INDIA LTD | 965069-S-M127 | PRO5CDM | 01,22 | 1 | 2CBA | [7 empty] | 41320
12651 | 29200000TL | 03483 | EG1040006 | S | 58011215 | 58 | EGTL Spares | Mtce | 56 | 56Z | GASKET: SPIRAL WOUND 3 IN / | 6 IN,316 SS INNER RING,316 SS |  | PC | 14 | 10 | 20 | NO | 24.8 | 3850.2 |  |  |  | 01,22 | 1 | 2CBA | [7 empty] | 41320 | 42093
12652 | 29200000TL | 03483 | EG1040008 | S | 58011217 | 58 | EGTL Spares | Mtce | 54 | 54A | GASKET: SPIRAL WOUND 4 IN, | 316 SS INNER/OUTER RING, 300LB | GASKET: SPIRAL WOUND 4 IN, 316 SS INNER RING, 316 SS OUTER CLASS 300LB, GRAPHITE FILLER, 316 SS WINDING. Equip Tag :GDFCAI, GDFCAL, TYPE: GATE, GLOBE & CHECK VALVE MATERIAL: 316 SS/GRAPHITE | PC | 16 | 0 | 0 | NO | 30.98 | 6821.4174 | FLEXITALLIC |  |  | 01,22 | 1 | 2CBA | 1CCC |  | EGTL1-LAT-QAS-PX-000055. |  |  |  |  | 41320 | 44504 | 43562
12653 | 29200000TL | 03483 | EG1040008 | S | 58011218 | 58 | EGTL Spares | Mtce | 54 | 54A | GASKET: SPIRAL WOUND 10 IN, | 316 SS INNER RING,316 SS OUTER |  | PC | 3 | 0 | 0 | NO | 155 | 24063.75 | AUDCO INDIA LTD | AG0442M-AN-S04D |  | 01,22 | 1 | 2CBA | [7 empty] | 41320
12654 | 29300000TL | 03483 | EG1040008 | S | 58011221 | 58 | EGTL Spares | Mtce | 54 | 54A | GASKET: SPIRAL WOUND 150 LB | SIZE: 4 IN 316 SS IR/OR | LAMONS GASKET SPIRAL WOUND 4 IN 316 SS INNER RING, 316 SS OUTER, CLASS: 150 LB | PC | 2 | 14 | 20 | YES | 74.7175 | 30161.1275 | LAMONS GASKET |  |  | 01,22 | 1 | 2CBA | 2BBB | [6 empty] | 43770 | 45950 | 45973 | -18 | 2
12655 | 29200000TL | 03483 | EG1038010 | S | 58011222 | 58 | EGTL Spares | Mtce | 54 | 54A | GASKET: SPIRAL WOUND 6 IN | 300LB, 316 SS INNER/OUTER RING |  | PC | 14 | 0 | 0 | NO | 40.4009 | 12374.0085 | FLEXITALLIC | AG0442M-AX-S04D | AG0442M-AX-S04D | 01,22 | 1 | 2CBA | 1CCC | [6 empty] | 41320 | 44911 | 43562
12656 | 29200000TL | 03483 | EG1038001 | S | 58011223 | 58 | EGTL Spares | Mtce | 54 | 54A | GASKET: SPIRAL WOUND 14 IN, | 316 SS INNER RING,316 SS OUTER |  | PC | 4 | 0 | 0 | NO | 424.7 | 65934.6775 | AUDCO INDIA LTD | AG0442M-BB-S04D |  | 01,22 | 1 | 2CBA | [7 empty] | 41320
12657 | 29200000TL | 03483 | EG1029005 | S | 58011225 | 58 | EGTL Spares | Mtce | 54 | 54A | GASKET: SPIRAL WOUND 4 IN, | 316 SS INNER RING,316 SS OUTER |  | PC | 19 | 0 | 0 | NO | 54.5452 | 10722.3214 | LAMONS/FLEXITALLIC/GARLOC | 4IN X 300LB X 316 SS |  | 01,22 | 1 | 2CBA | [7 empty] | 41320 | 45864 | 42296 | -1 | 1 | -6 | 1
12658 | 29200000TL | 03483 | EG1029005 | P | 58011226 | 58 | EGTL Spares | Mtce | 56 | 56Z | GASKET: SPIRAL WOUND 6 IN, | 316 SS INNER RING,316 SS OUTER |  | PC | 5 | 0 | 0 | NO | 69.555 | 12813.1559 | FLEXITALLIC |  |  | 01,22 | 1 | 2CBA | [7 empty] | 41320 | 43898 | 42072
12659 | 29200000TL | 03483 | EG1040006 | P | 58011227 | 58 | EGTL Spares | Mtce | 54 | 54A | GASKET: SPIRAL WOUND 2 IN | 316 SS INNER RING,316 SS OUTER |  | PC | 71 | 0 | 0 | NO | 52.2359 | 10266.451 | FLEXITALLIC | AG0442M-F-S04D |  | 01,22 | 1 | 2CBA | [7 empty] | 41320 | 45929 | 42030 | -10 | 1
12660 | 29200000TL | 03483 | EG1040008 | S | 58011230 | 58 | EGTL Spares | Mtce | 54 | 54A | GASKET: SPIRAL WOUND ,3 IN, | 316 SS INNER RING,316 SS OUTER |  | PC | 1 | 0 | 0 | NO | 24.03 | 3730.66 | AUDCO INDIA LTD | AG0442M-J-S04D | 7415-0006CHE-33 | 01,22 | 1 | 2CBA | [7 empty] | 41320 | 43898
12661 | 29200000TL | 03483 | EG1040005 | S | 58011231 | 58 | EGTL Spares | Mtce | 54 | 54A | GASKET: SPIRAL WOUND, 8 IN, | 316 SS INNER RING,316 SS OUTER |  | PC | 7 | 0 | 0 | NO | 113.15 | 17566.54 | AUDCO INDIA LTD | AG0442M-K-S04D | 7415-0006HH-.5 | 01,22 | 1 | 2CBA | [7 empty] | 41320
12662 | 29200000TL | 03483 | EG1040006 | S | 58011239 | 58 | EGTL Spares | Mtce | 54 | 54A | GASKET: 3 IN,316 SS/FLEXIBLE | GRAPHITE, RECTANGULAR | Gaskets : GATE,GLOBE & CHECK VALVE | PC | 9 | 4 | 8 | NO | 15.5 | 2406.38 | AUDCO INDIA LTD | AG2096M-C-M103 |  | 01,22 | 1 | 2CBA | [7 empty] | 41320
12663 | 29200000TL | 03483 | EG1040006 | S | 58011240 | 58 | EGTL Spares | Mtce | 54 | 54A | GASKET: 4 IN,316 SS/FLEXIBLE | GRAPHITE, RECTANGULAR | Gaskets : GATE,GLOBE & CHECK VALVE | PC | 4 | 2 | 4 | NO | 20.93 | 3249.38 | AUDCO INDIA LTD | AG2096M-D-M103 |  | 01,22 | 1 | 2CBA | [7 empty] | 41320
12664 | 29200000TL | 03483 | EG1038005 | S | 58011243 | 58 | EGTL Spares | Mtce | 54 | 54A | GASKET:6 IN,GRAPHITE,CIRCULAR | GATE, GLOBE AND CHECK VALVES | Gaskets : | PC | 7 | 0 | 0 | NO | 389.05 | 60400.01 | AUDCO INDIA LTD | AL0137M-P-M127 |  | 01,22 | 1 | 2CBA | [7 empty] | 41320
12665 | 29200000TL | 03483 | EG1040008 | S | 58011246 | 58 | EGTL Spares | Mtce | 54 | 54A | GASKET:2 IN,316 SS/FLEXIBLE | GRAPHITE,RECTANGULAR | Gaskets : GATE,GLOBE & CHECK VALVE | PC | 15 | 0 | 0 | NO | 18.6 | 2887.65 | AUDCO INDIA LTD | BK0005M-Y-M103 |  | 01,22 | 1 | 2CBA | [7 empty] | 41320
12666 | 29200000TL | 03483 | EG1038005 | S | 58011253 | 58 | EGTL Spares | Mtce | 54 | 54D | GLAND: PACKING 10 IN, | GRAPHITE |  | PC | 60 | 0 | 0 | NO | 17.3308 | 2690.6119 | AUDCO INDIA LTD | 5390009991 | R46170 | 01,22 | 1 | 2CBA | 1CCC | [6 empty] | 41320 |  | 41856
12667 | 29200000TL | 03483 | EG1038005 | S | 58011256 | 58 | EGTL Spares | Mtce | 54 | 54D | GLAND: PACKING , 16 IN, | GRAPHITE |  | PC | 85 | 0 | 0 | NO | 12.4 | 1925.1 | AUDCO INDIA LTD | 5390009994 | 3902-004 | 01,22 | 1 | 2CBA | 1CCC | [6 empty] | 41320
12668 | 29200000TL | 03483 | EG1038006 | S | 58011259 | 58 | EGTL Spares | Mtce | 54 | 54D | GLAND: PACKING 2 IN, GRAPHITE | GATE, GLOBE AND CHECK VALVES | GLAND: PACKING 2 IN, GRAPHITE | PC | 34 | 0 | 0 | NO | 3.9875 | 711.8607 | AUDCO INDIA LTD | 703600690399 | 581606 | 01,22 | 1 | 2CBA | 1CCC | [6 empty] | 41320 | 42679 | 41856
12669 | 29200000TL | 03483 | EG1038005 | S | 58011260 | 58 | EGTL Spares | Mtce | 54 | 54D | GLAND: PACKING 2 IN, GRAPHITE | GATE, GLOBE AND CHECK VALVES |  | PC | 96 | 0 | 0 | NO | 6.205 | 1172.1322 | AUDCO INDIA LTD | 703601090399 | DAS1019 | 01,22 | 1 | 2CBA | 1CCC | [6 empty] | 41320 |  | 41856
12670 | 29200000TL | 03483 | EG1038001 | S | 58011261 | 58 | EGTL Spares | Mtce | 54 | 54D | GLAND: PACKING 42 IN,GRAPHITE | GATE, GLOBE AND CHECK VALVES |  | PC | 20 | 0 | 0 | NO | 99.15 | 18409.144 | AUDCO INDIA LTD | 0070108-E-M150 | A6X19900854 | 01,22 | 1 | 2CBA | 1CCC | [6 empty] | 41320 |  | 41856
12671 | 29200000TL | 03483 | EG1038005 | S | 58011262 | 58 | EGTL Spares | Mtce | 54 | 54D | GLAND: PACKING 30 IN,GRAPHITE | GATE, GLOBE AND CHECK VALVES |  | PC | 24 | 0 | 0 | NO | 121.4225 | 21136.1238 | AUDCO INDIA LTD | 0070108-L-M150 | 1600-6610-01 E01 | 01,22 | 1 | 2CBA | 1CCC | [6 empty] | 41320 |  | 41856
12672 | 29200000TL | 03483 | EG1038016 | S | 58011264 | 58 | EGTL Spares | Mtce | 54 | 54A | GASKET:18 IN, 316 SS, | OCTOGONAL RING |  | PC | 4 | 0 | 0 | NO | 2321.31 | 418988.6008 | AUDCO INDIA LTD | 5390009045 | 1600-6610-01 D01 | 01,22 | 1 | 2CAA | [7 empty] | 41320 |  | 41857
12673 | 29200000TL | 03483 | EG1038004 | S | 58011266 | 58 | EGTL Spares | Mtce | 54 | 54A | GASKET:12 IN,316 SS, | OCTOGONAL RING LB600 | GASKET:12 IN,316 SSOCTOGONAL RING | EA | 5 | 0 | 0 | NO | 999.81 | 179694.955 | AUDCO INDIA LTD | 5390009047 | 1600-6610-01 C01 | 01,22 | 1 | 2CAA | [7 empty] | 41320 | 42870 | 41857
12674 | 29200000TL | 03483 | EG1038010 | S | 58011268 | 58 | EGTL Spares | Mtce | 54 | 54A | GASKET: 8 IN,316 SS, | OCTOGONAL RING |  | PC | 6 | 0 | 0 | NO | 526.97 | 81812.0925 | AUDCO INDIA LTD | 5390009049 | 1600-6610-01 B01 | 01,22 | 1 | 2CAA | [7 empty] | 41320 |  | 41857
12675 | 29200000TL | 03483 | EG1028014 | P | 58011280 | 58 | EGTL Spares | Mtce | 54 | 54A | GASKET: SPIRAL WOUND 16 IN, | 316 SS INNER RING,316 SS OUTER |  | PC | 29 | 0 | 0 | NO | 227.1241 | 35805.3812 | AUDCO INDIA LTD | AG0442M-M-S04D |  | 01,22 | 1 | 2CBA | [7 empty] | 41307 | 42696 | 42155
12676 | 29200000TL | 03483 | EG1038015 | S | 58011282 | 58 | EGTL Spares | Mtce | 54 | 54D | GLAND: PACKING 12 IN,GRAPHITE | GATE, GLOBE AND CHECK VALVES |  | PC | 23 | 0 | 0 | NO | 13.95 | 2165.74 | AUDCO INDIA LTD | 5390009757 |  | 01,22 | 1 | 2CBA | 1CCC | [6 empty] | 41320 | 42346
12677 | 29200000TL | 03483 | EG1040007 | S | 58011284 | 58 | EGTL Spares | Mtce | 54 | 54D | GLAND: PACKING 10 IN,GRAPHITE | GATE, GLOBE AND CHECK VALVES |  | PC | 29 | 0 | 0 | NO | 16.28 | 2527.47 | AUDCO INDIA LTD | 5390009995 | PROD. NUM. 68906123 | 01,22 | 1 | 2CBA | [7 empty] | 41320 | 42511
12678 | 29200000TL | 03483 | EG1038010 | P | 58011289 | 58 | EGTL Spares | Mtce | 54 | 54A | GASKET:3 IN,GRAPHITE,CIRCULAR | GATE, GLOBE AND CHECK VALVES |  | PC | 6 | 0 | 0 | NO | 775.0733 | 134846.1005 | AUDCO INDIA LTD | AL0137M-V-M127 | 104943056370 | 01,22 | 1 | 2CBA | [7 empty] | 41320 |  | 41857
12679 | 29200000TL | 03483 | EG1038005 | S | 58011297 | 58 | EGTL Spares | Mtce | 54 | 54A | GASKET:0.75 IN,GRAPHITE/316 SS | CIRCULAR |  | PC | 6 | 0 | 0 | NO | 16.6 | 3072.1037 | AUDCO INDIA LTD | 500800361499 | 204648597001 | 01,22 | 1 | 2CBA | 2CCC | [6 empty] | 41320 | 43394 | 41857
12680 | 29200000TL | 03483 | EG1038009 | P | 58011304 | 58 | EGTL Spares | Mtce | 51 | 51D | BASE:CABLE TIE MOUNTING | 3/4 IN X 3/4 IN, NYLON 6.6 |  | EA | 1300 | 0 | 0 | NO | 0.05 | 7.7625 | THOMAS & BETTS | MPNY-750-0-C |  | 01 | 1 | 2CAC | [7 empty] | 40915 | 43276
12681 | 29200000TL | 03483 | EG1030009 | P | 58011305 | 58 | EGTL Spares | Mtce | 51 | 51D | BASE:CABLE TIE MOUNTING | 1 IN X 1 IN, NYLON 6.6 |  | EA | 2000 | 0 | 0 | NO | 0.08 | 12.42 | THOMAS & BETTS | MPNY-1000A-0-C |  | 01 | 1 | 2CAC | [7 empty] | 40915
12682 | 29200000TL | 03483 | EG1028014 | P | 58011381 | 58 | EGTL Spares | Mtce | 51 | 51E | CONNECTOR: ELECTRICAL TERMINAL | STANDARD BARREL LUG,14-10 AWG |  | EA | 178 | 0 | 0 | NO | 5.4977 | 853.9526 | THOMAS & BETTS | 256-30695-1351 |  | 01 | 1 | 2CAC | [7 empty] | 40915 | 45432 |  |  |  | -20 | 1
12683 | 29200000TL | 03483 | EG1029004 | S | 58011406 | 58 | EGTL Spares | Mtce | 51 | 51E | CONNECTOR: ELECTRICAL TERMINAL | STANDARD BARREL LUG, 1/0 AWG |  | EA | 80 | 0 | 0 | NO | 1.918 | 297.9248 | THOMAS & BETTS | 54108 |  | 01 | 1 | 2CAC | [7 empty] | 40915 | 44635
12684 | 29200000TL | 03483 | EG1029013 | S | 58011408 | 58 | EGTL Spares | Mtce | 51 | 51E | CONNECTOR: ELECTRICAL TERMINAL | STANDARD BARREL LUG, 1/0 AWG |  | EA | 80 | 0 | 0 | NO | 1.7946 | 278.7514 | THOMAS & BETTS | 54148 |  | 01 | 1 | 2CAC | [7 empty] | 40915 | 44635
12685 | 29200000TL | 03483 | EG1029013 | S | 58011419 | 58 | EGTL Spares | Mtce | 51 | 51E | CONNECTOR: ELECTRICAL TERMINAL | STANDARD BARREL LUG, 3/0 AWG |  | EA | 25 | 0 | 0 | NO | 2.953 | 458.6861 | THOMAS & BETTS | 54163-TB |  | 01 | 1 | 2CAC | [7 empty] | 40915 | 45076 | [5 empty] | -25 | 1
12686 | 29200000TL | 03483 | EG1029004 | S | 58011423 | 58 | EGTL Spares | Mtce | 51 | 51E | CONNECTOR: ELECTRICAL TERMINAL | STANDARD BARREL LUG, 4/0 AWG |  | EA | 17 | 0 | 0 | NO | 2.9245 | 454.2615 | THOMAS & BETTS | 54168 |  | 01 | 1 | 2CAC | [7 empty] | 40915 | 45458 |  |  |  | -6 | 1 | -2 | 1
12687 | 29200000TL | 03483 | EG1029004 | S | 58011424 | 58 | EGTL Spares | Mtce | 51 | 51E | CONNECTOR: ELECTRICAL TERMINAL | STANDARD BARREL LUG, 4/0 AWG |  | EA | 33 | 0 | 0 | NO | 3.0194 | 469.0103 | THOMAS & BETTS | 54112 |  | 01 | 1 | 2CAC | [7 empty] | 40915 | 44820
12688 | 29200000TL | 03483 | EG1029004 | S | 58011426 | 58 | EGTL Spares | Mtce | 51 | 51E | CONNECTOR: ELECTRICAL TERMINAL | STANDARD BARREL LUG, 4/0 AWG |  | EA | 32 | 0 | 0 | NO | 5.8093 | 902.3596 | THOMAS & BETTS | 256-30695-1174 |  | 01 | 1 | 2CAC | [7 empty] | 40915 | 44819
12689 | 29200000TL | 03483 | EG1040020 | S | 58011442 | 58 | EGTL Spares | Mtce | 51 | 51E | CONNECTOR: ELECTRICAL TERMINAL | STANDARD BARREL LUG, 350 MCM |  | EA | 4 | 0 | 0 | NO | 5.868 | 911.4728 | THOMAS & BETTS | 256-30695-112 |  | 01 | 1 | 2CAC | [7 empty] | 40915 | 44635
12690 | 29200000TL | 03483 | EG1028014 | P | 58011445 | 58 | EGTL Spares | Mtce | 51 | 51E | CONNECTOR: ELECTRICAL TERMINAL | STANDARD BARREL LUG, 350 MCM | COPPER ONE-HOLE LUG, STANDARD BARREL, PEEP HOLE, MAX 35KV, WIRE SIZE 350 FLEX, 1/2 IN BOLT SIZE | EA | 12 | 0 | 0 | NO | 53.3878 | 16192.9258 | THOMAS & BETTS | 58174 |  | 01 | 1 | 2CAC | [7 empty] | 40915 | 44635 | 43089
12691 | 29200000TL | 03483 | EG1039012 | S | 58011450 | 58 | EGTL Spares | Mtce | 51 | 51E | CONNECTOR: ELECTRICAL TERMINAL | STANDARD BARREL LUG, 500 MCM |  | EA | 20 | 1 | 3 | NO | 7.8999 | 1227.1 | THOMAS & BETTS | 256-30695-339 |  | 01 | 1 | 2CAC | [7 empty] | 40915
12692 | 29200000TL | 03483 | EG1028014 | P | 58011497 | 58 | EGTL Spares | Mtce | 51 | 51E | CONNECTOR: ELECTRICAL TERMINAL | STANDARD BARREL LUG, 3/0 AWG |  | EA | 15 | 0 | 0 | NO | 4.9564 | 769.8848 | THOMAS & BETTS | 54162UF |  | 01 | 1 | 2CAC | [7 empty] | 40915 | 45299 |  |  |  | -5 | 1
12693 | 29200000TL | 03483 | EG1029005 | S | 58011500 | 58 | EGTL Spares | Mtce | 51 | 51E | CONNECTOR: ELECTRICAL TERMINAL | STANDARD BARREL LUG, 3/0 AWG |  | EA | 15 | 10 | 20 | NO | 4.9469 | 768.4099 | THOMAS & BETTS | 54165UF |  | 01 | 1 | 2CAC | [7 empty] | 40915 | 45299 |  |  |  | -5 | 1
12694 | 29200000TL | 03483 | EG1038012 | S | 58011622 | 58 | EGTL Spares | Mtce | 51 | 51E | CONNECTOR: ELECTRICAL TERMINAL | STANDARD BARREL LUG,6 AWG COND |  | EA | 100 | 0 | 0 | NO | 4.4077 | 684.6525 | THOMAS & BETTS | 256-30695-1153 |  | 01 | 1 | 2CAC | [7 empty] | 40915
12695 | 29200000TL | 03483 | EG1038013 | S | 58011647 | 58 | EGTL Spares | Mtce | 51 | 51E | CONNECTOR: ELECTRICAL TERMINAL | STANDARD BARREL LUG, 2/0 AWG |  | EA | 50 | 0 | 0 | NO | 11.9638 | 1858.34 | THOMAS & BETTS | 256-30695-1175 |  | 01 | 1 | 2CAC | [7 empty] | 40915
12696 | 29300000TL | 03483 | EG1030002 | S | 58012225 | 58 | EGTL Spares | Mtce | 51 | 51E | CONNECTOR: ELECTRICAL TERMINAL | LONG BARREL LUG,350 MCM COND |  | EA | 22 | 7 | 10 | YES | 28.9636 | 45635.8909 | THOMAS & BETTS | 54915BE |  | 01 | 1 | 2CAC | [7 empty] | 43770 | 45289 | 45359 |  |  |  |  | -10 | 1
12697 | 29300000TL | 03483 | EG1030003 | P | 58012262 | 58 | EGTL Spares | Mtce | 51 | 51E | CONNECTOR: ELECTRICAL TERMINAL | LONG BARREL LUG,400 MCM COND |  | EA | 8 | 4 | 7 | YES | 95.5026 | 123141.9064 | THOMAS & BETTS | 54916BEUB |  | 01 | 1 | 2CAC | [7 empty] | 43770 |  | 45364
12698 | 29200000TL | 03483 | EG1038012 | S | 58012280 | 58 | EGTL Spares | Mtce | 51 | 51E | CONNECTOR: ELECTRICAL TERMINAL | LONG BARREL LUG,8 AWG COND |  | EA | 100 | 5 | 10 | NO | 1.5572 | 241.8795 | THOMAS & BETTS | 54851BE |  | 01 | 1 | 2CAC | [7 empty] | 40915
12699 | 29200000TL | 03483 | EG1028015 | S | 58012324 | 58 | EGTL Spares | Mtce | 51 | 51E | CONNECTOR: ELECTRICAL TERMINAL | LONG BARREL LUG,4/0 AWG COND |  | EA | 48 | 0 | 0 | NO | 7.1213 | 1106.16 | THOMAS & BETTS | 256-30695-1117P |  | 01 | 1 | 2CAC | [7 empty] | 40915 | 44735
12700 | 29200000TL | 03483 | EG1038013 | S | 58012332 | 58 | EGTL Spares | Mtce | 51 | 51E | CONNECTOR: ELECTRICAL TERMINAL | LONG BARREL LUG,350 MCM COND |  | EA | 10 | 0 | 0 | NO | 10.6535 | 1654.81 | THOMAS & BETTS | 256-30695-1118P |  | 01 | 1 | 2CAC | [7 empty] | 40915 | 45112 | [5 empty] | -10 | 1
12701 | 29300000TL | 03483 | EG1030003 | S | 58012333 | 58 | EGTL Spares | Mtce | 51 | 51E | CONNECTOR: ELECTRICAL TERMINAL | LONG BARREL LUG,350 MCM COND |  | EA | 11 | 2 | 4 | YES | 16.3084 | 12950 | THOMAS & BETTS | 54872BE |  | 01 | 1 | 2CAC | [7 empty] | 43770 | 45112 | 45159 |  |  |  |  | -10 | 1
12702 | 29200000TL | 03483 | EG1038008 | S | 58012338 | 58 | EGTL Spares | Mtce | 51 | 51E | CONNECTOR: ELECTRICAL TERMINAL | LONG BARREL LUG,500 MCM COND |  | EA | 5 | 0 | 0 | NO | 16.0752 | 2496.96 | THOMAS & BETTS | 256-30695-1119P |  | 01 | 1 | 2CAC | [7 empty] | 40915 | 45113 | [5 empty] | -13 | 1
12703 | 29200000TL | 03483 | EG1039011 | S | 58012378 | 58 | EGTL Spares | Mtce | 51 | 51E | CONNECTOR: ELECTRICAL TERMINAL | LONG BARREL LUG,1/0 AWG COND |  | EA | 50 | 0 | 0 | NO | 8.4031 | 1305.26 | THOMAS & BETTS | 54813BEUF |  | 01 | 1 | 2CAC | [7 empty] | 40915
12704 | 29200000TL | 03483 | EG1039005 | S | 58012396 | 58 | EGTL Spares | Mtce | 51 | 51E | CONNECTOR: ELECTRICAL TERMINAL | LONG BARREL LUG,250 MCM COND |  | EA | 50 | 2 | 5 | NO | 9.0299 | 1402.61 | THOMAS & BETTS | 54868BEUF0616 |  | 01 | 1 | 2CAC | [7 empty] | 40915
12705 | 29200000TL | 03483 | EG1028014 | P | 58012397 | 58 | EGTL Spares | Mtce | 51 | 51E | CONNECTOR: ELECTRICAL TERMINAL | LONG BARREL LUG,250 MCM COND |  | EA | 50 | 0 | 0 | NO | 9.0299 | 1402.61 | THOMAS & BETTS | 54868BEUF0616PH |  | 01 | 1 | 2CAC | [7 empty] | 40915
12706 | 29200000TL | 03483 | EG1039002 | S | 58012404 | 58 | EGTL Spares | Mtce | 51 | 51E | CONNECTOR: ELECTRICAL TERMINAL | LONG BARREL LUG,350 MCM COND |  | EA | 20 | 2 | 5 | NO | 9.5236 | 1479.3 | THOMAS & BETTS | 54872BEUF |  | 01 | 1 | 2CAC | [7 empty] | 40915 | 44200
12707 | 29200000TL | 03483 | EG1040005 | S | 58012522 | 58 | EGTL Spares | Mtce | 54 | 54A | GASKET:6 IN,316 SS, | OCTOGONAL RING |  | PC | 4 | 2 | 4 | NO | 212.8231 | 33837.5167 | AUDCO INDIA LTD | 5390009042 | 204648711001 | 01,22 | 1 | 2CAA | [7 empty] | 41320 | 42215 | 41856
12708 | 29200000TL | 03483 | EG1040005 | S | 58012523 | 58 | EGTL Spares | Mtce | 54 | 54A | GASKET: 8 IN, 316 SS | RTJ OCTOGONAL RING |  | PC | 6 | 0 | 0 | NO | 451.6491 | 71809.3367 | AUDCO INDIA LTD | R 49 | 104943091870 | 01,22 | 1 | 2CAA | [5 empty] | STYLE R 49 |  | 41320 |  | 41856
12709 | 29200000TL | 03483 | EG1038010 | S | 58012524 | 58 | EGTL Spares | Mtce | 54 | 54A | GASKET:6 IN,GRAPHITE,CIRCULAR | GATE, GLOBE AND CHECK VALVES |  | PC | 4 | 0 | 0 | NO | 708.715 | 127927.4222 | AUDCO INDIA LTD | 5390009584 | 21702021805 | 01,22 | 1 | 2CBA | [7 empty] | 41320 | 41818 | 41856
12710 | 29200000TL | 03483 | EG1038010 | S | 58012526 | 58 | EGTL Spares | Mtce | 54 | 54A | GASKET:3 IN,316 SS/FLEXIBLE | GRAPHITE, RECTANGULAR |  | PC | 10 | 0 | 0 | NO | 53.6733 | 8332.7867 | AUDCO INDIA LTD | AG2096M-C-M190 | 104943022870 | 01,22 | 1 | 2CBA | [7 empty] | 41320 |  | 41856
12711 | 29200000TL | 03483 | EG1040005 | S | 58012527 | 58 | EGTL Spares | Mtce | 54 | 54A | GASKET:6 IN,316 SS/FLEXIBLE | GRAPHITE, RECTANGULAR |  | PC | 6 | 2 | 4 | NO | 89.27 | 13859.17 | AUDCO INDIA LTD | AG2096M-F-M103 | 104944166060 | 01,22 | 1 | 2CBA | [7 empty] | 41320 |  | 41856
12712 | 29200000TL | 03483 | EG1040006 | S | 58012528 | 58 | EGTL Spares | Mtce | 54 | 54A | GASKET:6 IN,316 SS/FLEXIBLE | GRAPHITE, RECTANGULAR |  | PC | 6 | 0 | 0 | NO | 81.573 | 12969.5867 | AUDCO INDIA LTD | AG2096M-F-M190 | 104098247001 | 01,22 | 1 | 2CBA | [7 empty] | 41320 |  | 41856
12713 | 29200000TL | 03483 | EG1001010 | P | 58012696 | 58 | EGTL Spares | Mtce | 14 | 14H | GAUGE:PRESSURE PHENOLIC | RANGE -1/0/3 BAR |  | PC | 3 | 3 | 6 | NO | 371.4733 | 57671.235 | ASHCROFT | 45-1279SSL-04LXSGNH |  | 05,22 |  | 1AXX | [7 empty] | 41395 | 43238 | 41864
12714 | 29300000TL | 03483 | EG1001010 | P | 58012697 | 58 | EGTL Spares | Mtce | 14 | 14H | GAUGE:PRESSURE PHENOLIC | RANGE 0-25 BAR |  | PC | 2 | 1 | 2 | YES | 340.375 | 542796.0125 | ASHCROFT | 45-1279SSL-04LXSGNH |  | 05 |  | 1AXX | [7 empty] | 43782 | 45201 | 45736 |  |  |  |  | -3 | 1
12715 | 29200000TL | 03483 | EG1005013 | P | 58012755 | 58 | EGTL Spares | Mtce | 51 | 51Z | TIMER: SOLID STATE | 102-132 VAC RANGE |  | EA | 1 | 0 | 0 | NO | 638.0749 | 99061.13 | DONALDSON | 8PP-19061-00 | 8PP-19061-00 | 22 | 1 | 2BBB |  |  | PARTS MANUAL |  |  |  |  | 40914
12716 | 29200000TL | 03483 | EG1002004 | P | 58012765 | 58 | EGTL Spares | Mtce | 71 | 71H | KIT: REBUILD | FOR CYLINDER |  | KI | 4 | 0 | 0 | NO | 286.47 | 44474.4675 | SHEFFER | 761-0105000250 | 641213-KIT | 01,22 | 1 | 2BBB | 2BBB |  | 610034 |  |  |  |  | 40914
12717 | 29200000TL | 03483 | EG1004016 | P | 58012774 | 58 | EGTL Spares | Mtce | 02 | 02A | ASSEMBLY: AIR CONTROL | 14 IN W X 60 IN LG X 12 IN |  | EA | 1 | 0 | 0 | NO | 688.19 | 106841.4975 | SALINA VORTEX | HM500-24ES1 | 610034-19 | 01,22 | 1 | 2BBB | 2BBB |  | 610034 |  |  |  |  | 40914
12718 | 29200000TL | 03483 | EG1002013 | P | 58012924 | 58 | EGTL Spares | Mtce | 51 | 51C | RELAY: TIME DELAY | 0.05 SECONDS-10 HOURS |  | EA | 5 | 1 | 4 | NO | 88.18 | 13689.945 | ALLEN BRADLEY | AB#700-FEF3TU23 | 550537 | 01,10,22 | 1 | 2BBB |  |  | EGTL1-CPS-ENG-SC-300170 |  |  |  |  | 40914
12719 | 29200000TL | 03483 | EG1040018 | S | 58012948 | 58 | EGTL Spares | Mtce | 54 | 54A | SEAL:WAND DRUM,560MM FOAM | RUBBER FRESH CATALYST PACKAGE |  | EA | 3 | 0 | 0 | NO | 180.1727 | 27970.0001 | SCHMALZ | 11.03.11.10368 | 104943264049 | 01,22 | 1 | 2BBB | 1BBB | [6 empty] | 41339 | 43290 | 41722
12720 | 29200000TL | 03483 | EG1002007 | P | 58012951 | 58 | EGTL Spares | Mtce | 72 | 72C | ELEMENT: FILTER DUST,3 MICRON, | PLEATED PAPER |  | EA | 11 | 10 | 20 | NO | 123.7345 | 23666.5263 | SCHMALZ | 11.03.13.10086 | 21702012505 | 01,22 | 1 | 2BBB | [7 empty] | 41339 | 42046 | 42062
12721 | 29200000TL | 03483 | EG1002013 | P | 58012953 | 58 | EGTL Spares | Mtce | 87 | 87B | ROD: PLUNGER, 7 MM LG | 55MM DIA ROD PLATE |  | EA | 1 | 0 | 0 | NO | 269.74 | 41877.135 | SCHMALZ | 11.03.13.10206/0 | 11.03.13.10206/0 | 22 | 1 | 2BBB | 2BBB |  | SPARE PARTS MANUAL |  |  |  |  | 40914
12722 | 29200000TL | 03483 | EG1002013 | P | 58012955 | 58 | EGTL Spares | Mtce | 65 | 65A | PIN: 6 MM DIA X 45 MM LG | WITH HEAD 8MM HEAD DIA |  | EA | 2 | 0 | 0 | NO | 45.96 | 7135.29 | SCHMALZ | 11.04.06.10630/2 | 11.04.06.10630/2 | 01,22 | 1 | 2BBB |  |  | SPARE PARTS MANUAL |  |  |  |  | 40914
12723 | 29200000TL | 03483 | EG1002013 | P | 58012956 | 58 | EGTL Spares | Mtce | 87 | 87B | RING: V, 105 MM ID X 18 MM LG | ACRYLONITRILE-BUTADIENE |  | EA | 4 | 0 | 0 | NO | 74.6 | 11581.65 | SCHMALZ | 10.07.08.00161/0 | 10.07.08.00161/0 | 01,22 | 1 | 2BBB | 2BBB |  | SPARE PARTS MANUAL |  |  |  |  | 40914
12724 | 29200000TL | 03483 | EG1002013 | P | 58012957 | 58 | EGTL Spares | Mtce | 50 | 50Z | SLEEVE: BEARING COLLAR | 6 MM ID, 8 MM LG |  | EA | 2 | 0 | 0 | NO | 7.26 | 1127.115 | SCHMALZ | 20.11.04.00019/0 | 20.11.04.00019/0 | 01,22 | 1 | 2BBB |  |  | SPARE PARTS MANUAL |  |  |  |  | 40914
12725 | 29200000TL | 03483 | EG1002013 | P | 58012958 | 58 | EGTL Spares | Mtce | 87 | 87B | RING: LOCK | 6 MM ID X 0.7 MM LG |  | EA | 2 | 0 | 0 | NO | 3 | 465.75 | SCHMALZ | 20.06.04.00003/0 | 20.06.04.00003/0 | 01,22 | 1 | 2BBB | 2BBB |  | SPARE PARTS MANUAL |  |  |  |  | 40914
12726 | 29200000TL | 03483 | EG1002013 | P | 58012959 | 58 | EGTL Spares | Mtce | 87 | 87B | ROD: 6 MM DIA X 62 MM LG | FOR VENT UNIT |  | EA | 2 | 1 | 2 | NO | 30.66 | 4759.965 | SCHMALZ | 11.04.06.10631/1 | 11.04.06.10631/1 | 22 | 1 | 2BBB | 2BBB |  | SPARE PARTS MANUAL |  |  |  |  | 40914
12727 | 29200000TL | 03483 | EG1002013 | P | 58012960 | 58 | EGTL Spares | Mtce | 87 | 87B | SECTION: SINGLE SEALING, | 8MM DIA |  | EA | 2 | 0 | 0 | NO | 37.02 | 5747.355 | SCHMALZ | 10.07.04.00005/0 | 10.07.04.00005/0 | 22 | 1 | 2BBB | 2BBB |  | SPARE PARTS MANUAL |  |  |  |  | 40914
12728 | 29200000TL | 03483 | EG1002013 | P | 58012961 | 58 | EGTL Spares | Mtce | 87 | 87B | SEAL: MATERIAL | 1.5 MM DIA X 1600 MM LG |  | EA | 1 | 0 | 0 | NO | 42.13 | 12866.502 | SCHMALZ | 20.14.03.00018/1 | 20.14.03.00018/1 | 01,22 | 1 | 2BBB | 2BBB |  | SPARE PARTS MANUAL |  |  |  |  | 40914 | 43017 | 43126
12729 | 29200000TL | 03483 | EG1002013 | P | 58012962 | 58 | EGTL Spares | Mtce | 65 | 65A | PIN: 10 MM DIA X 15 MM LG | STEEL PLATED |  | EA | 2 | 0 | 0 | NO | 43.76 | 6793.74 | SCHMALZ | 11.04.06.10626/1 | 11.04.06.10626/1 | 01,22 | 1 | 2BBB |  |  | SPARE PARTS MANUAL |  |  |  |  | 40914
12730 | 29200000TL | 03483 | EG1002013 | P | 58012963 | 58 | EGTL Spares | Mtce | 87 | 87B | SPRING: PRESSURE 1.5MM WIRE | X 13MM DIA X 50MM LG |  | EA | 4 | 1 | 3 | NO | 19.32 | 2999.43 | SCHMALZ | 20.08.02.00011/0 | 20.08.02.00011/0 | 01,22 | 1 | 2BBB | 2BBB |  | SPARE PARTS MANUAL |  |  |  |  | 40914
12731 | 29200000TL | 03483 | EG1002013 | P | 58012964 | 58 | EGTL Spares | Mtce | 76 | 76Z | BUSHING: WIRE ROPE, 1.8 MM | STEEL PLATED |  | EA | 4 | 1 | 3 | NO | 11.72 | 1819.53 | SCHMALZ | 13.02.01.10102/0 | 13.02.01.10102/0 | 01,22 | 1 | 2BBB |  |  | SPARE PARTS MANUAL |  |  |  |  | 40914
12732 | 29200000TL | 03483 | EG1002013 | P | 58012967 | 58 | EGTL Spares | Mtce | 87 | 87B | SEAL: FLAT | 80 MM X 72 MM X 2 MM |  | EA | 4 | 0 | 0 | NO | 9 | 1397.25 | SCHMALZ | 11.01.18.10037/0 | 11.01.18.10037/0 | 01,22 | 1 | 2BBB | 2BBB |  | SPARE PARTS MANUAL |  |  |  |  | 40914
12733 | 29200000TL | 03483 | EG1002013 | P | 58012968 | 58 | EGTL Spares | Mtce | 50 | 50Z | SLEEVE: BEARING COLLAR | 12 MM ID, 14 MM, 9 MM LG |  | EA | 2 | 0 | 0 | NO | 17.58 | 2729.295 | SCHMALZ | 20.11.04.00018/0 | 20.11.04.00018/0 | 01,22 | 1 | 2BBB |  |  | SPARE PARTS MANUAL |  |  |  |  | 40914
12734 | 29200000TL | 03483 | EG1002013 | P | 58012970 | 58 | EGTL Spares | Mtce | 66 | 66O | VALVE: CHECK | SPECIFIC DUTY |  | EA | 2 | 1 | 2 | NO | 61.8 | 9594.45 | SCHMALZ | 11.01.18.10318/0 | 11.01.18.10318/0 | 02,22 | 1 | 2BBB |  |  | SPARE PARTS MANUAL |  |  |  |  | 40914
12735 | 29200000TL | 03483 | EG1002013 | P | 58013025 | 58 | EGTL Spares | Mtce | 87 | 87B | KIT: SEAL | FOR VALVE |  | KI | 4 | 2 | 4 | NO | 85.02 | 13198.7896 | REXROTH | R432009099 | R432009099 | 01,22 | 1 | 2BBB | [7 empty] | 40914 | 41726 | 41824
12736 | 29200000TL | 03483 | EG1002013 | P | 58013037 | 58 | EGTL Spares | Mtce | 51 | 51Z | SWITCH: LIMIT | 120/240/480/600 VAC |  | EA | 1 | 0 | 0 | NO | 229.1 | 35567.775 | ALLEN BRADLEY | 551668 | 551668 | 01,10,22 | 1 | 2BBB | [7 empty] | 40914
12737 | 29200000TL | 03483 | EG1002013 | P | 58013043 | 58 | EGTL Spares | Mtce | 74 | 74Z | KIT | REPAIR RELIEF VALVE |  | EA | 2 | 0 | 0 | NO | 6.85 | 1063.4625 | NORGREN | 4209-03 | 640771-K | 01,22 | 1 | 2BBB | 2CBC | [6 empty] | 40914
12738 | 29200000TL | 03483 | EG1002013 | P | 58013044 | 58 | EGTL Spares | Mtce | 66 | 66F | VALVE: 1/4 IN, 150 LB FNPT | SUB BASE |  | EA | 4 | 0 | 0 | NO | 119.7225 | 18585.8237 | REXROTH | 640773 | 640773 | 02,22 | 1 | 2BBB | [7 empty] | 40914 |  | 41884
12739 | 29200000TL | 03483 | EG1002013 | P | 58013045 | 58 | EGTL Spares | Mtce | 66 | 66F | VALVE: AIR 3/4 IN, 250 PSI | FNPT, ALUM BODY |  | EA | 2 | 0 | 0 | NO | 60.63 | 9412.8075 | NORGREN | 640170 | 640170 | 02,22 | 1 | 2BBB | [7 empty] | 40914
12740 | 29200000TL | 03483 | EG1002006 | P | 58013046 | 58 | EGTL Spares | Mtce | 87 | 87B | KIT | REPAIR, LOCKOUT VALVE |  | EA | 2 | 1 | 2 | NO | 33 | 5123.25 | NORGREN | 4384-710 | 640170-K | 01,22 | 1 | 2BBB | 2BBB | [6 empty] | 40914
12741 | 29200000TL | 03483 | EG1002010 | P | 58013256 | 58 | EGTL Spares | Mtce | 11 | 11Z | BOARD: PRINTED CIRCUIT | MAIN CONTROL |  | AS | 1 | 0 | 0 | NO | 217.74 | 66478.1994 | HINDLE POWER | EN5002-00 | EN5002-00 | 01,22 | 1 | 3CAC |  |  | SEE ITEM NOTE |  |  |  |  | 40914 | 43267 | 43275
12742 | 29300000TL | 03483 | EG1003009 | P | 58013463 | 58 | EGTL Spares | Mtce | 70 | 70Z | FAN: TUBE AXIAL 115VAC 50/60HZ | 119MM X 119MM X 38MM | Boilers & Associated Parts : 106 CFM CAPACITY, EBM PAPST AXIAL FAN 4600X, CROSS REF DWG: EGTL1-POW-ARC-LO-003012 | EA | 7 | 4 | 7 | YES | 269.0228 | 427777.6998 | EBM-PAPST GERMANY | 4600X-EBM PAPST |  | 01,07 | 1 | 3CAC |  |  | SEE ITEM NOTE |  |  |  | CDSL 534 | 43770 | 45598 | 45609 |  |  | -8 | 4 | -3 | 3
12743 | 29300000TL | 03483 | EG1005002 | P | 58013475 | 58 | EGTL Spares | Mtce | 51 | 51Z | MODULE: POWER DISTRIBUTION | 120VAC 1.5A | Electric-Other : 0-500 PSI INPUT, 10-60VDC OUTPUT | EA | 1 | 0 | 1 | YES | 3485 | 1439658.0084 | CYBEREX | 41-98-613501 |  | 01,22 | 1 | 3CAC | [6 empty] | APSCN072 | 43770 | 45893 | 44667 | -1 | 1 | 0 | 2
12744 | 29200000TL | 03483 | EG1004016 | P | 58013541 | 58 | EGTL Spares | Mtce | 51 | 51Z | MODULE:ISOLATED NO RELAY OUTPT | 10-265VAC,5-150VDC OUTPUT | Electric-Other : 16 POINT INDIVIDUALLY,24VDC POWER, CLX | EA | 3 | 0 | 0 | NO | 1153.2953 | 179082.3767 | ALLEN BRADLEY | 1756-OW16I | 1756-OW16I | 01,22 | 1 | 3CAC |  |  | EGTL1-POW-ELE-FS-008229 |  |  |  |  | 40975
12745 | 29200000TL | 03483 | EG1003004 | P | 58013569 | 58 | EGTL Spares | Mtce | 51 | 51D | CABLE: FIBER OPTIC,ST TO ST | PVC JACKET,62.5 MICRON X 1M | Electric Components - Wire / Cable : 24 FIBERS,LOOSE TUBE,DIRECT BURIAL, 62.5 MCRN,DX | EA | 2 | 0 | 0 | NO | 81.0522 | 12586.59 | ALLEN BRADLEY | EFN110-001M-STST | EFN110-001M-STST | 01,10,22 | 1 | 3CAC |  |  | EGTL1-POW-ELE-FS-008229 |  |  |  |  | 40975
12746 | 29200000TL | 03483 | EG1003004 | P | 58013573 | 58 | EGTL Spares | Mtce | 51 | 51D | CABLE: FIBER OPTIC,ST TO ST | RBR JACKET,62.5 MICRON X 20M | Electric Components - Wire / Cable : 6 FIBERS,LOOSE TUBE, 62.5 MCRN,DX | EA | 2 | 0 | 0 | NO | 192.1236 | 29834.88 | ALLEN BRADLEY | EFN110-020M-STST | EFN110-020M-STST | 01,10,22 | 1 | 3CAC |  |  | EGTL1-POW-ELE-FS-008229 |  |  |  |  | 40975
12747 | 29200000TL | 03483 | EG1003004 | P | 58013578 | 58 | EGTL Spares | Mtce | 51 | 51D | CABLE:CAT 5E,15FT,RBR,JACKETED | ENET,CAT5E 100-MHZ PATCH CABLE | Electric Components - Wire / Cable : (UTP) WITH BASIC CONNECTORS, STRAIGHT-PINNED, BEIGE, 15-FT | EA | 2 | 0 | 0 | NO | 19.0067 | 2951.08 | ALLEN BRADLEY | EVNSL05E-0015 | EVNSL05E-0015 | 01,10,22 | 1 | 3CAC |  |  | EGTL1-POW-ELE-FS-008229 |  |  |  |  | 40975
12748 | 29200000TL | 03483 | EG1004001 | P | 58013617 | 58 | EGTL Spares | Mtce | 51 | 51Z | RELAY: CONTROL 20A | 110-140VDC COIL | Electric-Other : 2NO-2NC,2 FORM C CONTACT, DPDT, SCREW TERMINAL, REAR MOUNT, NEMA 1 ENCLOSURE | EA | 11 | 0 | 0 | NO | 36.0232 | 5594.04 | P&B | PRD11DHO-110 | PRD11DHO-110 | 01,10,22 | 1 | 1AXX |  |  | SEE ITEM NOTE |  |  |  |  | 40914
12749 | 29300000TL | 03483 | EG1004004 | P | 58013633 | 58 | EGTL Spares | Mtce | 51 | 51C | ASSEMBLY: CHARGING MOTOR | 1-1/2 IN | Electric Components - Motor / Generator :CI, CROSS REF DWG: EGTL1-POW-ELE-BM-006001 | EA | 1 | 0 | 1 | YES | 985 | 1515570.25 | POWELL | 50960G04P | 50960G04P | 01,22 | 1 | 3CAC |  |  | SEE ITEM NOTE |  |  |  |  | 43770 |  | 45437
12750 | 29200000TL | 03483 | EG1002005 | P | 58013718 | 58 | EGTL Spares | Mtce | 56 | 56Z | WASHER: LOCK MB10 | 50MM ID 74MM OD 1.25MM THK | *OBS*Fastener-BottWa : STEEL, MB SERIES, GR BS4360, STL, 110-PC-112A/B, 110-PC-212A, 110-PC-212B | EA | 1 | 0 | 0 | NO | 3.85 | 597.71 | WYKO | 23381-311-221-2 | 23381-311-221-2 | 01,22 | 1 | 2CAC | 2CAC |  | E44089/02 (75F) |  |  |  |  | 40914
12751 | 29300000TL | 03483 | EG1002005 | P | 58013720 | 58 | EGTL Spares | Mtce | 54 | 54D | O-RING: IMPELLER NUT INNER | 79MM ID 86.06MM OD 3.53MM WD | *OBS*GS&P-O-Rings : VITON,AS 568A-235, 110-PC-112A/B, 110-PC-212A | EA | 1 | 0 | 1 | YES | 142.11 | 62784.198 | BSL BRAMMER | 22525.007 | 22525.007 | 01,22 | 1 | 2CAC | 2CAC |  | E44089/02 (26S) |  |  |  |  | 43770 | 45147 | 44906 |  |  |  |  | -1 | 1
12752 | 29200000TL | 03483 | EG1002005 | P | 58013721 | 58 | EGTL Spares | Mtce | 54 | 54D | O-RING: IMPELLER 85 MM ID | 85MM ID 92.06MM OD 3.53MM WD | *OBS*GS&P-O-Rings : VITON, 110-PC-112A/B, 110-PC-212A, 110-PC-212B | EA | 2 | 0 | 0 | NO | 122.55 | 37424.319 | BSL BRAMMER | 22526.007 | 22526.007 | 01,22 | 1 | 2CAC | 2CAC |  | E44089/02 (B21R) |  |  |  |  | 40914 | 45147 | 43270 |  |  |  |  | -1 | 1
12753 | 29200000TL | 03483 | EG1002005 | P | 58013722 | 58 | EGTL Spares | Mtce | 56 | 56Z | RING | RETAINING 30 MM, STEEL | Fasteners / Hardware : EXTERNAL CIRCLIP, 110-PC-112A/B, 110-PC-212A | EA | 1 | 0 | 0 | NO | 6.6 | 1024.65 | BROWNS FASTENERS | 23733-030-000-9 | 23733-030-000-9 | 01,22 | 1 | 2CAC | 2CBC |  | E44089/02 (120) |  |  |  |  | 40914
12754 | 29200000TL | 03483 | EG1002005 | P | 58013727 | 58 | EGTL Spares | Mtce | 54 | 54A | GASKET:BEARING HOUSING 175 MM | X 175 X 3 MM,CORK SHEET NEBAR | Gaskets : N6/25,ROUNDISH, SHEET NEBAR N6/25, 110-PC-111A/B, 110-PC-211A, 110-PC-211B, (FOR CHILLED WATER PUMPS) | EA | 3 | 0 | 0 | NO | 31.9021 | 4952.475 | PTM (UK) LTD | E44088A011 | 754 | 01,22 | 1 | 2CAC | [7 empty] | 41362 | 43614
12755 | 29200000TL | 03483 | EG1002005 | P | 58013729 | 58 | EGTL Spares | Mtce | 56 | 56Z | WASHER: LOCK MB14,70 MM ID | 85 MM OD,1.5 MM THK, STEEL | *OBS*Fastener-BottWa : MB SERIES,GR BS4360, STL, 110-PC-111A/B, 110-PC-211A, 110-PC-211B, (FOR CHILLED WATER PUMPS) | EA | 6 | 0 | 0 | NO | 7.9199 | 1229.5293 | BSL BRAMMER | 23881-315-221-0 | 757 | 01,22 | 1 | 2CAC | 2CAC | [6 empty] | 41363
12756 | 29200000TL | 03483 | EG1002005 | P | 58013731 | 58 | EGTL Spares | Mtce | 54 | 54D | O-RING: IMPELLER NUT INNER | 74.5MM ID 80.5MM OD 3MM WD | *OBS*GS&P-O-Rings : VITON, 110-PC-111A/B, 110-PC-211A, 110-PC-211B | EA | 2 | 0 | 0 | NO | 6.4173 | 996.29 | WYKO | 25154-074-017-6 | 25154-074-017-6 | 01,22 | 1 | 2CAC | 2CAC |  | E44088/02 (27R) |  |  |  |  | 40914
12757 | 29200000TL | 03483 | EG1002005 | P | 58013732 | 58 | EGTL Spares | Mtce | 54 | 54A | O-RING: IMPELLER NUT OUTER | 99.5MM ID 105.5MM OD 3MM WD | *OBS*GS&P-O-Rings : VITON, 110-PC-111A/B, 110-PC-211A, 110-PC-211B | EA | 1 | 0 | 0 | NO | 78.3025 | 21852.955 | BSL BRAMMER | 25154-099-017-1 | 25154-099-017-1 | 01,22 | 1 | 2CAC | 2CAC |  | E44088/02 (21R) |  |  |  |  | 40914 | 45002 | 42788 |  |  |  |  | -1 | 1
12758 | 29200000TL | 03483 | EG1002005 | P | 58013733 | 58 | EGTL Spares | Mtce | 56 | 56Z | RING: RETAINING EXTERNAL | FINAL DRIVE SHAFT CLIP, 50 MM | Fasteners / Hardware : MANUF STD, 110-PC-111A/B, 110-PC-211A, 110-PC-211B, (FOR CHILLED WATER PUMPS)DSH-50ST PD, 848790011499, Metric External DSH-50ST PD, 50mm Dia. Carbon SteelMetric External DSH-50ST PDMetric External DSH-50ST PD, 50mm Dia. Carbon St | EA | 5 | 3 | 5 | NO | 16.3251 | 3136.0188 | BLACKWOOD | DSH-50ST PD | 848790011499 | 01,22 | 1 | 2CAC | [7 empty] | 41362 | 43124 | 42384
12759 | 29200000TL | 03483 | EG1002009 | P | 58013745 | 58 | EGTL Spares | Mtce | 54 | 54A | GASKET:STRAINER,1IN | SPIRAL WOUND-316SS-GRAPHITE | Gaskets : CIRCULAR,ST07502, ST12632, ST13302, ST13322, ST13342, ST14302, ST14322, ST14342, ST14362, ST22632, ST23302, ST23322, ST23342, ST24302, ST24322 ST24342, ST24362, ST06522, ST06702, ST06 | EA | 26 | 0 | 0 | NO | 13 | 2018.25 | PLENTY FILTERS | D278656/01-3 | D278656/01-3 | 01 | 1 | 2BBB |  |  | D278656/01 |  |  |  |  | 40975 | 45208 | [5 empty] | -14 | 1
12760 | 29200000TL | 03483 | EG1002009 | P | 58013746 | 58 | EGTL Spares | Mtce | 54 | 54A | GASKET:STRAINER,1IN | SPIRAL WOUND 316 SS(GRAPHITE) | Gaskets : CIRCULAR, ST13262, ST13282, ST14202, ST14422, ST23052, ST23202, ST23222, ST23242, ST23262, ST23282, ST24402, ST24422, ST13202, ST13222, ST13242, ST13052, 1500# | EA | 30 | 0 | 0 | NO | 17 | 2639.25 | PLENTY FILTERS | D158560-3 | D158560-3 | 01 | 1 | 2BBB |  |  | D158560 |  |  |  |  | 40975 | 41914
12761 | 29200000TL | 03483 | EG1002009 | P | 58013747 | 58 | EGTL Spares | Mtce | 54 | 54A | GASKET:STRAINER,1IN | SPIRAL WOUND 316SS- GRAPHITE | Gaskets : SPIRAL WOUND GRAPHITE GASKET 1 INCH, 150LB, 316 SS SPIRAL WOUND GRAPHITE FILLER WITHOUT INNER AND OUTER RINGS TYPE R, BASIC STYLE SWG R SS316L/GRAPHITE. | EA | 4 | 0 | 0 | NO | 8.675 | 1346.772 | NINGBO RILSON SEALING MAT |  |  | 01 | 1 | 2BBB |  |  | D278656/02 |  |  | SWG R SS316L/GRAPHITE |  | 40975 | 41684 | 41809
12762 | 29200000TL | 03483 | EG1002009 | P | 58013748 | 58 | EGTL Spares | Mtce | 54 | 54A | GASKET:COVER,4 IN,SPIRAL WOUND | 304SS (GRAPHITE),CIRCULAR | Gaskets : ST06421A/B-300# | EA | 4 | 0 | 0 | NO | 23 | 3570.75 | PLENTY FILTERS | D278618/04-3 | D278618/04-3 | 01 | 1 | 2BBB |  |  | D278618/04 |  |  |  |  | 40975
12763 | 29200000TL | 03483 | EG1002009 | P | 58013749 | 58 | EGTL Spares | Mtce | 54 | 54A | GASKET:COVER,2 IN | NON ASBESTOS FIBER,CIRCULAR | Gaskets : ST06422B | EA | 4 | 0 | 0 | NO | 377.488 | 58605.01 | PLENTY FILTERS | D2684/01-3 | D2684/01-3 | 01 | 1 | 2BBB |  |  | D2684/01 |  |  |  |  | 40975
12764 | 29200000TL | 03483 | EG1002009 | P | 58013750 | 58 | EGTL Spares | Mtce | 54 | 54A | GASKET:COVER,3 IN,SPIRAL WOUND | 304 SS(GRAPHITE)ROUND | Gaskets : ST07421/07422-300# | EA | 4 | 0 | 0 | NO | 175.0171 | 27171.41 | PLENTY FILTERS | D278618/01-3 | D278618/01-3 | 01 | 1 | 2BBB |  |  | D278618/01 |  |  |  |  | 40975
12765 | 29200000TL | 03483 | EG1002009 | P | 58013751 | 58 | EGTL Spares | Mtce | 54 | 54A | GASKET:COVER,1 IN,SPIRAL WOUND | 304 SS-NON ASBESTOS FIBER | Gaskets : CIRCULAR, ST11502/21502-300# | EA | 4 | 0 | 0 | NO | 10 | 1552.5 | PLENTY FILTERS | D278618/03-3 | D278618/03-3 | 01 | 1 | 2BBB |  |  | D278618/03 |  |  |  |  | 40975
12766 | 29200000TL | 03483 | EG1002009 | P | 58013752 | 58 | EGTL Spares | Mtce | 54 | 54A | GASKET:COVER,2 IN,SPIRAL WOUND | 316 SS (GRAPHITE),CIRCULAR | Gaskets : ST12301/22301-150# | EA | 4 | 0 | 0 | NO | 13 | 2018.25 | PLENTY FILTERS | D278618/02-3 | D278618/02-3 | 01 | 1 | 2BBB |  |  | D278618/02 |  |  |  |  | 40975
12767 | 29200000TL | 03483 | EG1002009 | P | 58013755 | 58 | EGTL Spares | Mtce | 54 | 54A | GASKET:COVER,1 IN,SPIRAL WOUND | 316SS - GRAPHITE,CIRCULAR | Gaskets : ST14952 ST14962 ST14972 ST14982 ST14992 ST24952 ST24962 ST24972 ST24982 ST24992 ST04952-150# | EA | 22 | 0 | 0 | NO | 188.744 | 29302.51 | PLENTY FILTERS | D289199/01-3 | D289199/01-3 | 01 | 1 | 2BBB |  |  | D289199/01 |  |  |  |  | 40975
12768 | 29200000TL | 03483 | EG1038007 | P | 58014171 | 58 | EGTL Spares | Mtce | 54 | 54A | GASKET: CRYOGENIC PUMP | 391 MM | Seals : SS, VARISEAL-H | EA | 8 | 0 | 0 | NO | 367.1978 | 57007.46 | CRYOSTAR | 798180965 | 798180965 | 01 | 1 | 2 | 1BBB |  | 763126937-01 |  |  |  |  | 40914 | 44103
12769 | 29300000TL | 03483 | EG1038007 | S | 58014198 | 58 | EGTL Spares | Mtce | 76 | 76Z | O-RING: PUMP 164.47 MM ID | 5.33 MM WD | Pumps-Other : NITRILE** Sealing o ring between pump and labyrinth seal. LIN / LOX pumps***Cryostar part 798170992pos 81drawing number 763130102to suit pump serial number F6216-01/04 and per equipment tag numbers listed in parent equip tag list. | EA | 3 | 3 | 5 | YES | 165 | 59482.5 | CRYOSTAR | 798170992 | 798170992 | 01 | 1 |  |  |  | 763130102 |  |  |  |  | 43770 | 45936 | 45979 | -2 | 2
12770 | 29200000TL | 03483 | EG1038007 | S | 58014202 | 58 | EGTL Spares | Mtce | 54 | 54A | GASKET | PUMP, 23/44 MM | Seals : NITRILE, FLAT | EA | 15 | 0 | 0 | NO | 4.1931 | 650.98 | CRYOSTAR | 798160979 | 798160979 | 01 | 1 |  | 1BBB |  | 763137718 |  |  |  |  | 40914 | 44103
12771 | 29200000TL | 03483 | EG1038004 | S | 58014206 | 58 | EGTL Spares | Mtce | 54 | 54D | O-RING: PUMP, 760 MM ID | 7 MM WD | *OBS*GS&P-O-Rings : NITRILE | EA | 1 | 0 | 0 | NO | 135.977 | 21110.43 | CRYOSTAR | 798171102 | 798171102 | 01 | 1 |  | 2BAB |  | 763137718 |  |  |  |  | 40914 | 44103
12772 | 29200000TL | 03483 | EG1038007 | S | 58014216 | 58 | EGTL Spares | Mtce | 54 | 54D | O-RING: 139.37 MM ID | 2.62 MM WD | *OBS*GS&P-O-Rings : NITRILE; CRYOGENIC PUMP | EA | 11 | 0 | 1 | NO | 22.7626 | 3533.9 | CRYOSTAR | 730011002 | 730011002 | 01 | 1 |  | 2BAB |  | 763130048-01 |  |  |  |  | 40914 | 44103
12773 | 29300000TL | 03483 | EG1038007 | S | 58014220 | 58 | EGTL Spares | Mtce | 56 | 56Z | WASHER: LOCK SPRING | 4.1 MM ID, 1.2 MM THK | *OBS*Fastener-BottWa : STEEL | EA | 1 | 4 | 6 | YES | 19001.35 | 27425408.509 | CRYOSTAR | 795061101 | 795061101 | 01,22 | 1 |  | 2BAB |  | 763132369-01 |  |  |  |  | 43770 |  | 45490
12774 | 29300000TL | 03483 | EG1038004 | S | 58014226 | 58 | EGTL Spares | Mtce | 54 | 54A | RING | PURGE, BRASS | Seals : CONTAINING GRAPHITE BODY GASKET VITON BODY | EA | 12 | 10 | 15 | YES | 750 | 284625 | CRYOSTAR | 740118245 |  | 01 |  |  | 1BBB | [6 empty] | 43770 | 45668 | 44153 | -3 | 1
12775 | 29300000TL | 03483 | EG1038002 | S | 58014227 | 58 | EGTL Spares | Mtce | 54 | 54A | RING | LABYRINTH BRASS | Gaskets : | EA | 24 | 19 | 28 | YES | 885 | 335857.5 | CRYOSTAR | 740118246 |  | 01 | 4 |  | 1BBB | [6 empty] | 43770 | 45668 | 44201 | -4 | 1 | 0 | 3
12776 | 29200000TL | 03483 | EG1038002 | S | 58014228 | 58 | EGTL Spares | Mtce | 54 | 54A | SHIM: BRASS 97 X 84 X 1MM | CALE PELABLE SHIM BRASS | Gaskets : PUMP VP 3/312/10L-2, 9-CW-C/0 OR CALE PELABLE SHIM BRASS OD97 X ID84 X 1MM THK ALTERNATIVE OEM:-NOS JOHNSON EVINRUDE 13-480 BRASS SHIM WITH THIS DIMENSIONS PROVIDED CALE PELABLE SHIM BRASS OD97 X ID84 X 1MM THK | EA | 1 | 2 | 4 | NO | 139.44 | 45370.59 | CRYOSTAR | 740107834 |  | 00 | [9 empty] | 41395 | 44135 | 43793
12777 | 29200000TL | 03483 | EG1038003 | S | 58014229 | 58 | EGTL Spares | Mtce | 56 | 56Z | WASHER: CARBON STEEL SHIM | FLAT PLAIN 96 X 90 X 1.5MM | Fasteners / Hardware : SHIM LOW CARBON STEEL ZINC PLATED FLAT WASHER http://www.alibaba.com/product-detail/DIN125-low-carbon-steel-zinc-plated_796055197.html?s=p | EA | 47 | 40 | 60 | NO | 279.05 | 52711.8964 | JIANGSU CHINA (MAINLAND) | 709107836 |  | 01 | [9 empty] | 41395 | 44135 | 41948
12778 | 29300000TL | 03483 | EG1038004 | P | 58014234 | 58 | EGTL Spares | Mtce | 56 | 56Z | O-RING: 88.57 MM ID | 2.62 MM WD | *OBS*GS&P-O-Rings : NITRILE | EA | 7 | 4 | 6 | YES | 105.76 | 101669.9657 | CRYOSTAR | 798171052 | 798171052 | 01 | 1 |  | 1BBB |  | 763127014 |  |  |  |  | 43770 | 45670 | 45842 | -3 | 2
12779 | 29200000TL | 03483 | EG1038004 | S | 58014248 | 58 | EGTL Spares | Mtce | 56 | 56Z | DISTANCE PIECE BRASS | (CRYOSTAR 740108010) | Fasteners / Hardware : | EA | 36 | 0 | 0 | NO | 28.4999 | 4424.63 |  |  |  | 00 | [9 empty] | 41759
12780 | 29300000TL | 03483 | EG1028016 | S | 58014260 | 58 | EGTL Spares | Mtce | 51 | 51D | WIRE: ELECTRICAL,TFFN,16 AWG | CU,STR,600V,GREEN | Electric Components - Wire / Cable : PANEL WIRING, 1 SQ MM, (WORKSHOP TOOL & EQUIPMENT) | FT | 167 | 233 | 334 | YES | 0.85 | 1307.8525 | WHOLE SALE ELECTRIC |  |  | 01,10,22 | 1 | 3CAC | [7 empty] | 43770 | 45316 | 45993 |  |  | -1000 | 1
12781 | 29300000TL | 03483 | EG1028016 | S | 58014278 | 58 | EGTL Spares | Mtce | 51 | 51D | WIRE: ELECTRICAL,THHN,12 AWG | CU,STR,600V,RED | Electric Components - Wire / Cable : 4MM (WORKSHOP TOOL & EQUIPMENT) | FT | 100 | 93 | 134 | YES | 0.65 | 494.988 | WHOLE SALE ELECTRIC |  |  | 01,10,22 | 1 | 3CAC | [6 empty] | BENL3474 | 43770 | 45897 | 44854 | -100 | 1 |  |  | -400 | 1
12782 | 29200000TL | 03483 | EG1002010 | P | 58014400 | 58 | EGTL Spares | Mtce | 58 | 58Z | LABEL:SELF-ADHESIVE,GREEN | TESTED,VINYL | Signs - Non illuminated :RS STOCK NO 450-6394, POSITION NO 363, (ELEC FITTINGS-BM-000006A) | BG | 1 | 0 | 0 | NO | 70.77 | 10985.6271 | RS COMPONENTS | 7824544 |  | 00 |  | 2CAC | [7 empty] | 40915 |  | 41810
12783 | 29300000TL | 03483 | EG1038016 | P | 58014410 | 58 | EGTL Spares | Mtce | 73 | 73A | PLUG:SHEET,1-5/8IN F304L SS | SA182, AIRCOOLERS | *OBS*HEAT TRANS-PART : | EA | 27 | 73 | 105 | YES | 134.7971 | 213855.6671 | BTT | 1600-2610 A01 | 762 | 02,22 | 1 | 2BAB | 2BAB |  |  |  |  | 2 FPCA |  | 43770 |  | 45407
12784 | 29200000TL | 03483 | EG1030003 | P | 58014528 | 58 | EGTL Spares | Mtce | 56 | 56Z | NUT: HEX 3/4 IN DIA, 10 UNC | 3/4 IN HT | Fasteners / Hardware : AUTOTHERMAL REFORMER, HEAT TREATED ALLOY STL, ASTM SA194,GR 4, H=D, 120-VR-205 | PC | 74 | 0 | 0 | NO | 1.84 | 361.56 | LARSEN & TOUBRO |  | 8452 | 01,21,22 | 1 |  |  |  | 4P-20503-71 R2 |  |  |  |  | 40975 |  | 42246
12785 | 29200000TL | 03483 | EG1030003 | P | 58014582 | 58 | EGTL Spares | Mtce | 56 | 56Z | NUT: HEX M12 DIA | 1.75MM PER TRHEAD (PITCH) | Fasteners / Hardware : 12 MM HT, C-MN-SI, ASTM SA194,GR 2H, 120-VD-206 | PC | 27 | 26 | 52 | NO | 0.95 | 186.675 | LARSEN & TOUBRO | 8465 |  | 01,21,22 | 1 |  |  |  | 2P-3503-6 R3 |  |  |  |  | 40975 |  | 42246
12786 | 29200000TL | 03483 | EG1030003 | P | 58014583 | 58 | EGTL Spares | Mtce | 56 | 56Z | NUT: HEX M36 DIA, | 3MM PER TRHEAD (PITCH) | Fasteners / Hardware : AUTOTHERMAL REFORMER, 36 MM HT, HEAT TREATED ALLOY STL, SA-194, GR 2H, 120-ES-202 | PC | 4 | 0 | 0 | NO | 10.8 | 2122.2 | LARSEN & TOUBRO |  | 8472 | 01,21,22 | 1 | [8 empty] | 40975 |  | 42246
12787 | 29200000TL | 03483 | EG1030003 | P | 58014584 | 58 | EGTL Spares | Mtce | 56 | 56Z | NUT: HEX M24 DIA | 3MM PER TRHEAD (PITCH) | Fasteners / Hardware : AUTOTHERMAL REFORMER, 24 MM HT, HEAT TREATED ALLOY STL, SA-194,GR 2H, 120-ES-202 | PC | 7 | 0 | 0 | NO | 3.05 | 599.325 | LARSEN & TOUBRO |  | 8490 | 01,21,22 | 1 | [8 empty] | 40975 |  | 42246
12788 | 29300000TL | 03483 | EG1002005 | P | 58014647 | 58 | EGTL Spares | Mtce | 54 | 54A | GASKET: FLANGE NON-SPIRAL | MANHOLE,24 IN PIPE,150LB | Gaskets : KLINGERSIL C4430-3XA,BS7531 GRADE X,24 IN ID,32 IN OD,2.5 MM THK, ITEM 287 A 7103 08 WEIGHT: 2 KG 110-EA-130/230, (FOR AIR COOLED CONDENSER) | EA | 1 | 0 | 1 | YES | 450 | 686641.5 | UPRUCH | 2687 - 7103 - 08 | 301F2 | 01,22 | 1 | [8 empty] | 43770 |  | 45709
12789 | 29300000TL | 03483 | EG1002016 | S | 58014739 | 58 | EGTL Spares | Mtce | 66 | 66Z | ELEMENT: REPLACEMENT TYPE V | EXPANSION VALVE POWER | Valve-Other : NO 63, CAST BRZ, DWD, 1-HVAC-01, 2-HVAC-02, 2-HVAC-01, CROSS REF DWG: EGTL1-POW-ARC-DD-001302 | EA | 2 | 0 | 1 | YES | 241.48 | 349975.793 | SPORLAN | 83VCP100 | 83VCP100 | 01,22 | 1 | 3CAC |  |  | SEE ADDITIONAL INFO |  |  |  |  | 43770 |  | 45920
12790 | 29200000TL | 03483 | EG1003004 | P | 58014778 | 58 | EGTL Spares | Mtce | 14 | 14Z | SWITCH: PRESSURE | 125/250/480VAC 15A 60HZ | Instruments - Other & Parts : 1/4 IN MPT X 1/4 IN COMP, BACK, 1.5-75 PSIG, 240 PSIG MAX RANGE, SPDT, NEMA 1 ENCLOSURE, 2-RIB-02, 2-RIB-03, CROSS REF DWG: EGTL1-POW-ELE-BM-003001 | EA | 3 | 0 | 0 | NO | 60.0386 | 9323.4 | MARMION AIR SYSTEMS | 70080 | 70080 | 01,10,22 | 1 | 3CAC |  |  | SEE ADDITIONAL INFO |  |  |  |  | 40975
12791 | 29200000TL | 03483 | EG1003006 | P | 58014780 | 58 | EGTL Spares | Mtce | 14 | 14B | CONTROL: HEATER LIMIT | 120/240VAC | Programmable Logic Controllers : BLACK, 2-RIB-02, 2-RIB-03, CROSS REF DWG: EGTL1-POW-ELE-BM-003001 | EA | 3 | 0 | 0 | NO | 40.0258 | 6215.6 | MARMION AIR SYSTEMS | 70005 | 70005 | 22 | 1 | 3CAC |  |  | SEE ADDITIONAL INFO |  |  |  |  | 40975
12792 | 29300000TL | 03483 | EG1039001 | P | 58014810 | 58 | EGTL Spares | Mtce | 28 | 28B | GLOVES: POWDER-FREE, MEDIUM | 9 1/2 IN LG, NITRILE | Safety-Personal : BLUE, AMBIDEXTROUS, BEADED CUFF, FOR LABORATORY USE, POWDER FREE PACK OF 100 | PK | 3 | 14 | 20 | YES | 61.62 | 91806.69 |  |  | 19-130-1597C | 01,22 | 1 | 3CCC | 3CCC | [5 empty] | FCNLL198 | 43770 | 46019 | 46027 | -24 | 7 | -24 | 8 | -24 | 7
12793 | 29300000TL | 03483 | EG1039001 | P | 58014811 | 58 | EGTL Spares | Mtce | 28 | 28B | GLOVES: DISPOSABLE, LARGE | 9 1/2 IN LG, NITRILE | Safety-Personal : BLUE, AMBIDEXTROUS, BEADED CUFF, FOR LABORATORY USE, POWDER FREE PACK OF 100 | PK | 1 | 25 | 36 | YES | 61.62 | 94269.357 |  |  | 19-130-1597D | 01,22 | 1 | 3CAA | 2BBB | [5 empty] | FCNLL199 | 43770 | 46012 | 46021 | -54 | 14 | -40 | 14 | -33 | 12
12794 | 29200000TL | 03483 | EG1030010 | S | 58014932 | 58 | EGTL Spares | Mtce | 66 | 66Z | VALVE: NEEDLE:1/2 IN,6000 LB | MNPT X FNPT,MONEL ASTM B164 | Valve-Other : BODY,METAL SEAT,MANUAL OPERATED,GRAFOIL PACKING,THD, B-STOCK (INSTRUMENTATION BULK MATL) | EA | 1 | 0 | 0 | NO | 1262.34 | 385152.5574 | OLIVER VALVES | M50M/AG |  | 02 | 1 | 3CBC | 1BBB | [6 empty] | 40915 | 44838 | 43057
12795 | 29200000TL | 03483 | EG1004005 | P | 58014946 | 58 | EGTL Spares | Mtce | 66 | 66Z | VALVE:GAUGE,(3) 1/2 IN X | 3/4 IN,6000 LB,MNPT,MONEL ASTM | Valve-Other : B164 BODY,METAL SEAT,240 DEG C, GRAFOIL PACKING,MULTI PORT VALVE, B-STOCK (INSTRUMENTATION BULK MATL) | EA | 3 | 0 | 0 | NO | 2299.296 | 356939.2204 | OLIVER VALVES | GM175-50M/AG |  | 02 | 1 | 3CBC | [7 empty] | 40915 | 42221 | 41892
12796 | 29200000TL | 03483 | EG1040018 | S | 58014959 | 58 | EGTL Spares | Mtce | 53 | 53Z | ENCLOSURE:INSULATED,FLEX PAK | INSTRUMENTATION BULK MATL | Fittings - Tube : | EA | 1 | 0 | 0 | NO | 224.2492 | 34814.81 | O'BRIEN CORPORATION | FSHPK-X-Z |  | 00 | 1 | 3CBC | 1BBB | [6 empty] | 40915
12797 | 29200000TL | 03483 | EG1001019 | P | 58014999 | 58 | EGTL Spares | Mtce | 51 | 51E | BLOCK: TERMINAL 600V,25AA, | NUMBER OR POSITIONS 1 | Electric Components - Conduit / Fitting :NUMBER OF ROWS 1 CIRCUIT,FEED THROUGH TERMINAL,#22 TO 12 WIRE,.2 IN X 2.36 IN /1.85 IN,PLASTIC NYLON BLOCK, W SERIES, WDU 2.5, MINIMUM PURCHASE 100, 120-AH-103, 120-AH-203, 130-AH-143, (FOR ANALYZER) | EA | 100 | 10 | 20 | NO | 2 | 310.46 | WEIDMULLER | 1020000000 | 7281440 | 01,22 | 1 | [8 empty] | 41522
12798 | 29300000TL | 03483 | EG1001019 | P | 58015000 | 58 | EGTL Spares | Mtce | 51 | 51E | BLOCK: TERMINAL 250V,30A,SCREW | CLAMP TERMINAL,12-20 AWG WIRE, | Electric Components - Conduit / Fitting :.2 IN X 2.36 IN /1.85 IN,PLASTIC BLOCK, W SERIES, WDU 4.0, MINIMUM PURCHASE 100, 120-AH-103, 120-AH-203, 130-AH-143, 130-AH-243 172-AH-015, 150-AH-001, 174-AH-001, (FOR ANALYZER) | EA | 30 | 11 | 17 | YES | 145.9854 | 60588.2791 | WEIDMULLER | 1020100000 | 7281540 | 01,22 | 1 | [7 empty] | ZEGS069 | 43770 | 45312 | 44620 |  |  | -20 | 2
12799 | 29200000TL | 03483 | EG1001019 | P | 58015003 | 58 | EGTL Spares | Mtce | 51 | 51E | END:BLOCK,1-1/2 IN PLASTIC | ANALYZER | Electric Components - Conduit / Fitting :WEW, MINIMUM PURCHASE 100, 120-AH-103, 120-AH-203, 130-AH-143, 130-AH-243 172-AH-015, 150-AH-001, 174-AH-001 | EA | 100 | 50 | 100 | NO | 3 | 465.69 | WEIDMULLER | 1061200000 | 104943263949 | 22 | 1 | [8 empty] | 41522
12800 | 29200000TL | 03483 | EG1001019 | P | 58015004 | 58 | EGTL Spares | Mtce | 51 | 51E | BLOCK: TERMINAL 250V,30A,SCREW | CLAMP TERMINAL,12-20 AWG WIRE | Electric Components - Conduit / Fitting :5MM,PLASTIC BLOCK, WDK 2.5V, MINIMUM PURCHASE 100, 120-AH-103, 120-AH-203, 130-AH-143, 130-AH-243 172-AH-015, 150-AH-001, 174-AH-001, (FOR ANALYZER) | EA | 100 | 0 | 0 | NO | 10 | 1552.3 | WEIDMULLER | 1022300000 | 104943202521 | 01,22 | 1 | [8 empty] | 41522
12801 | 29200000TL | 03483 | EG1005004 | P | 58015006 | 58 | EGTL Spares | Mtce | 51 | 51C | RELAY:TERMINAL ANALYZER | 24VDC IN,6A 24VAC OUT, | Electric Components - Motor / Generator :BLOCK STYLE RELAYS ELECTROMECHANICAL ANALYZER ,2 NO + 2 NC,SPDT,110/120VAC COIL,SCREW TERMINAL,SOCKET MOUNT | EA | 10 | 0 | 0 | NO | 17.5602 | 2725.3399 | PHOENIX CONTACT | 5603154 | 21702014009 | 01,10,22 | 1 | 1BCB | [7 empty] | 41250 | 45270 | [5 empty] | -10 | 1
12802 | 29200000TL | 03483 | EG1005008 | P | 58015010 | 58 | EGTL Spares | Mtce | 14 | 14H | GAUGE: COMBINATION 0-60 PSI | RANGE-A,0-4 BAR RANGE-B,2.5 IN | Pressure measuring and control Instruments : DIAL,1/4 IN,316 SS CASE,316 SS TUBE,SS,BOTTOM,STEM OR SURFACE MOUNT,GLYCERINE FILLED, PRESSURE, 120-AX-1123, 120-AX-1124, 120-AX-1125, 120-AX-1126, 130-AX-1001, 130-AX-2001, (FOR ANALYZER) | EA | 1 | 0 | 0 | NO | 116.0877 | 35575.1 | NOSHOK | 25-500/60/4 BAR | MOT102727150001 | 05,22 | 1 | 1BCB | [7 empty] | 41250 | 45240 | 43389 |  |  |  |  | -6 | 3
12803 | 29200000TL | 03483 | EG1001018 | P | 58015016 | 58 | EGTL Spares | Mtce | 66 | 66H | VALVE: RELIEF LOW PRESSURE | PROPORTIONAL,10-225 LB | Valve-Safety Relief : (0.7-15.6 BARG) SET,1/4 IN,SWAGELOK TUBE FITTING INLET,1/4 IN,SWAGELOK TUBE FITTING OUTLET,275°F @ 225 PSIG /135°C @ 15.5 BAR,316 SS BODY,SPRING OPERATED,275°F,FLUOROCARBON FKM, 120-A (FOR ANALYZER.SYMBOL NUMBER 58100089 REPLACES 580 | EA | 16 | 0 | 0 | NO | 395.13 | 61331.2342 | SWAGELOK | SS-RL3S4 | 97001125 | 02,22 | 1 | 1BCB | [7 empty] | 41250 | 45391 |  |  |  | -5 | 1
12804 | 29300000TL | 03483 | EG1003020 | P | 58015031 | 58 | EGTL Spares | Mtce | 14 | 14H | GAUGE | 0 - 100 PSI/6.8 Bar | 2.5" Pressure Gauge,100 PSI/6.8 Bar, Liquid Fill, Lower 1/4 NPT | EA | 5 | 2 | 4 | YES | 149.15 | 123376.88 | NOSHOK | 25-500/100/6.8 BAR | 10544120 | 05,22 | 1 | 1BCB | 1BCB | [6 empty] | 43782 | 45763 | 45205 | -1 | 1 | -3 | 2
12805 | 29200000TL | 03483 | EG1004005 | P | 58015034 | 58 | EGTL Spares | Mtce | 14 | 14H | GAUGE:PRESSURE 0-30 PSI RANGE, | 2.5 IN DIAL,1/4 IN,304 SS CASE | Pressure measuring and control Instruments : &quot;316 SS TUBE,316 SS,BACK,PANEL MOUNT,GLYCERIN AND WATER FILLED, PRESSURE, EGTL1-SEA-INS-SC-720551 RANGE A: 0-30 PSI RANGE B: 0-2 BAR, PRESSURE, (FOR ANALYZER)&quot; | EA | 4 | 0 | 0 | NO | 163.3533 | 48017.4071 | NOSHOK | 25-500/30/2 BAR | 10544170 | 05,22 | 1 | 1BCB | [7 empty] | 41342 | 45604 | 42521 |  |  | -2 | 1
12806 | 29200000TL | 03483 | EG1005008 | P | 58015040 | 58 | EGTL Spares | Mtce | 54 | 54D | VALVE:HERMAL SHUTOFF | 5 11/16 IN LONG,250°F 4400 PSI | *OBS*GS&P-Other : DOWNSTREAM PRESSURE 250PSI,1/4 IN TUBE STUBS,SS BODY,MECHANICAL OPERATED,250°F,316SS,VITAN,NYLATRON,SELF CONTAINED,ONE WAY, 50 IN C, 172-AX-0012, 120-AX-1104, 130-AX-1003, 130-AX- (FOR ANALYZER) | EA | 5 | 0 | 0 | NO | 1626.7698 | 472593.9407 | SENTRY | TSV7-01137E | 10544616 | 02,22 | 1 | 1BCB | 1BCB | [6 empty] | 41210 | 45525 | 43525 |  |  | -1 | 1 | -2 | 2
12807 | 29200000TL | 03483 | EG1005004 | P | 58015057 | 58 | EGTL Spares | Mtce | 14 | 14Z | SWITCH: FLOW 1/4 NPT,120VAC, | 100 VDC,500 SCCM TO 4 SLPM | Instruments - Other & Parts : SPST, EXPLOSION PROOF ENCLOSURE, BODY 316SS, 150-AX-0011 (FOR ANALYZER) | EA | 4 | 0 | 0 | NO | 950.5509 | 147525.5 | AUTOFLOW | FS5704CV-6MX | 10544911 | 01,10,22 | 1 | 1BCB | [7 empty] | 41250
12808 | 29300000TL | 03483 | EG1003005 | P | 58015264 | 58 | EGTL Spares | Mtce | 14 | 14H | GAUGE: PRESSURE 0-600 PSI SS | 4 IN DIAL 1/2 IN NPT | Pressure measuring and control Instruments : BOTTOM CONECTION LIQUID FILLEDPART No: 50379798Type: 233.53 4” Range: 600 PSI/BarConn: ½” NPT LM(Fulfo no: LPI-6006-W06) | EA | 1 | 0 | 1 | YES | 430 | 649093.6 | WIKA INSTRUMENTS | 50379798 | J116533-019L | 05,22 | 1 | 3CCC |  |  | Z-86985-AS1 |  |  | 233.53 |  | 43770 |  | 46001
12809 | 29200000TL | 03483 | EG1005002 | P | 58015274 | 58 | EGTL Spares | Mtce | 70 | 70Z | FAN: 7 IN DIA,24VDC | 0.26A,100CFM CAPACITY,ANALYZER | Boilers & Associated Parts : 24VDC 0,26AMP FAN MODIFIED FOR MAXUM II GC TAG: 130-AT-1001, 130-AT-2001 AND 187-AT-0001.MANUFACTURER: SIEMENS, 7101 HOLLISTER ROAD, HOUSTEN, TX 77040, USA | EA | 2 | 0 | 0 | NO | 98.0568 | 15218.42 | SIEMENS, HOUSTEN, TEXAS, | 1262000-035 | 1262000-035 | 01,22 | 1 | 1BCB |  |  | EGTL1-SEA-INS-SC-300352 |  |  |  |  | 40914
12810 | 29200000TL | 03483 | EG1005002 | P | 58015277 | 58 | EGTL Spares | Mtce | 72 | 72Z | HEATER:CARTRIDGE MAXUM II GC | FID & FPD | *OBS*Filtration-Elem : FID / FPD HEATER CARTRIDGE 115VOLT FOR MAXUM II GC TAG: 130-AT-1001, 130-AT-2001 AND 187-AT-0001 MANUFACTURER: SIEMENS, 7101 HOLLISTER ROAD, HOUSTON, TX 77040, USA. | EA | 2 | 0 | 0 | NO | 152.0881 | 23604.08 | SIEMENS. HOUSTON, TEXAS, | 1621004-019 | 1621004-019 | 22 | 1 | 1BCB | 1BCB |  | EGTL1-SEA-INS-SC-300352 |  |  |  |  | 40914
12811 | 29200000TL | 03483 | EG1005002 | P | 58015283 | 58 | EGTL Spares | Mtce | 51 | 51D | CABLE PECM TO SSR MAXUM II GC | ANALYZER | Electric Components - Wire / Cable : PECM TO SSR CABLE AND CONNECTOR KIT FOR MAXUM II GC TAG: 130-AT-1001, 130-AT-2001 AND 187-AT-0001 MANUFACTURER: SIEMENS, 7101 HOLLISTER ROAD, HOUSTON, TX 77040, USA | KI | 3 | 0 | 0 | NO | 194.1125 | 30126.26 | SIEMENS, HOUSTON, TEXAS, | 2020146-001 | 2020146-001 | 01,10,22 | 1 | 1BCB |  |  | EGTL1-SEA-INS-SC-300352 |  |  |  |  | 40914
12812 | 29200000TL | 03483 | EG1005012 | P | 58015296 | 58 | EGTL Spares | Mtce | 34 | 34A | KIT: | SYSCON MAXUM II GC | Laboratory - Analytical Instruments : FOR MAXUM II GC | EA | 2 | 0 | 0 | NO | 4223.5334 | 655745.8 | SIEMENS, HOUSTON, TEXAS, | A5E02599491001 |  | 01,22 | 1 | 1BCB | 2CBC |  | EGTL1-SEA-INS-SC-300352 |  |  | MAXUM II |  | 40914
12813 | 29200000TL | 03483 | EG1005009 | P | 58015307 | 58 | EGTL Spares | Mtce | 10 | 10D | CONNECTOR | 22 PIN | TELECOM EQUIPMENT : FOR ANALOG / DIGITAL I/O PUTS FOR MAXUM II GC TAG: 130-AT-1001, 130-AT-2001 AND 187-AT-0001 | EA | 2 | 0 | 0 | NO | 25.0209 | 3884.75 | SIEMENS, HOUSTON, TEXAS, | 1700280-001 | 1700280-001 | 01,22 | 1 | 1BCB | 2CBC |  | EGTL1-SEA-INS-SC-300352 |  |  |  |  | 40914
12814 | 29200000TL | 03483 | EG1005010 | P | 58015310 | 58 | EGTL Spares | Mtce | 66 | 66H | VALVE:SAMPLE MAXUM II GC | MODEL 11 | SIEMENS 2SAMPLE VALVE MODEL MAXUM 11 000627-011 C04200 EXTERNAL LOOP STAINLESS STEEL FLAT TOP PLUNGERS Valve-Safety Relief : SAMPLE VALVE MODEL 11 EXTERNAL LOOP LP SST DEFAULT STANDARD FLAT TOP PLUNGERS FOR MAXUM II GC MANUFACTURER: SIEMENS, 7101 HOLLISTE | EA | 1 | 0 | 0 | NO | 3252.7325 | 992254.0363 | SIEMENS, HOUSTON, TEXAS, | 2000627-011 | 2000627-011 | 02,22 | 1 | 1BCB |  |  | EGTL1-SEA-INS-SC-300352 |  |  | MAXUM 11 |  | 40914 | 44738 | 43146
12815 | 29300000TL | 03483 | EG1005010 | P | 58015311 | 58 | EGTL Spares | Mtce | 66 | 66H | VALVE: LDV EXTERNAL LOOP | WITH PURGE SST | VALVE SAMPLE, MODEL 11 FOR MAXUM II GC QA CODE: 01 & 07 | EA | 1 | 0 | 1 | YES | 4505.5138 | 1845593.6 |  | 2000627-016 |  | 01 & 07 | 1 | 1BCB | 1CCC |  | EGTL1-SEA-INS-SC-300352 |  |  |  |  | 43770 |  | 44369
12816 | 29200000TL | 03483 | EG1005010 | P | 58015314 | 58 | EGTL Spares | Mtce | 66 | 66Z | KIT:REPAIR VALVE MAXUM II GC | SIEMENS MAXUM II GC'S | REPAIR KIT FOR MODEL 11 LDV VALVE FOR MAXUM II GC, SIEMENS MAXUM II GC'S FOR SERIAL NUMBER 5079880014, 5079880024, 5079880087, MATERIAL QA CODE: 01A & 07 | KI | 1 | 0 | 0 | NO | 3198.37 | 980076.5191 | SIEMENS, HOUSTON, TEXAS, | 2015585-001 | 2015585-001 | 01A | 1 | 1BCB | 1BBB |  | EGTL1-SEA-INS-SC-300352 |  |  |  |  | 40914 | 43709 | 43567
12817 | 29200000TL | 03483 | EG1005010 | P | 58015315 | 58 | EGTL Spares | Mtce | 51 | 51D | CABLE | SYSCON MAXUM II GC | Electric Components - Wire / Cable : SYSCON CABLE TO MMI OUTSIDE FOR MAXUM II GC TAG: 130-AT-1001, 130-AT-2001 AND 187-AT-0001 MANUFACTURER: SIEMENS, 7101 HOLLISTER ROAD, HOUSTON, TX 77040, USA | EA | 2 | 0 | 0 | NO | 113.0946 | 17559.07 | SIEMENS, HOUSTON, TEXAS, | 2017579-001 | 2017579-001 | 01,10,22 | 1 | 1BCB | 2CBC |  | EGTL1-SEA-INS-SC-300352 |  |  |  |  | 40914
12818 | 29200000TL | 03483 | EG1005009 | P | 58015316 | 58 | EGTL Spares | Mtce | 11 | 11Z | KIT: REPAIR | PCB MAXUM II | PCBA, WDB T, NON HUB FOR MAXUM II GC TAG: 130-AT-1001, 130-AT-2001 AND 187-AT-0001 MANUFACTURER: SIEMENS, 7101 HOLLISTER ROAD, HOUSTON, TX 77040, USA | EA | 2 | 0 | 0 | NO | 303.2537 | 47083.17 | SIEMENS, HOUSTON, TEXAS, | A5E02652008001 | A5E02652008001 | 01,22 | 1 | 1BCB |  |  | EGTL1-SEA-INS-SC-300352 |  |  |  |  | 40914
12819 | 29200000TL | 03483 | EG1005003 | P | 58015319 | 58 | EGTL Spares | Mtce | 28 | 28E | INSERT:FPD QUARTZ,WITH O-RING | ANALYZER | Fire and Gas Control Systems : FPD QUARTZ INSERT W/ O-RING FOR MAXUM II GC TAG: 130-AT-1001, 130-AT-2001 AND 187-AT-0001 MANUFACTURER: SIEMENS, 7101 HOLLISTER ROAD, HOUSTON, TX 77040, USA | EA | 3 | 0 | 0 | NO | 108.0904 | 16782.12 | SIEMENS | 2020126-701 | 2020126-701 | 01,22 | 1 | 1BCB |  |  | EGTL1-SEA-INS-SC-300352 |  |  |  |  | 40914
12820 | 29200000TL | 03483 | EG1005013 | P | 58015328 | 58 | EGTL Spares | Mtce | 51 | 51Z | KIT CABLE HARNESS MAXUM II GC | CONTAINS CABLE-PECM TO SSR | Electric-Other : CABLE HARNESS KIT FOR MAXUM II GC TAG: 130-AT-1001, 130-AT-2001 AND 187-AT-0001 MANUFACTURER: SIEMENS, 7101 HOLLISTER ROAD, HOUSTON, TX 77040, USA | KI | 2 | 0 | 0 | NO | 902.7552 | 140161.78 | SIEMENS, HOUSTON, TEXAS, | 2020183-701 | 2020183-701 | 01,22 | 1 | 1BCB |  |  | EGTL1-SEA-INS-SC-300352 |  |  |  |  | 40914
12821 | 29200000TL | 03483 | EG1005009 | P | 58015331 | 58 | EGTL Spares | Mtce | 51 | 51Z | HEATER | ASSEMBLY | Electric-Other : FOR FID AND FPD 115VAC FOR MAXUM II GC | EA | 2 | 0 | 0 | NO | 635.5317 | 98672.65 | SIEMENS, HOUSTON, TEXAS, | 2021266-001 | 2021266-001 | 22 | 1 | 1BCB | 2CBC |  | EGTL1-SEA-INS-SC-300352 |  |  |  |  | 40914
12822 | 29200000TL | 03483 | EG1005002 | P | 58015332 | 58 | EGTL Spares | Mtce | 51 | 51Z | TUBE | RESTRICTOR MAXUM II GC | Electric-Other : RESTRICTOR TUBE ASSEMBLY, FPD, HYDROGEN FOR MAXUM II GC TAG: 130-AT-1001, 130-AT-2001 AND 187-AT-0001 MANUFACTURER: SIEMENS, 7101 HOLLISTER ROAD, HOUSTON, TX 77040, USA | EA | 2 | 0 | 0 | NO | 141.1181 | 21909.99 | SIEMENS, HOUSTON, TEXAS, | 2021388-004 | 2021388-004 | 01,22 | 1 | 1BCB | 2CBC |  | EGTL1-SEA-INS-SC-300352 |  |  |  |  | 40914
12823 | 29200000TL | 03483 | EG1005014 | P | 58015367 | 58 | EGTL Spares | Mtce | 51 | 51Z | PANEL | ANALYZER, FRONT | Electric-Other : ULTRAMAT 6E;Martine Trapp; SERIAL #7MB2121-1AU60-0AA1; SERIAL #7MB2121-1DU60-0AA1; SERIAL #7MB2124-1BG60-0DN1; SERIAL #7MB2124-1BG60-0DN1 | EA | 2 | 1 | 2 | NO | 740.143 | 114914.6 | SIEMENS | 1900638-001 | 1900638-001 | 22 | 1 | 1BCB | 2CBC |  | EGTL1-SEA-INS-SC-603851 |  |  |  |  | 40975
12824 | 29200000TL | 03483 | EG1005012 | P | 58015371 | 58 | EGTL Spares | Mtce | 34 | 34A | CELL | SAMPLE, 0.2MM | Laboratory - Analytical Instruments : | EA | 2 | 0 | 0 | NO | 1945.3758 | 302039.05 | SIEMENS | 1901074-001 | 1901074-001 | 01,22 | 1 | 1BCB | 2CBC |  | EGTL1-SEA-INS-SC-603851 |  |  |  |  | 40975
12825 | 29200000TL | 03483 | EG1005004 | P | 58015373 | 58 | EGTL Spares | Mtce | 28 | 28E | DETECTOR | CARBON MONOXIDE | Fire and Gas Control Systems : &quot;11……30, SERIAL #7MB2121-1AU60-0AA1 ; SIEMENS ULTRAMAT 6E CONTINUOUS GAS ANALYZER; Siemens Part No. C79451A3462B581, SERIAL #7MB2121-1AU60-0AA1&quot; | EA | 1 | 1 | 2 | NO | 2840.5488 | 441023.6 | SIEMENS | 1901096-001 | 1901096-001 | 22 | 1 | 1BCB | 2CBC |  | EGTL1-SEA-INS-SC-603851 |  |  |  |  | 40975 | 45544 |  |  |  | -1 | 1
12826 | 29200000TL | 03483 | EG1005013 | P | 58015378 | 58 | EGTL Spares | Mtce | 12 | 12F | SOFTWARE | FIRMWARE, ANALYZER | *OBS*SOFTWARE - NON : &quot;ENGLISH/SPANISH; SERIAL #7MB2121-1AU60-0AA1 | EA | 2 | 0 | 0 | NO | 292.0564 | 45344.68 | SIEMENS | 1901142-001 | 1901142-001 | 22 | 1 | 1BCB | 1BCB |  | EGTL1-SEA-INS-SC-603851 |  |  |  |  | 40975
12827 | 29200000TL | 03483 | EG1005004 | P | 58015379 | 58 | EGTL Spares | Mtce | 34 | 34A | DISPLAY: LCD, DIGITAL READOUT | ANALYZER | Laboratory - Analytical Instruments : SIEMENS W75025-B5001-B1 | EA | 2 | 0 | 0 | NO | 765.1478 | 118796.85 | SIEMENS | 1901214-001 | 1901214-001 | 01,10,22 | 1 | 1BCB |  |  | EGTL1-SEA-INS-SC-603851 |  |  |  |  | 40975
12828 | 29200000TL | 03483 | EG1005004 | P | 58015382 | 58 | EGTL Spares | Mtce | 34 | 34A | CELL | H2O, N2O Y | Laboratory - Analytical Instruments : C79451-A3462-B536; SERIAL #7MB2121-1DU60-0AA1; SERIAL #7MB2124-1BG60-0DN1; SERIAL #7MB2124-1BG60-0DN1; SIEMENS ULTRAMAT 6E CONTINUOUS GAS ANALYZER | EA | 2 | 0 | 0 | NO | 1405.2715 | 218182.45 | SIEMENS | 1901092-001 | 1901092-001 | 01,22 | 1 | 1BCB | 2CBC |  | EGTL1-SEA-INS-SC-603851 |  |  |  |  | 40975
12829 | 29200000TL | 03483 | EG1005004 | P | 58015384 | 58 | EGTL Spares | Mtce | 28 | 28E | DETECTOR: CH4, | 13...30, ANALYZER | Fire and Gas Control Systems : SERIAL #7MB2121-1DU60-0AA1; SERIAL #7MB2124-1BG60-0DN1; SERIAL #7MB2124-1BG60-0DN1; SIEMENS ULTRAMAT 6E CONTINUOUS GAS ANALYZER | EA | 3 | 0 | 0 | NO | 2840.5488 | 441023.6 | SIEMENS | 1901100-001 | 1901100-001 | 22 | 1 | 1BCB |  |  | EGTL1-SEA-INS-SC-603851 |  |  |  |  | 40975
12830 | 29200000TL | 03483 | EG1005011 | P | 58015385 | 58 | EGTL Spares | Mtce | 34 | 34A | CELL | SAMPLE, 6MM | Laboratory - Analytical Instruments : | EA | 2 | 0 | 0 | NO | 1800.3478 | 279522 | SIEMENS | 1901077-001 | 1901077-001 | 01,22 | 1 | 1BCB | 2CBC |  | EGTL1-SEA-INS-SC-200151 |  |  |  |  | 40975
12831 | 29200000TL | 03483 | EG1005010 | P | 58015388 | 58 | EGTL Spares | Mtce | 51 | 51C | TRANSFORMER 115 V CALOMAT 6F | SIEMENS GAS ANALYZER | Electric Components - Motor / Generator :MAINS TRANSFORMER 115V P/N W75040-B21-D80 FOR SIEMENS CALOMAT 6F GAS ANALYZER MODEL: 7MB2521-1AW00-0AD1 SERIAL: 074 FOR TRAIN 1 & 075 FOR TRAIN 2 TAG: 120-AT-1124 & 120-AT-2124 MANUFACTURER: SIEMENS AG, 76181 K | EA | 1 | 0 | 0 | NO | 265.0512 | 41151.85 | SIEMENS AG, 76181 KARLSRU | W75040-B21-D80 | 1901216-001 | 22 | 1 | 1BCB |  |  | EGTL1-SEA-INS-SC-200151 |  |  |  |  | 40975 | 45540 |  |  |  | -1 | 1
12832 | 29200000TL | 03483 | EG1005009 | P | 58015401 | 58 | EGTL Spares | Mtce | 14 | 14Z | TRANSMITTER: PRESSURE | INPUT,4-20 MA OUTPUT,4 BAR | FOR SG900 SARASOTA SPECIFIC GRAVITY ANALYZER TAG: 150-AT-0005 | EA | 1 | 0 | 0 | NO | 3593.6943 | 557956.97 | THERMO ELECTRON CORPORATI | ZV70-0102B | ZV70-0102B | 05,22 | 1 | 1BCB |  |  | EGTL1-SEA-INS-SC-502151 |  |  |  |  | 40914
12833 | 29200000TL | 03483 | EG1005008 | P | 58015409 | 58 | EGTL Spares | Mtce | 51 | 51Z | HEATER | ANALYZER | FOR SG900 SARASOTA SPECIFIC GRAVITY ANALYZER TAG: 150-AT-0005 | EA | 2 | 0 | 0 | NO | 3313.8759 | 514631.9543 | THERMO ELECTRON CORPORATI | ZV90-0020 | ZV90-0020 | 22 | 1 | 1BCB | 2CBC |  | EGTL1-SEA-INS-SC-502151 |  |  |  |  | 40914 | 41476 | 41547
12834 | 29200000TL | 03483 | EG1003014 | P | 58015411 | 58 | EGTL Spares | Mtce | 14 | 14Z | REGULATOR | ANALYZER | FLOW CONTROL VALVE FOR SG900 SARASOTA SPECIFIC GRAVITY ANALYZER TAG: 150-AT-0005 | EA | 2 | 1 | 2 | NO | 1682.5 | 512321.25 | THERMO ELECTRON CORPORATI | ZV70-0104 | ZV70-0104 | 01,10,22 | 1 | 1BCB | 2CBC |  | EGTL1-SEA-INS-SC-502151 |  |  |  |  | 40914 | 42485 | 42639
12835 | 29200000TL | 03483 | EG1005002 | P | 58015419 | 58 | EGTL Spares | Mtce | 67 | 67B | SPARKING: FLASH POINT | ANALYZER | Welding - Supplies : TAG: 150 AT 0010 | EA | 2 | 0 | 0 | NO | 458.3639 | 71161.0017 | PRECISION SCIENTIFIC | 297022 | 297022 | 22 | 1 | 1BCB |  |  | EGTL1-SEA-INS-SC-500653 |  |  |  |  | 40914 |  | 41442
12836 | 29200000TL | 03483 | EG1005003 | P | 58015436 | 58 | EGTL Spares | Mtce | 34 | 34A | CUP: FLASH ASSEMBLY | FOR FLASH POINT ANALYZER | Laboratory - Analytical Instruments : TAG: 150 AT 0010 | AS | 2 | 0 | 0 | NO | 9415.6741 | 1461783.4047 | PRECISION SCIENTIFIC | VFS-P19B | 581460 | 01,22 | 1 |  |  |  | EGTL1-SEA-INS-SC-500653 |  |  |  |  | 40914 |  | 41442
12837 | 29200000TL | 03483 | EG1005002 | P | 58015458 | 58 | EGTL Spares | Mtce | 34 | 34A | RTD:BATH | 100 OHM 1/8IN X 2, STAINLESS | Laboratory - Analytical Instruments : STEEL FOR COLD FILTER PLUG POINT ANALYZER. TAG: 150 AT 0011 | EA | 3 | 0 | 0 | NO | 1516.8791 | 235419.64 | PRECISION SCIENTIFIC | 238711 | 238711 | 22 | 1 | 1BCB |  |  | EGTL1-SEA-INS-SC-500653 |  |  |  |  | 40914
12838 | 29200000TL | 03483 | EG1005003 | P | 58015466 | 58 | EGTL Spares | Mtce | 70 | 70A | BATH HEATER CFPP | CARTRIDGE HEATER 25 WATT | Furnaces / Heaters & Associated Parts : BATH CARTRIDGE HEATER 25 WATT (4 REQUIRED) FOR COLD FILTER PLUG POINT ANALYZER. TAG: 150 AT 0011 P/N 576578 MANUFRACTURER: PAC, 2340 S ARLINGTON HEIGHTS ROAD, SUITE 512, ARLINGTON HEIGHTS, ILLINOIS, 60005, USA | EA | 8 | 0 | 0 | NO | 437.7414 | 67959.3457 | PRECISION SCIENTIFIC | 576578 | 576578 | 22 | 1 | 1BCB |  |  | EGTL1-SEA-INS-SC-500653 |  |  |  |  | 40914 |  | 41442
12839 | 29200000TL | 03483 | EG1005009 | P | 58015470 | 58 | EGTL Spares | Mtce | 66 | 66Z | VALVE: SOLENOID CFPP | 24VDC 4W | Valve-Other : FOR COLD FILTER PLUG POINT ANALYZER. TAG: 150 AT 0011 | EA | 1 | 0 | 0 | NO | 900.5219 | 139761 | PRECISION SCIENTIFIC | 297061 | 297061 | 02,22 | 1 | 1BCB |  |  | EGTL1-SEA-INS-SC-500653 |  |  |  |  | 40914 | 42147
12840 | 29200000TL | 03483 | EG1005002 | P | 58015477 | 58 | EGTL Spares | Mtce | 51 | 51Z | POWER SUPPLY: PAMS | AGAR ANAL | Electric-Other : FOR H2O IN HYDROCARBONS ANALYZER. TAG: 183 AT 0001 & 183 AT 0002 | EA | 2 | 1 | 2 | NO | 3345.6463 | 519445.05 | AGAR CORPORATION INC. | S0-0126-02&S0-0107-02 | S0-0126-02&S0-0107-02 | 01,10,22 | 1 | 1BCB |  |  | EGTL1-SEA-INS-SC-834051 |  |  |  |  | 40914
12841 | 29200000TL | 03483 | EG1005003 | P | 58015485 | 58 | EGTL Spares | Mtce | 11 | 11Z | BARRIER: ID, SAFETY SET | FOR H2O IN HYDROCARBONS | Computer Hardware - Peripherals : ANALYZER. TAG: 183 AT 0001 & 183 AT 0002 | EA | 2 | 0 | 0 | NO | 1350.2609 | 209641.5 | AGAR CORPORATION INC. | H2-0004/H2-0010 | H2-0004/H2-0010 | 22 | 1 | 1BCB |  |  | EGTL1-SEA-INS-SC-834051 |  |  |  |  | 40914 | 42868
12842 | 29200000TL | 03483 | EG1005003 | P | 58015486 | 58 | EGTL Spares | Mtce | 11 | 11Z | BARRIER | RTD REPEATER | Computer Hardware - Peripherals : FOR H2O IN HYDROCARBONS ANALYZER. TAG: 183 AT 0001 & 183 AT 0002 | EA | 2 | 0 | 0 | NO | 3091.5973 | 480001.39 | AGAR CORPORATION INC. | H2-0039 | H2-0039 | 22 | 1 | 1BCB | 2CBC |  | EGTL1-SEA-INS-SC-834051 |  |  |  |  | 40914
12843 | 29200000TL | 03483 | EG1005010 | P | 58015518 | 58 | EGTL Spares | Mtce | 54 | 54D | LAMP | UV O-RINGS | *OBS*GS&P-O-Rings : FOR TOC ANALYZER. | EA | 10 | 0 | 0 | NO | 40.0077 | 6211.6 | TELEDYNE | O395 | O00395 | 01,22 | 1 | 1BCB | 1BCB |  | EGTL1-SEA-INS-SC-740753 |  |  |  |  | 40914
12844 | 29200000TL | 03483 | EG1028015 | S | 58015523 | 58 | EGTL Spares | Mtce | 51 | 51Z | TIE: CABLE WHITE | IN PACKS OF 100 | Electric-Other : | PK | 3 | 0 | 0 | NO | 196.1244 | 31804.4667 | TELEDYNE | CP2619 | CP02619 | 22 | 1 | 1BCB |  |  | EGTL1-SEA-INS-SC-740753 |  |  |  | PPNL020 | 40914 | 43933 | 41946
12845 | 29200000TL | 03483 | EG1005012 | P | 58015542 | 58 | EGTL Spares | Mtce | 14 | 14Z | WINDOW | REAR SAMPLE CHAMBER | Instruments - Other & Parts : &quot;120-AT-2126, 130-AT-1005, 130-AT-2005 PICTURE OF PART AVAILABLE AT HTTP://WWW.GALVANIC.COM/PARTS/MC0406&quot; | EA | 7 | 0 | 0 | NO | 86.0499 | 13354.94 | GALVANIC APPLIED SCIENCES | MC0406 |  | 22 | 1 | 1BCB | 2CBC |  | EGTL1-SEA-INS-SC-200151 |  |  |  |  | 40914 | 45279 | [5 empty] | -3 | 3
12846 | 29300000TL | 03483 | EG1004001 | P | 58015546 | 58 | EGTL Spares | Mtce | 11 | 11Z | BOARD: MOTHER & POWER SUPPLY | ASSEMBLY | Computer Hardware - Peripherals : FOR SULFUR ANALYZER | AS | 3 | 2 | 3 | YES | 98.4 | 151403.16 | GALVANIC APPLIED SCIENCES | PT1373 |  | 01,10,22 | 1 | 1BCB |  |  | EGTL1-SEA-INS-SC-200151 |  |  |  |  | 43770 |  | 45414
12847 | 29200000TL | 03483 | EG1005015 | P | 58015549 | 58 | EGTL Spares | Mtce | 11 | 11Z | KEYPAD: HAND HELD ASSEMBLY | REMOTE | Computer Hardware - Peripherals : FOR SULFUR (H2S) ANALYZER; PART AVAILABLE AT HTTP://WWW.GALVANIC.COM/PARTS/SA114" | EA | 9 | 0 | 0 | NO | 2265.3115 | 691267.7546 | GALVANIC APPLIED SCIENCES | SA1141 | SA1141 | 01,22 | 1 | 1BCB |  |  | EGTL1-SEA-INS-SC-200151 |  |  |  |  | 40914 | 45159 | 43779 |  |  |  |  | -1 | 1
12848 | 29200000TL | 03483 | EG1005013 | P | 58015555 | 58 | EGTL Spares | Mtce | 14 | 14A | SENSOR | ASSEMBLY H2S ANALYZER | Analyzers & Monitors : PICTURE OF PART AVAILABLE AT HTTP://WWW.GALVANIC.COM/ PART NUMBER SA1371 REPLACED WITH PART NUMBER SA1371I | EA | 1 | 0 | 0 | NO | 1445.2567 | 383009.7717 | GALVANIC APPLIED SCIENCES | SA1371I |  | 01,22 | 1 | 1BCB | 2CBC |  | EGTL1-SEA-INS-SC-200151 |  |  |  | BENL1555 | 40914 | 45684 | 43529 | -1 | 1
12849 | 29200000TL | 03483 | EG1005015 | P | 58015573 | 58 | EGTL Spares | Mtce | 09 | 09N | SOLUTION:ELECTROLYTE REFILL | 500 ML, FOR 3200 HP REFERENCE | Miscellaneous Gases:SOLUTION | BT | 13 | 3 | 5 | NO | 167.7778 | 39653.8222 | ROSEMOUNT ANALYTICAL | 921039 | 9210391 | 22 | 1 | 1BCB |  |  | EGTL1-SEA-INS-SC-722551 |  |  |  |  | 40914 | 44891 | 43580
12850 | 29200000TL | 03483 | EG1005010 | P | 58015576 | 58 | EGTL Spares | Mtce | 51 | 51D | CABLE: MEASURING | FOR CHLORINE ANALYZER | Electric Components - Wire / Cable : TOP68-PLUG HEAD IP68 MEMA6 1 ELECTRODE PLUG SERIAL NUMBER D402DD05KB0 | EA | 2 | 0 | 0 | NO | 441.0852 | 68482.89 | ENDRESS & HAUSER | CPK9-NAZ1A |  | 01,10,22 | 1 | 1BCB |  |  | EGTL1-SEA-INS-SC-740751 |  |  |  |  | 40914
12851 | 29200000TL | 03483 | EG1005012 | P | 58015581 | 58 | EGTL Spares | Mtce | 34 | 34A | ASSEMBLY | FLOWFIT-W | Laboratory - Analytical Instruments : FOR CHLORINE ANALYZER. | EA | 2 | 0 | 0 | NO | 914.9679 | 213104.05 | ENDRESS & HAUSER | CCA250-B0 | CCA250-B0 | 01,22 | 1 | 1BCB | 2CBC |  | EGTL1-SEA-INS-SC-740751 |  |  |  |  | 40914 | 42981 | 43430
12852 | 29200000TL | 03483 | EG1005004 | P | 58015582 | 58 | EGTL Spares | Mtce | 09 | 09N | SENSOR: CHLORINE CELL | MEASURING | Miscellaneous Gases:FOR CHLORINE ANALYZER | EA | 1 | 1 | 2 | NO | 1839.3553 | 285578.31 | ENDRESS & HAUSER | CCS140-N | CCS140-N | 01,22 | 1 | 1BCB |  |  | EGTL1-SEA-INS-SC-740751 |  |  |  |  | 40914 | 43690
12853 | 29200000TL | 03483 | EG1005009 | P | 58015583 | 58 | EGTL Spares | Mtce | 51 | 51D | CABLE:PH MEASURING,15 FT,DBL | ANALYZER | Electric Components - Wire / Cable : SHIELDED PVC SHEATH,PM WIRE EXTERNALLY WITH FLAT CONNECTOR, 171-AT-0202, FOR ELECTRODES WITH TOP 68 (ESA) CONNECTOR. THE INTEGRATED CPK9 CABLE IS A DOUBLE SHIELDED, SHEATHED CABLE OPTIMIZED TO REDUCE TRA | EA | 2 | 0 | 0 | NO | 441.0852 | 68482.89 | ENDRESS & HAUSER | CPK9-NAZ1A | CPK9-NAZ1A | 01,10,22 | 1 | 1BCB |  |  | EGTL1-SEA-INS-SC-740751 |  |  |  |  | 40914
12854 | 29200000TL | 03483 | EG1029006 | S | 58015584 | 58 | EGTL Spares | Mtce | 66 | 66S | VALVE:SOLENOID,120V 60HZ,BODY | 2-WAY,100PSI, 52K8DGM ANALYZER | Valve - On/Off, solenoid, actuated :120/60 120-AX-2122/3/4/5/6, 130-AX-1005, 130-AX-2005 | EA | 4 | 0 | 0 | NO | 277.779 | 43127.965 | KIN-TEK | 37-1010 | 37-1010 | 02,22 | 1 | 1BCB |  |  | EGTL1-SEA-INS-SC-200151 |  |  |  |  | 40914 | 42274 | 41481
12855 | 29200000TL | 03483 | EG1005011 | P | 58015593 | 58 | EGTL Spares | Mtce | 53 | 53Z | ADAPTER: ANALYZER | COATED SS 57H/LFH, SPECIFY | Fittings - Tube :57H/LFH FOR PERMEATION SYSTEM IN SULFUR ANALYZER TAG 120-AT-1126, 2126, 130-AT-1005, 2005, | EA | 4 | 0 | 0 | NO | 409.5 | 124692.75 | KIN-TEK | 71-050-SS | 71-050-SS | 01,22 | 1 | 1BCB | 1BBB |  | EGTL1-SEA-INS-SC-200151 |  |  |  |  | 40914 | 42605 | 42643
12856 | 29200000TL | 03483 | EG1001008 | P | 58015680 | 58 | EGTL Spares | Mtce | 14 | 14Z | SWITCH: PRESSURE,120 VAC | PHOTOHELIC,50/60 HZ,1/8 IN NPT | Instruments - Other & Parts : &quot;FEMALE,20 - 120 °F RANGE, ELECTRIC COMPONENT, 110-XF-201 MAN PART NO: 8PP-47835-01 (OR 4783501) FOR INLET AIR FILTERS&quot; | EA | 2 | 0 | 0 | NO | 80.5199 | 12500.72 | DONALDSON | 4783501 | 4783501 | 01,10,22 | 1 | 3CCA |  |  | 3EA-AE17685-01 |  |  |  |  | 40914
12857 | 29200000TL | 03483 | EG1001009 | P | 58015681 | 58 | EGTL Spares | Mtce | 11 | 11G | BOARD: PRINTED CIRCUIT | PROGRAM CARD,INLET AIR FILTERS | Computer Hardware - EPOS : &quot;ELECTRIC COMPONENT, 110-XF-201 MAN PART NO: P15-6458 (OR P156458)&quot; | EA | 2 | 0 | 0 | NO | 1988.6393 | 568402.1053 | DONALDSON | P156458 | P156458 | 01,10,22 | 1 | 3CCA |  |  | 3EA-AE17685-01 |  |  |  |  | 40914 | 43316 | 43601
12858 | 29200000TL | 03483 | EG1005014 | P | 58015718 | 58 | EGTL Spares | Mtce | 51 | 51Z | SWITCH:VIBRATION,DPDT,120 VAC | 15 AMPA,1PH,60HZ,NO-NC,BRACKET | Electric-Other : MOUNT, VIBRATION SWITCH 1629-6821-00-A01, PLUS ADAPTER M/F 3/4 IN NPT X 1/2 IN NPT | EA | 1 | 0 | 0 | NO | 450 | 69862.5 | BTT | 1629-6821-00-A01 |  | 01,10,22 | 1 | 2BAB |  |  | 1629 A01 6077 |  |  |  |  | 40914
12859 | 29200000TL | 03483 | EG1004016 | P | 58015719 | 58 | EGTL Spares | Mtce | 14 | 14C | METER:DIGITAL INCLINOMETER | HAND-HELD 24X2.3IN (600X60)MM | PROFESSIONAL, ROBUST ALUMINIUM HOUSING, DIMENSION 600MM X 60MM, DIGTAL DISPLAY READING, INCLUDING BATTERY 1X9V6LR61 (BLOCK) WITH PROTECTIVE BAG. OLD PART NUMBER 0601014000 | EA | 2 | 0 | 0 | NO | 553.66 | 169221.147 | BOSCH | 0601076900 |  | 01,10,22 | 1 | 2BAB | [5 empty] | DNM 60 L |  | 41335 | 43429 | 43611
12860 | 29300000TL | 03483 | EG1002003 | P | 58015822 | 58 | EGTL Spares | Mtce | 56 | 56Z | SWITCH: PUSHBUTTON | EMERGENCY STOP | *OBS*Safety-Other : 2 POSITION PUSH-PULL/TWIST RELEASE MUSHROOM HEAD, MINIMUM 24V, 24MA,PUSH / PULL / TWIST, PUSH, 1NO-1NCLB, RED, NEMA 4, 4X, 13 ENCLOSURE, PANEL MOUNT, ITEM 101, EGTL1-APC-MEC-BM-100002 | EA | 2 | 1 | 2 | YES | 118.75 | 45066.4137 | ALLEN BRADLEY | 800H-FRXT6A1 |  | 01,10 | 1 | 2CAC | 2BBB |  | SEE ADDITIONAL INFO |  |  |  |  | 43901 |  | 44272
12861 | 29200000TL | 03483 | EG1004015 | P | 58015824 | 58 | EGTL Spares | Mtce | 14 | 14Z | TRANSMITTER: SPEED SWITCH | W/2-SPEED PROBE REV:0 & REV:1 | DYNALCO CONTROLS TRANSMITTER SPEED MODEL SST2200A, PART NUMBER SST2200A-84C, RANGE 0-1000, WITH 2-SWITCH PROBE REV: 0 PART NO: 124435 & REV: 1 PART NO: D0000085100-02 SWITCH FIELD-SELECTABLE FROM 0?80 HZ TO 0?20 KHZ INPUT, 4-20 MA OUPUT OR 0-5 VDC OR 0-10 | EA | 1 | 0 | 0 | NO | 2066.6767 | 633301.6029 | DYNALCO CONTROLS | SST2200A-84C |  | 05,22 | 1 | 1AXX | 1AXX |  | EGTL1-APC-INS-DS-100002 |  |  | SST2200A |  | 40975 | 45578 | 43686 |  |  | -1 | 1 | -1 | 1
12862 | 29200000TL | 03483 | EG1001018 | P | 58015846 | 58 | EGTL Spares | Mtce | 50 | 50Z | BEARING: BALL ELECTRIC MOTOR | NDE,SINGLE ROW,35MM ID,72MM OD | Bearings & Accessories - All :"17MM WD,6207 SERIES,DEEP GROOVE,6MICROMETER,STEEL CAGE, SINGLE ROW CONRAD OPEN SERIES: 6207 BOUNDARY DIMENSIONS IN ACCORDANCE WITH ISO 15-1998 (VENT GAS KNOCKOUT DRUM PUMP)" | PC | 3 | 0 | 0 | NO | 221.9175 | 62024.2275 | RELIANCE | 416821-3H | JDE58018380 | 01,21,22 | 1 | 2CAC | 1BBB | [6 empty] | 41364 | 44753 | 43221
12863 | 29300000TL | 03483 | EG1001014 | P | 58015951 | 58 | EGTL Spares | Mtce | 87 | 87B | RING: WEAR,ASTM A743 GR CA40 | IMPELLER | Engines - Parts : API CENTRIFUGAL PUMPS | PC | 1 | 0 | 1 | YES | 4085.35 | 6058653.4185 | SULZER | 642775925M3953Z0 | 642775925M3953Z0 | 01,22 | 1 | 3 |  |  | CS056919401 |  |  |  |  | 43770 |  | 45387
12864 | 29300000TL | 03483 | EG1001014 | P | 58016040 | 58 | EGTL Spares | Mtce | 50 | 50Z | BEARING | SLEEVE BUSHING | Bearings & Accessories - All :&quot;EGTL1-SLZ-MEC-DS-300401, ASM, MISC 130-PC-108/208 A-M/B-M/C-M; API CENTRIFUGAL PUMP&quot; | EA | 1 | 0 | 1 | YES | 17374.8243 | 26918641.555 | SULZER | 54-354-008-501 | MOT102726300001 | 01,21,22 | 1 | 2CAC | 2BBB |  | 54410408401 |  |  |  |  | 43770 | 45853 | 45387 | 0 | 4
12865 | 29200000TL | 03483 | EG1029001 | S | 58016089 | 58 | EGTL Spares | Mtce | 51 | 51Z | SWITCH | LIMIT 500V / 6 AMP | Electric-Other : STOP, ROTARY ARM,1NO+1NC, IP66 / IP67 ENCLOSURE, TELEMEC EEX D, N/A, STOP LIMIT SWITCH; XP145 BATTERY ROOM, XP245 BATTERY ROOM, STOP | EA | 2 | 0 | 0 | NO | 188.9146 | 29344.14 | TELEMECANIQUE | PT NO XCW--A115 C/W3 | PT NO XCW--A115 C/W3 | 01,10,22 | 1 | 1CCA | 2CBC |  | 10469-1-19 O&M MANUAL |  |  |  |  | 40975
12866 | 29200000TL | 03483 | EG1005003 | P | 58016095 | 58 | EGTL Spares | Mtce | 51 | 51B | LIGHT | EMERGENCY, 8W WHITE | Electric Components - Lighting : SUPPLIER IS ORBIK; PART NUMBER MAY BE ED8/NM3/E OR ED8/M3/E; NM MAY MEAN NO MERCURY, XP-145/245 CONTROL ROOM | EA | 2 | 0 | 0 | NO | 68.0256 | 12168.145 | SPEL | SPEL ED8/E3. 8W | SPEL ED8/E3. 8W | 01,10,22 | 1 | 1CCA | 2CBC |  | 10469-1-19 O&M MANUAL |  |  |  |  | 40975 |  | 42040
12867 | 29200000TL | 03483 | EG1001019 | P | 58016098 | 58 | EGTL Spares | Mtce | 51 | 51C | FUSE: 63A, 415V, 80 KA IR | 22.2 MM OD X 85.8 MM LENGTH | Electric Components - Motor / Generator :HRC FUSE LINK, CLIP,COMPOSITE, TYPE GG, N/A, XP145-CONTROL ROOM, XP245 CONTROL ROOM | EA | 10 | 0 | 0 | NO | 11.3502 | 1762.12 |  | 80KA BS88 TIS63 | 80KA BS88 TIS63 | 01,22 | 1 | 1CCA |  |  | 10469-1-19 O&M MANUAL |  |  |  |  | 40975
12868 | 29200000TL | 03483 | EG1029003 | S | 58016115 | 58 | EGTL Spares | Mtce | 56 | 56Z | SCREW | TAMPER PROOF, 30 MM LG | Fasteners / Hardware : SYSTEM ZERO TAMPER RESISTANT MACHINE SCREW,STL,M5X30. ONE BAG OF 100 | EA | 2 | 0 | 0 | NO | 351.8562 | 58917.035 | SYSTEM ZERO | M6X6.0XZE6X12.0X4.2X13.0 | 300-54-0016 | 02,21,22 | 1 | 1CCA | 2CBC |  | ALL HVAC UNITS |  |  | M6X6.0XZE6X12.0X4.2X13.0 |  | 40975 |  | 42050
12869 | 29300000TL | 03483 | EG1003021 | P | 58016123 | 58 | EGTL Spares | Mtce | 51 | 51Z | POWERFLEX VFD | VFD FOR ASU HVAC UNIT | Electric-Other : "XP145 BATTERY ROOM, XP245 BATTERY ROOM ALLEN BRADLEY POWERFLEX4. CAT NO:22A-D2P3N104. MOTOR RATING:0.75KW/1HP SERIAL NO:AD2P3NOW9470081 INPUT: 3 PHASE,380-480V, 48-63HZ AC VOLTAGE RANGE: 342-528 AMPS: 3.2 OUTPUT : 3 PHASE, 0-460 CONTINUO | EA | 2 | 1 | 2 | YES | 786.55 | 362143.351 | ALLEN BRADLEY | 22A-D2P3N104 |  | 22 | 1 | 1CCA | 0AAA | [6 empty] | 43770 |  | 44993
12870 | 29200000TL | 03483 | EG1029003 | S | 58016134 | 58 | EGTL Spares | Mtce | 51 | 51C | FUSE: FASTBLOW 10A 500VAC | RAIL AIR SEPERATION UNIT | Electric Components - Motor / Generator :10X38MM, 500 VAC, CERAMIC, APPLICATION CATEGORY :aM.XP145-CONTROL ROOM, XP145 ANALYSER ROOM, XP145 BATTERY ROOM, XP245 CONTROL ROOM, XP245 ANALYSER ROOM, XP245 BATTERY ROOM | EA | 20 | 0 | 0 | NO | 14.3935 | 2235.74 | MERSEN | Y211552J |  | 01,22 | 1 | 1CCA |  |  | 10469-1-11-14 |  |  | FR10AM50V10 |  | 41003 | 45981 |  | -10 | 1
12871 | 29200000TL | 03483 | EG1029003 | S | 58016135 | 58 | EGTL Spares | Mtce | 51 | 51C | FUSE:FASTBLOW,4A,24VDC,RAIL | AIR SEPERATION UNIT | Electric Components - Motor / Generator :CYCLINDRICAL FUSE-LINKS,Gg,10x38,500V.CONT, XP145-CONTROL ROOM, XP145 ANALYSER ROOM, XP145 BATTERY ROOM, XP245 CONTROL ROOM, XP245 ANALYSER ROOM, XP245 BATTERY ROOM | EA | 55 | 0 | 0 | NO | 16.493 | 2386.0016 | ETI SYSTEM | 002620003 |  | 01,22 | 1 | 1CCA |  |  | 10469-1-11-14 |  |  |  |  | 41003 | 42941
12872 | 29300000TL | 03483 | EG1004010 | P | 58016181 | 58 | EGTL Spares | Mtce | 14 | 14H | GAUGE:PRESSURE RANGE:0-400 | PSIG DIAL SIZE:3 1/2 INCH DIAL | 135-PI-0246 | EA | 2 | 1 | 2 | YES | 246.13 | 100822.2319 | ASHCROFT |  | SEE ADDITIONAL INFO | 05,22 | 1 | 1BAB | 2BBB |  | PG-862-2102 |  |  |  |  | 43871 |  | 44331
12873 | 29300000TL | 03483 | EG1004002 | P | 58016188 | 58 | EGTL Spares | Mtce | 14 | 14Z | GAUGE: PRESSURE 0-300 PSI | 4 IN DIA DIAL, 14 IN NPT | *OBS*Gage&Parts-Pres : 316 SS CASE, 316 SS TUBE, 316 SS, BOTTOM, BOTTOM CONNECTION BACK FLANGE MOUNT, NON FILLED, WIKA - 2828-234543, 183-XP-011 | EA | 1 | 0 | 1 | YES | 500 | 792525 | WIKA INSTRUMENTS | 234543 | 2828-234543 | 05,22 | 1 | 2CBB | 2CBB |  | EGTL1-DTD-PRO-EL-830129 |  |  |  |  | 43770 |  | 45694
12874 | 29200000TL | 03483 | EG1003020 | P | 58016399 | 58 | EGTL Spares | Mtce | 66 | 66P | KIT:REPAIR, REGULATOR | FOR FISCAL METERING SKID | Valve-Regulators : CONTAINS (4) PAN HD MACHINE SCREW,(1) O-RING,(1) FILTER GASKET,(1) DIAPHRAGM ASSY,(1) VALVE CART ASSY,(1) THRUST WASHER,(1) ALL BODY FILTER ELEMENT, CONTAINING:SCREW,MACH,PAN HEAD (PART NUMBER:T13526T0042 QT | EA | 8 | 2 | 4 | NO | 233.0003 | 36173.25 | FISHER | R67CFSRX012 | 116-BHH-300 | 01 | 1 | 2AAB | 1BBB | [6 empty] | 41447
12875 | 29200000TL | 03483 | EG1005016 | P | 58016409 | 58 | EGTL Spares | Mtce | 54 | 54A | GASKET:VITON,ROUND | FISCAL METERING SKID | Gaskets : FREQUENCY OPTION | EA | 8 | 0 | 0 | NO | 82.1888 | 24392.9424 | MICROMOTION | 78353710A |  | 01,22 | 1 | 1AXX |  |  | EGTL1-DAN-INS-GA-830012 |  |  |  |  | 41003
12876 | 29200000TL | 03483 | EG1005017 | P | 58016439 | 58 | EGTL Spares | Mtce | 14 | 14Z | COMPUTER:P148 DUAL PULSE | MEZZANINE FLOW | Instruments - Other & Parts : &quot;MODEL S600; P148 DUAL PULSE MEZZANINE ELECTRONICS 183-FQIC-0502, 183-FQIC-0503&quot; | EA | 2 | 0 | 0 | NO | 240.0155 | 37260 | EMERSON ROSEMOUNT | 7181483 |  | 22 | 1 | 2AAB |  |  | EGTL1-DAN-ELE-ED-830211 |  |  |  |  | 41003
12877 | 29200000TL | 03483 | EG1005017 | P | 58016440 | 58 | EGTL Spares | Mtce | 14 | 14Z | BOARD: PRINTED CIRCUIT | DUAL ETHERNET ASSEMBLY | Instruments - Other & Parts : MODEL S600; P148 P190, ELECTRONICS, 183-FQIC-0502, 183-FQIC-0503, ASSY, MODEL S600; P148 P190, ELECTRONICS, 183-FQIC-0502, 183-FQIC-0503 | EA | 2 | 0 | 0 | NO | 990.0638 | 153697.5 | EMERSON ROSEMOUNT | 7281900 |  | 01,22 | 1 | 2AAB |  |  | EGTL1-DAN-ELE-ED-830211 |  |  |  |  | 41003
12878 | 29200000TL | 03483 | EG1005017 | P | 58016441 | 58 | EGTL Spares | Mtce | 14 | 14Z | DISPLAY:FRONT PANEL,20-30 VDC | GRAPHIC DISPLAY | Instruments - Other & Parts : LCD 128 X 64 PIXEL READOUT, MODEL S600; P148 P153, KEYBOARD, ELECTRONICS, 183-FQIC-0502, 183-FQIC-0503, MODEL S600; P148 P153, KEYBOARD, ELECTRONICS, 183-FQIC-0502, 183-FQIC-0503 | EA | 2 | 0 | 0 | NO | 1132.0729 | 175743 | EMERSON ROSEMOUNT | 7181530 |  | 01,10,22 | 1 | 2AAB |  |  | EGTL1-DAN-ELE-ED-830211 |  |  |  |  | 41003
12879 | 29200000TL | 03483 | EG1005017 | P | 58016444 | 58 | EGTL Spares | Mtce | 14 | 14Z | BOARD: PRINTED CIRCUIT | P152 ELECTRONICS | Instruments - Other & Parts : 183-FQIC-0502, 183-FQIC-0503; MODEL S600 | EA | 2 | 0 | 0 | NO | 6058.3902 | 940504.5 | EMERSON ROSEMOUNT | 7281520 | DKME-2702-01-07 | 01,22 | 1 | 2AAB | [7 empty] | 41360
12880 | 29200000TL | 03483 | EG1003011 | P | 58016459 | 58 | EGTL Spares | Mtce | 14 | 14Z | GAUGE: PRESSURE 0-40 BAR | 160MM DIAL, 1/2 IN FNPT | *OBS*Gage&Parts-Pres : SS CASE, SS TUBE, WITH 2-VALVE MANIFOLD MOUNT, GLYCERIN FILLED, SERIES 111.10, 160-KV-0724, 160-KV-0734, 160-KV-0744, 160-KV-0754 | PC | 2 | 0 | 0 | NO | 5.5899 | 8369.77 | MAPAG VALVES | 430174 | 430174 | 05,22 | 1 | 1BAB | 1BAB |  | 476994, 477015, 476961 |  |  |  |  | 40914 | 45950 |  | -2 | 5 | 0 | 3 | -1 | 1
12881 | 29200000TL | 03483 | EG1003010 | P | 58016467 | 58 | EGTL Spares | Mtce | 56 | 56Z | SCREW: METRIC, 1.4571 LG | A4-80 | *OBS*Fastener-BottWa : 160-KV-0725, 160-KV-0735,160-KV-0745, 160-KV-0755,160-KV-0765, 160-KV-0716, 160-KV-0726 | PC | 10 | 0 | 0 | NO | 3.1948 | 495.99 | MAPAG VALVES | 455420 | 455420 | 02,21,22 | 1 | 1BAB | 1BAB |  | 462798, 466132, 462814 |  |  |  |  | 40914 | 45162 | [5 empty] | -2 | 1
12882 | 29200000TL | 03483 | EG1003011 | P | 58016471 | 58 | EGTL Spares | Mtce | 66 | 66Z | KIT | REPAIR, | CONTAINS 606-612 OF ACTUATOR PARTS LIST, POS.615 OF ACTUATOR PARTS LIST, POS 606-612, POS 615, 160-KV-0731, 160-KV-0741This is the repair Kit for double acting actuator with P/N F120/10-K | EA | 1 | 0 | 0 | NO | 1212.7237 | 321725.4776 | MAPAG VALVES | 423161 | 423161 | 01,22 | 1 | 1AXX | 1BBB |  | 431142 |  |  |  |  | 40914 | 45287 | 43381 |  |  |  |  | -1 | 1
12883 | 29300000TL | 03483 | EG1003010 | P | 58016486 | 58 | EGTL Spares | Mtce | 66 | 66S | KIT: REPAIR, FOR ACTUATOR | PSA PACKAGE 160 XP001 | Valve - Actuator & Positioner: CONTAINS POS.606-612 OF PARTS LIST,POS. 628 OF PARTS LIST, POS 606-612, 628, 160-KV-0722, 160-KV-0732, 160-KV-0742, 160-KV-0752 | EA | 3 | 0 | 1 | YES | 1290.26 | 1882540.9504 | MAPAG VALVES | 423160 | 423160 | 01,22 | 1 |  | 1BBB |  | 424566 |  |  |  |  | 43770 |  | 45903
12884 | 29200000TL | 03483 | EG1003008 | P | 58016491 | 58 | EGTL Spares | Mtce | 54 | 54A | RING: RETAINING 1.4571 | PSA PACKAGE 160 XP001 | Gaskets : 160-KV-0724, 160-KV-0734, 160-KV-0744, 160-KV-0754, 160-KV-0764, 160-KV-0724 | EA | 4 | 0 | 0 | NO | 771.9131 | 119825.38 | MAPAG VALVES | 277855 | 277855 | 01,22 | 1 | 1BAB |  |  | 456243 |  |  |  |  | 40914 |  | 41599
12885 | 29200000TL | 03483 | EG1003008 | P | 58016492 | 58 | EGTL Spares | Mtce | 54 | 54A | ELEMENT: SEALING | FKM 90 SHORE | Gaskets : 160-KV-0724, 160-KV-0734, 160-KV-0744, 160-KV-0754, 160-KV-0764, 160-KV-0724 | PC | 3 | 2 | 4 | NO | 1810.8257 | 383043.746 | MAPAG VALVES | 455455 | 455455 | 01,22 | 1 | 1BAB |  |  | 456243 |  |  |  |  | 40914 | 42650 | 42915
12886 | 29200000TL | 03483 | EG1003011 | P | 58016493 | 58 | EGTL Spares | Mtce | 50 | 50Z | BEARING: SLEEVE THRUST | DU LINED, | Bearings & Accessories - All :160-KV-0724, 160-KV-0734, 160-KV-0744, 160-KV-0754, 160-KV-0764, 160-KV-0724 | PC | 6 | 0 | 0 | NO | 342.5344 | 53172.3331 | MAPAG VALVES | 411726 | 411726 | 01,21,22 | 1 | 1BAB |  |  | 456243 |  |  |  |  | 40914 |  | 41598
12887 | 29200000TL | 03483 | EG1003011 | P | 58016494 | 58 | EGTL Spares | Mtce | 54 | 54A | O-RING: FKM | PSA PACKAGE 160 XP001 | Gaskets : 160-KV-0724, 160-KV-0734, 160-KV-0744, 160-KV-0754, 160-KV-0764, 160-KV-0724 | EA | 2 | 0 | 0 | NO | 262.5841 | 40761.1633 | MAPAG VALVES | 276492 | 276492 | 01,22 | 1 | 1BAB | 1BBB |  | 456243 |  |  |  |  | 40914 | 45147 | 41599 |  |  |  |  | -1 | 1
12888 | 29200000TL | 03483 | EG1003011 | P | 58016495 | 58 | EGTL Spares | Mtce | 50 | 50Z | BEARING: SLEEVE BUSHING | DU LINED | Bearings & Accessories - All :160-KV-0724, 160-KV-0734, 160-KV-0744, 160-KV-0754, 160-KV-0764, 160-KV-0724 | PC | 4 | 0 | 0 | NO | 445.0104 | 69079.8666 | MAPAG VALVES | 277682 | 277682 | 01,21,22 | 1 | 1BAB |  |  | 456243 |  |  |  |  | 40914 |  | 41598
12889 | 29300000TL | 03483 | EG1003011 | P | 58016497 | 58 | EGTL Spares | Mtce | 54 | 54A | O-RING: FKM | PSA PACKAGE 160 XP001 | *OBS*GS&P-O-Rings : 160-KV-0724, 160-KV-0734, 160-KV-0744, 160-KV-0754, 160-KV-0764, 160-KV-0724 | EA | 5 | 0 | 1 | YES | 180.55 | 137382.3005 | MAPAG VALVES | 276489 | 276489 | 01,22 | 1 | 1BAB | 1BBB |  | 456243 |  |  |  |  | 43770 | 45212 | 45065 |  |  |  |  | -3 | 2
12890 | 29200000TL | 03483 | EG1003011 | P | 58016498 | 58 | EGTL Spares | Mtce | 54 | 54A | SEAL | PTFE(TEFLON) | Gaskets : 160-KV-0724, 160-KV-0734, 160-KV-0744, 160-KV-0754, 160-KV-0764, 160-KV-0724Used on Butterfly Valve Monoflanged with Serial # 39251, ID # 5214 and P/N: H0012AC85-300 | EA | 1 | 0 | 0 | NO | 666.5053 | 103462.2967 | MAPAG VALVES | 438625 | 438625 | 01,22 | 1 | 1BAB | 2CBC |  | 456243 |  |  |  |  | 40914 | 44716 | 41599
12891 | 29300000TL | 03483 | EG1003009 | P | 58016499 | 58 | EGTL Spares | Mtce | 76 | 76Z | RING: BACK-UP | PSA PACKAGE 160 XP001 | Pumps-Other : RING,BACK-UP:PTFE, :160-KV-0724, 160-KV-0734, 160-KV-0744, 160-KV-0754, 160-KV-0764, 160-KV-0724, 160-KV-0734, 160-KV-0744, 160-KV-0754, 160-KV-0764Used on Butterfly Valve Monoflanged with Serial # 39251, ID # 5214 and P/N:H0012AC85-300 | PC | 4 | 1 | 2 | YES | 175.21 | 133319.0411 | MAPAG VALVES | 438620 | 428620 | 01,22 | 1 | 1BAB |  |  | 456243 |  |  |  |  | 43770 | 45147 | 45065 |  |  |  |  | -4 | 1
12892 | 29200000TL | 03483 | EG1003008 | P | 58016500 | 58 | EGTL Spares | Mtce | 66 | 66S | KIT: REPAIR, ACTUATOR | PSA PACKAGE 160 XP001 | Valve - Actuator & Positioner: CONTAINS POS. 606-612 OF ACTUATOR PARTS LIST,POS.615 OF ACTUATOR PARTS LIST, POS 606-612, POS 615, 160-KV-0724, 160-KV-0734 | EA | 2 | 0 | 0 | NO | 1215.171 | 188639.1502 | MAPAG VALVES | 423162 | 423162 | 01,22 | 1 | 1BAB | 1BAB |  | 419821 |  |  |  |  | 40914 | 44716 | 41598
12893 | 29200000TL | 03483 | EG1003010 | P | 58016504 | 58 | EGTL Spares | Mtce | 54 | 54A | O-RING | FKM | Gaskets : 160-KV-0725, 160-KV-0735, 160-KV-0745, 160-KV-0755, 160-KV-0765, 160-KV-0716O-ring used on Butterfly valve with P/N: H0003AC85-300 | EA | 4 | 0 | 0 | NO | 261.3542 | 76712.7809 | MAPAG VALVES | 276498 | 276498 | 01,22 | 1 | 1BAB | 2CBC |  | 462798 |  |  |  |  | 40914 | 43632 | 42671
12894 | 29200000TL | 03483 | EG1003010 | P | 58016505 | 58 | EGTL Spares | Mtce | 54 | 54A | RING: RETAINING 1.4571 | PSA PACKAGE 160 XP001 | Gaskets : 60-KV-0725, 160-KV-0735, 160-KV-0745, 160-KV-0755, 160-KV-0765, 160-KV-0716 | PC | 6 | 0 | 0 | NO | 451.5991 | 70103.4178 | MAPAG VALVES | 419297 | 419297 | 01,22 | 1 | 1BAB |  |  | 462798 |  |  |  |  | 40914 | 42610 | 41603
12895 | 29200000TL | 03483 | EG1003010 | P | 58016506 | 58 | EGTL Spares | Mtce | 54 | 54A | ELEMENT: SEALING | FKM 90 SHORE A | Gaskets : 160-KV-0725, 160-KV-0735,160-KV-0745, 160-KV-0755,160-KV-0765, 160-KV-0716Sealing element used on Butterfly Valve with P/N:H0003AC85-300 | PC | 4 | 0 | 0 | NO | 726.5 | 222097.15 | MAPAG VALVES | 455453 | 455453 | 01,22 | 1 | 1BAB |  |  | 462798 |  |  |  |  | 40914 | 43632 | 42699
12896 | 29200000TL | 03483 | EG1003010 | P | 58016507 | 58 | EGTL Spares | Mtce | 50 | 50Z | BEARING: SLEEVE THRUST | DU LINED | Bearings & Accessories - All :160-KV-0725, 160-KV-0735,160-KV-0745, 160-KV-0755,160-KV-0765, 160-KV-0716 | PC | 4 | 0 | 0 | NO | 193.8679 | 54840.4665 | MAPAG VALVES | 277836 | 277836 | 01,21,22 | 1 | 1BAB |  |  | 462798 |  |  |  |  | 40914 | 42610 | 42926
12897 | 29200000TL | 03483 | EG1003010 | P | 58016508 | 58 | EGTL Spares | Mtce | 50 | 50Z | COMPOUND: THRUST BEARING PTFE | PSA PACKAGE 160 XP001 | Bearings & Accessories - All :(Butterfly Valve model number H006AC85-300-monoflange/F120-K/CVS 1920, part number 456317 compound thrust bearing) | PC | 8 | 0 | 0 | NO | 186.4675 | 28945.6849 | LINDE/MAPAG VALVES | 456317 | H006AC85-300- | 01,22 | 1 | 1BAB |  |  | 462798 |  |  | H006AC85-300- |  | 40914 |  | 41697
12898 | 29300000TL | 03483 | EG1003011 | P | 58016509 | 58 | EGTL Spares | Mtce | 54 | 54A | O-RING: FKM | PSA PACKAGE 160 XP001 | *OBS*GS&P-O-Rings : 160-KV-0725, 160-KV-0735, 160-KV-0745, 160-KV-0755, 160-KV-0765, 160-KV-0716 | EA | 5 | 3 | 5 | YES | 94.147 | 42888.2214 | MAPAG VALVES | 276469 | 276469 | 01,22 | 1 | 1BAB | 1BBB |  | 462798 |  |  |  | BENL3331 | 43770 | 45052 | 44973 |  |  |  |  | -1 | 1
12899 | 29200000TL | 03483 | EG1003010 | P | 58016510 | 58 | EGTL Spares | Mtce | 50 | 50Z | BEARING: SLEEVE BUSHING | DU LINED | Bearings & Accessories - All :160-KV-0725, 160-KV-0735,160-KV-0745, 160-KV-0755,160-KV-0765, 160-KV-0716 | PC | 5 | 1 | 5 | NO | 37.1391 | 5765.84 | MAPAG VALVES | 277671 | 277671 | 01,21,22 | 1 | 1BAB |  |  | 462798 |  |  |  |  | 40914 | 42610
12900 | 29200000TL | 03483 | EG1003010 | P | 58016511 | 58 | EGTL Spares | Mtce | 59 | 59Z | PLATE: RETAINING | 437001, A2 STEEL | Raw Metals - All :A2 160-KV-0725, 160-KV-0735,160-KV-0745, 160-KV-0755,160-KV-0765, 160-KV-0716 | PC | 2 | 0 | 0 | NO | 23.9607 | 3719.9 | MAPAG VALVES | 457588 | 457588 | 22 | 1 | 1BAB |  |  | 462798 |  |  |  |  | 40914 | 42610
12901 | 29300000TL | 03483 | EG1003010 | P | 58016512 | 58 | EGTL Spares | Mtce | 54 | 54A | O-RING: FKM | PSA PACKAGE 160 XP001 | *OBS*GS&P-O-Rings : 160-KV-0725, 160-KV-0735, 160-KV-0745, 160-KV-0755, 160-KV-0765, 160-KV-0716 | EA | 5 | 3 | 5 | YES | 101.372 | 46673.6962 | MAPAG VALVES | 276464 | 276464 | 01,22 | 1 | 1BAB | 1BBB |  | 462798 |  |  |  | BENL3332 | 43770 | 45079 | 44973 |  |  |  |  | -1 | 1
12902 | 29200000TL | 03483 | EG1003010 | P | 58016515 | 58 | EGTL Spares | Mtce | 66 | 66S | KIT: REPAIR, ACTUATOR | PSA PACKAGE 160 XP001 | Valve - Actuator & Positioner: CONTAINS POS.606-612 OF PARTS LIST,POS. 628 OF PARTS LIST; POS 606-612, 628, OEM MAPAG VALVES, VENDOR Linde Engineering, Actuator Repair Kit Plant(Pos. 606-612,615) 2210A0NX Escravos Unit PSA Butterfly Valve model number H00 | EA | 1 | 0 | 0 | NO | 995.7175 | 273448.6959 | LINDE/MAPAG VALVES | 423159 | H006AC85-300 | 01,22 | 1 | 1BAB | 1BBB |  | 431377 |  |  | H006AC85-300 |  | 40914 | 45162 | 42989 |  |  |  |  | -3 | 1
12903 | 29200000TL | 03483 | EG1004016 | P | 58016526 | 58 | EGTL Spares | Mtce | 14 | 14H | GAUGE: PRESSURE 0-16 BAR | 160MM DIAL, 1/2 IN MNPT | Pressure measuring and control Instruments : SS CASE, SS TUBE, WITH 2-VALVE MANIFOLD MOUNT, GLYCERINE FILLED, : SAFETY GLASS | PC | 4 | 0 | 0 | NO | 341.9717 | 62531.2143 | WIKA INSTRUMENTS | 233.50.160 | 233.50.160 | 05,22 | 1 | 1BAB |  |  | GAUGE DATA SHEET PAGE 2 |  |  |  |  | 40914 | 42691 | 42240
12904 | 29200000TL | 03483 | EG1002004 | P | 58016528 | 58 | EGTL Spares | Mtce | 66 | 66Z | MUFFLER: SILENCER | 1/2 IN, NPT INLET | Valve-Other : SS, 160-KY-0712 TO 160-KY-0762, 160-KY-0714 | PC | 3 | 0 | 0 | NO | 85.0605 | 13205.64 | ASCO | 346 00 481 |  | 01,22 | 1 | 1BAB | [7 empty] | 40914
12905 | 29200000TL | 03483 | EG1005011 | P | 58016552 | 58 | EGTL Spares | Mtce | 11 | 11Z | MODULE: 24 VDC POWER 4-20MA | ANALOG SIGNAL INPUT | Computer Hardware - Peripherals : LOCAL ANALOG INPUT CONDITIONING, NONE OUTPUT, CM-1-335, 105-CC-001B, 130-CC-101, 130-CC-201, 105-CC-001A CROSS REF DWG 724-30072, 724-30074 | PC | 3 | 0 | 0 | NO | 327.0188 | 50766.75 | CCC | CM-1-335 |  | 01 | 1 | 1CAA |  |  | 724-30072 |  |  |  |  | 40914 | 41750
12906 | 29200000TL | 03483 | EG1005011 | P | 58016553 | 58 | EGTL Spares | Mtce | 11 | 11Z | MODULE: 24 VDC POWER | ANALOG SIGNAL INPUT | Computer Hardware - Peripherals : LOCAL ANALOG INPUT CONDITIONING, NONE OUTPUT, CM-1-536, RTD, 105-CC-001B, 130-CC-101, 130-CC-201, 105-CC-001A CROSS REF DWG 724-30072, 724-30074 | PC | 4 | 0 | 0 | NO | 327.0218 | 50766.9378 | CCC | CM-1-536 |  | 01 | 1 | 1CAA |  |  | 724-30072 |  |  |  |  | 40914
12907 | 29200000TL | 03483 | EG1005011 | P | 58016554 | 58 | EGTL Spares | Mtce | 11 | 11Z | MODULE: LOCAL DIGITAL | INPUT CONDITIONING CM-2-102 | Computer Hardware - Peripherals : 460V 60HZ 3PH GTL FUEL TANK, HEEL PUMP MOTOR | PC | 4 | 0 | 0 | NO | 63.0039 | 9780.7862 | CCC | CM-2-102 |  | 01 |  | 1AXX | [7 empty] | 41395
12908 | 29200000TL | 03483 | EG1005011 | P | 58016555 | 58 | EGTL Spares | Mtce | 11 | 11Z | MODULE: LOCAL DIGITAL | INPUT CONDITIONING CM-2-101 | Computer Hardware - Peripherals : | PC | 4 | 0 | 0 | NO | 74.0051 | 11488.5425 | CCC | CM-2-101 |  | 01 |  | 1AXX | [7 empty] | 41395
12909 | 29200000TL | 03483 | EG1039002 | S | 58016612 | 58 | EGTL Spares | Mtce | 28 | 28C | LOCKOUT:CIRCUIT BREAKER PINOUT | GLASS-FILLED NYLON | *OBS*Safety-Other : PACK OF 6 (MISC ELECTRICAL CONSUMABLES) | PK | 3 | 0 | 0 | NO | 45.59 | 7077.85 | BRADY | 90845 |  | 01,10,22 | 1 | 2CAC | 2CAC | [6 empty] | 40915
12910 | 29200000TL | 03483 | EG1039002 | S | 58016613 | 58 | EGTL Spares | Mtce | 28 | 28C | LOCKOUT:CIRCUIT BREAKER TIEBAR | 1 IN H X 1 IN W X 2 IN D,NYLON | *OBS*Safety-Other : MISC ELECTRICAL CONSUMABLES | EA | 15 | 0 | 0 | NO | 8.26 | 1282.37 | BRADY | 90853 |  | 01,10,22 | 1 | 2CAC | 2CAC | [6 empty] | 40915
12911 | 29200000TL | 03483 | EG1039002 | S | 58016614 | 58 | EGTL Spares | Mtce | 28 | 28C | LOCKOUT:NON CONDUCTIVE HASP | PLASTIC RESIN | *OBS*Safety-Other : MISC ELECTRICAL CONSUMABLES | EA | 15 | 0 | 0 | NO | 7.04 | 1092.96 | BRADY | LH220A-YW |  | 01,10,22 | 1 | 2CAC | 2CAC | [6 empty] | 40915
12912 | 29200000TL | 03483 | EG1001010 | P | 58016674 | 58 | EGTL Spares | Mtce | 14 | 14D | SIGHT: GLASSES WITH KITS | SIZE: 250X30X17,1.0 IN ANSI | Level Measuring Instruments : HIGH REFLEX AND TRANSPARENT SIGHT GLASS TYPE "A; WITH INSTALLATION KITS CUSHION GASKET, SEAL AND MICA SHIELD, REFERENCE DRAWING NUMBER: EGTL1-PBL-MEC-GA-500007. | EA | 3 | 0 | 0 | NO | 317.0501 | 52001.6609 | KLINGER |  | OD/35967/REF/05 | 01,22 | 1 | 1AXX |  |  | SL/01/938/06132 |  |  |  |  | 41003 | 42221 | 42247
12913 | 29300000TL | 03483 | EG1001010 | P | 58016684 | 58 | EGTL Spares | Mtce | 51 | 51Z | SENSOR:PROXIMITY | 6MM RANGE,EXPLOSION PROOF IP68 | Electric-Other : OEM LONGVALE EUROSWITCH ATEX EEXD & EXIA CERTIFIED EXPLOSION PROOF PROXIMITY SWITCHES, PART NUMBER ES-3021, CYLINDRICAL, 316 STAINLESS STEEL, SPCO/SPDT, SP 03ATEX081, CABLE LENGTH: 2M, CONNECTION: M18, MATERIAL: 316 SS, -20 TO 80 DEG C. | EA | 1 | 1 | 2 | YES | 1152.3015 | 437304.33 | LONGVALE EUROSWITCH | ES-3321 |  | 01,22 | 1 | 1AXX | [5 empty] | 03ATEX081 |  | 43782 | 46023 | 44171 | -1 | 1 |  |  | -1 | 1
12914 | 29200000TL | 03483 | EG1001012 | P | 58016741 | 58 | EGTL Spares | Mtce | 51 | 51Z | THYRISTOR:SEMIPACK MODULE,250A | THY-THY ITAV = 1200V | Electric-Other : 110-UPS-2/A | EA | 2 | 0 | 0 | NO | 254.1834 | 39458.0608 | IXYS SEMICONDUCTOR GMBH | MCC255-12IO1 |  | 22 | 1 | 3CAC |  |  | DT 316509 |  |  |  |  | 41003 |  | 41606
12915 | 29200000TL | 03483 | EG1002004 | P | 58016743 | 58 | EGTL Spares | Mtce | 51 | 51Z | THYRISTOR:SEMIPACK MODULE,162A | THY-THY ITAV = 1200V | Electric-Other : 110-UPS-2/B, 110-UPS-2/B | EA | 5 | 0 | 0 | NO | 182.4067 | 33288.5445 | CHLORIDE CIS | 5052200001 |  | 22 | 1 | 3CAC |  |  | DT316510 |  |  |  |  | 41003
12916 | 29200000TL | 03483 | EG1001004 | P | 58016771 | 58 | EGTL Spares | Mtce | 76 | 76Z | PACKING:GLAND,GRAPHITE - PTFE | FIRE WATER PUMP | Pumps-Other : 182-PC-0002A/B | PC | 7 | 0 | 0 | NO | 2151.06 | 333885.9139 | SULZER | 104944022354 | 104944022354 | 01,22 | 1 | 1AXX |  |  | E1-S1810.158-X |  |  |  |  | 40914 | 45613 | 41597 |  |  | -1 | 1
12917 | 29200000TL | 03483 | EG1005007 | P | 58016798 | 58 | EGTL Spares | Mtce | 14 | 14Z | SOLENOID | FIRE WATER MOTOR | Instruments - Other & Parts : &quot;ASSY 182-PC-001B-D/C-D&quot; | EA | 2 | 0 | 0 | NO | 2004.7228 | 368377.124 | MUSTANG CAT | 173-6996 | MOT102727150015 | 22 | 1 | 1AXX | 2CBC |  | EGTL1-SLZ-MEC-DD-823066 |  |  |  |  | 40914 |  | 43493
12918 | 29200000TL | 03483 | EG1004001 | P | 58016848 | 58 | EGTL Spares | Mtce | 51 | 51C | DRIVE: VARIABLE SPEED | SUBMERGED PUMP | Electric Components - Motor / Generator :UNICON, 171-XP-001A/B/C-M | EA | 1 | 0 | 0 | NO | 7272.14 | 1129582.6276 | SCHLUMBERGER | 100018805 | 100018805 | 01,22 | 1 | 2CAC |  |  | 135-VC-009 |  |  |  |  | 40914 | 41347 | 41600
12919 | 29200000TL | 03483 | EG1004005 | P | 58016858 | 58 | EGTL Spares | Mtce | 14 | 14I | THERMOWELL:1/2 IN NPS, 5 IN | INSERTION LG,3 IN STEM LG | &quot;0.260 IN BORE, STRAIGHT SHANK, ALUMINUM 5083, WELL ONLY COLD SERVICE ALUM, TE-2233, (RTDS & HEAD MNTD TRANSMITTERS)&quot; | EA | 2 | 0 | 0 | NO | 125.66 | 19508.715 | THERMO ELECTRIC | C5AW2RDU1AW | C5AW2RDU1AW | 22 | 1 | 2BAA | 1CCC |  | CCD55245-S59094 |  |  |  |  | 40914
12920 | 29200000TL | 03483 | EG1003008 | P | 58016968 | 58 | EGTL Spares | Mtce | 51 | 51Z | SWITCH: LIMIT PROXIMITY | INDUCTIVE, 8V,SPDT,PLUNGER | Electric-Other : TYPE: NJ5-11-N-G, PEPPERL FUCHS Part no: 106437110-ZCV-1005, 110-PV-1004A, 110-PV-1004B,(Unit 110 MAC & BAC Compressor)CROSS REF DWG: 10000125775_87, 10000298845_3, 10000104667_8,CROSS REF DWG: 10000125775_87, 1000 | EA | 5 | 2 | 4 | NO | 259.0834 | 40222.7 | PEPPERL-FUCHS | 106437 |  | 01,10 | 1 | 2CAC | [5 empty] | NJ5-11-N-G |  | 41206 | 42631
12921 | 29200000TL | 03483 | EG1003008 | P | 58017211 | 58 | EGTL Spares | Mtce | 66 | 66Z | RING:ROD GUIDE,540 MM DIA,STL | 110-PV-1004A, 110-PV-1004B | Valve - Actuator & Positioner: | EA | 3 | 0 | 0 | NO | 203.74 | 62306.7117 | MAN TURBO | 9231.019 |  | 01 | 1 | 2CAC | 2CAC |  | 10000004384_19 |  |  |  |  | 41003 | 44102 | 43350
12922 | 29200000TL | 03483 | EG1038001 | S | 58017222 | 58 | EGTL Spares | Mtce | 66 | 66F | SPRING:PRESSURE,18 MM ID X | 125 MM OD X 377 LG,STL | Valve - Parts & Accessories :110-PV-1004A, 110-PV-1004B | EA | 1 | 0 | 0 | NO | 591.14 | 180241.5417 | MAN TURBO | 9232.031 |  | 01 | 1 | 2CAC |  |  | 491-1-004199_31 |  |  |  |  | 41003 | 44277 | 43217
12923 | 29300000TL | 03483 | EG1029010 | P | 58017229 | 58 | EGTL Spares | Mtce | 54 | 54A | GASKET:BLOW OFF VALVE | 230MM ID X 330 OD X 1.5MM THK | Seals : SS 316/GRAPHITE,CIRCULAR,110-PV-1004A, 110-PV-1004B | EA | 1 | 0 | 1 | YES | 70.82 | 106263.2854 | MAN TURBO | 9237.009 |  | 01 | 1 | 2CAC | 3CCA |  | 10000104632_9 |  |  |  |  | 43782 |  | 45528
12924 | 292000TLDE | 03483 | EG1029010 | P | 58017275 | 58 | EGTL Spares | Mtce | 54 | 54B | GASKET SET:CONTROL AND LUBE | OIL UNIT, 3/4 300#, 1 300# | Seals : 2 300#, 3/4 150#, 1 150#, 2 150#, 3 150#, 4 150#, 6 150#, 8 150#, SIL-C4400, 33 PIECE, 10% GASKETS CONSISTING OF 2 X 3/4 300#, 3X 1 300#, 3X 2 300#, 2X 3/4 150#, 8X 1 150#, 3X 2 150# ALLE DICH (110-CC-101) | LO | 1 | 0 | 0 |  | 0 | 0 |  |  | 10544600 | 01 | 1 | 2CAC | [7 empty] | 44645
12925 | 29200000TL | 03483 | EG1003004 | P | 58017312 | 58 | EGTL Spares | Mtce | 02 | 02A | REPEATER:TRANSMITTER,45-6 5HZ | UNIT | Heating Ventilation and Air Conditioning Equipnment & Parts : TRANSMITTER REPEATER UNIT (MAN TURBO, 10544907 ) | EA | 4 | 2 | 3 | NO | 1491.9569 | 279135.4073 |  |  | 991-01962154.88 | 00 | 1 | 2CAC | [7 empty] | 41206 |  | 41933
12926 | 29200000TL | 03483 | EG1001010 | P | 58017346 | 58 | EGTL Spares | Mtce | 51 | 51Z | CONVERTER: SIGNAL ISOLATING | 20MA COMPONENTS/DEVICES INPUT | Electric-Other : &quot;0 TO 19200 BAUD OUTPUT, 230VAC, 50HZ - 5VDC, 250MA POWER, W<(>&<)>T RS232/RS485 TYPE W&T 03ADD2JG, (110-CC-101)&quot; | EA | 1 | 0 | 0 | NO | 1058.93 | 164398.8825 |  |  | 10544494 | 00 | 1 | 2CAC | [7 empty] | 40914
12927 | 29200000TL | 03483 | EG1005021 | P | 58017349 | 58 | EGTL Spares | Mtce | 11 | 11Z | BOARD:PRINTED CIRCUIT | FUNCTION:ANALOG INPUT CARD 10 | CHANNEL ANALOG INPUT CARD 10 CURRENT INPUTS 0….22MA (3 MS SAMPLING TIME FOR ALL CHANNELS, 12 BIT) AND 2 FREQUENCY INPUTS, 0…12KHZ FOR HALL-EFFECT ROTARY ENCODERS, FIRMWARE REV. 1.256 | EA | 3 | 0 | 0 | NO | 5303.2267 | 1041871.7931 |  |  | 10544501 | 00 | 1 | 2CAC | [7 empty] | 40914 | 45113 | 42135 |  |  |  |  | 0 | 2
12928 | 29200000TL | 03483 | EG1005021 | P | 58017351 | 58 | EGTL Spares | Mtce | 11 | 11Z | BOARD:PRINTED CIRCUIT | FUNCTION:SAFTY-RELATED DIGITAL | I/O CARD SAFETY-RELATED DIGITAL OUTPUT CARD, 16X OUTPUT CHANNELS PLUS 16X DIGITAL DIAGNOSTIC INPUTS, REDUNDANT PROCESSOR CORE, FREELY PROGRAMMABLE SAFETY FUNCTIONS ON THE CARD, FIRMWARE VERSION: REV. 20.11 | EA | 2 | 0 | 0 | NO | 2411.067 | 449524.1374 |  |  | 10544506 | 00 | 1 | 2CAC | [7 empty] | 40914 | 45113 | 41933 |  |  |  |  | 0 | 2
12929 | 29200000TL | 03483 | EG1005021 | P | 58017352 | 58 | EGTL Spares | Mtce | 11 | 11O | BOARD:PRINTED CIRCUIT | FUNCTION:SAFETY-RELATED I/O | CARD SAFETY-RELATED ANALOG INPUT AND OUTPUT CARD, 8X SAFETY-RELATED ANALOG CURRENT OUTPUTS 0…24MA, 8X SAFETY-RELATED ANALOG REDUNDANT CURRENT INPUTS 0…25MA, REDUNDANT PROCESSOR CORE, FREELY PROGRAMMABLE SAFETY FUNCTIONS ON THE CARD, FIRMWARE VERSION: REV. | EA | 2 | 0 | 0 | NO | 4423.9 | 686810.475 |  |  | 10544509 | 00 | 1 | 2CAC | [7 empty] | 40914 | 45113 | [5 empty] | 0 | 2
12930 | 29200000TL | 03483 | EG1003006 | P | 58017357 | 58 | EGTL Spares | Mtce | 51 | 51Z | TERMINAL:D SUB SOCKET STRIP | MODULE COMPACT STD 3 LEVEL | Electric-Other : 125VAC 2.5A, ACCEPTS WIRE AWG:24-12, (110-CC-101) | EA | 1 | 0 | 0 | NO | 96.3206 | 14954.7336 |  |  | 000.010.544.523 | 00 | 1 | 2CAC | [7 empty] | 40914
12931 | 29200000TL | 03483 | EG1003006 | P | 58017358 | 58 | EGTL Spares | Mtce | 51 | 51Z | CONTROLLER:FLKM-2-D50SUB/B-A | 110-CC-101 | Electric-Other : | EA | 3 | 0 | 0 | NO | 150 | 29502 |  |  | 000.010.544.525 | 00 | 1 | 2CAC | [7 empty] | 40914 | 42036 | 42055
12932 | 29200000TL | 03483 | EG1003006 | P | 58017359 | 58 | EGTL Spares | Mtce | 51 | 51Z | CONTROLLER:FLKM-2-D50SUB/B | 110-CC-101 | Electric-Other : | EA | 1 | 0 | 0 | NO | 885.801 | 137529.4734 |  |  | 000.010.544.526 | 00 | 1 | 2CAC | [7 empty] | 40914
12933 | 29200000TL | 03483 | EG1005021 | P | 58017361 | 58 | EGTL Spares | Mtce | 11 | 11Z | BOARD:PRINTED CIRCUIT | FUNCTION:SAFETY RELATED DI | INPUT CARD SAFETY RELATED DIGITAL INPUT CARD, 24X PASSIVE 24VDC INPUTS IEC 61131-2 TYPE 2, REDUNDANT MICRO-CONTROLLER SYSTEM, FREE PROGRAMMABLE SAFETY FUNCTION ON BOARD, SIL3 / PL E,, FIRMWARE VERSION: REV. 20.08 | EA | 2 | 0 | 0 | NO | 1463.81 | 448321.0887 |  |  | 10544532 | 00 | 1 | 2CAC | [7 empty] | 40914 | 43210 | 43433
12934 | 29200000TL | 03483 | EG1003004 | P | 58017369 | 58 | EGTL Spares | Mtce | 02 | 02A | TRANSDUCER:MEASURING | 100-600V INPUT | Heating Ventilation and Air Conditioning Equipnment & Parts : 0-10V/0-20MA OUTPUT,120V/60HZ POWER, ACTIVE POWERMEASURING TRANSDUCER ACTIVE POWER 0...2A/4...20MA (MAN TURBO, 10544572 ) | EA | 4 | 2 | 3 | NO | 997.2825 | 185921.087 |  |  |  | 00 | 1 | 2CAC | [7 empty] | 41206 |  | 41933
12935 | 29200000TL | 03483 | EG1001019 | P | 58017400 | 58 | EGTL Spares | Mtce | 66 | 66F | KITS: VALVE PACKING | STUFFING BOX CYLINDRICAL | Valve - Parts & Accessories :200 MM FOR VALVE 110-FV-1010 EQUIPMENT: 110-CC-101 CONTAINS: SPINDLE, STUFFING BOX SCREW, SLIDE BEARING, SLOTTED NUT, SLEEVE, PACKING SEAT, O-RING, BOTTOM RING, AND GASKET. (VALVE serial 1021891, Valve type - 6H7-L1-LK3, DN20 | KT | 2 | 0 | 0 | NO | 6529.445 | 1917849.1627 | ARCA | 2262643/2289796/2277872 | 10545140 | 00 | 1 | 2CAC |  |  | 10000252939_FOR_FV1010 |  |  |  |  | 40914 | 43211 | 43249
12936 | 29200000TL | 03483 | EG1002016 | P | 58017426 | 58 | EGTL Spares | Mtce | 76 | 76Z | RING: BACK-UP, 12 MM DIA, PTFE | 110-CC-101 | Pumps-Other : 110-PCV-1017 | EA | 1 | 0 | 0 | NO | 75.87 | 11778.8175 |  |  | 10545331 | 00 | 1 | 2CAC |  |  | 10000252938_FOR_PCV1017 |  |  |  |  | 40914
12937 | 29200000TL | 03483 | EG1002016 | P | 58017427 | 58 | EGTL Spares | Mtce | 66 | 66F | DIAPHRAGM: ACTUATOR 356MM DIA, | 119MM DIA X 171MM LG, 10.5 BAR | Valve - Parts & Accessories :VITON, 110-PCV-1017 (110-CC-101) | EA | 1 | 0 | 0 | NO | 1070.95 | 166264.9875 |  |  | 10545332 | 00 | 1 | 2CAC |  |  | 10000252938_FOR_PCV1017 |  |  |  |  | 40914
12938 | 29200000TL | 03483 | EG1005017 | P | 58017459 | 58 | EGTL Spares | Mtce | 56 | 56Z | NUT:VALVE INTERLOCKING SYSTEM | 8'-150LB GATE,316 SS,SP-72-021 | *OBS*Fastener-Other : | EA | 1 | 0 | 0 | NO | 59.5039 | 9237.38 | SFC (USA) | KO500 S02 |  | 01,21,22 | 1 | 1BAB |  |  | KO500S |  |  |  |  | 41003
12939 | 29300000TL | 03483 | EG1005017 | P | 58017660 | 58 | EGTL Spares | Mtce | 02 | 02A | SENSOR:HEAT,32 DEG C RANGE | THERMISTOR, CHILLERS | *OBS*HVAC-Other : 3XADMIN & 1XWRKSHP, SUPPLIER 09-104-EGTL-ADMIN-CH1-38WKSHP-CH1 | EA | 2 | 1 | 2 | YES | 275 | 427751.5 | TRANE | SEN00132 |  | 00 | 1 | 2CAC |  |  | EGTL1-JBN-HVC-DD-901312 |  |  |  |  | 43770 | 45764 | 45804 | -1 | 1 |  |  | -1 | 1
12940 | 29300000TL | 03483 | EG1005019 | P | 58017662 | 58 | EGTL Spares | Mtce | 02 | 02A | SENSOR:HEAT,65 DEG C RANGE | THERMISTOR, CHILLERS | *OBS*HVAC-Other : 3XADMIN & 1XWRKSHP, WIRE 12M LG, SUPPLIER 09-104-EGTL-ADMIN-CH1-3&WKSHP-CH1 | EA | 1 | 0 | 1 | YES | 421.64 | 615189.6256 | TRANE | SEN00296 |  | 00 | 1 | 2CAC |  |  | EGTL1-JBN-HVC-DD-901312 |  |  |  |  | 43770 | 45426 | 45894 |  |  | -1 | 1 | -1 | 1
12941 | 29200000TL | 03483 | EG1003014 | P | 58017702 | 58 | EGTL Spares | Mtce | 14 | 14Z | CONTROLLER: DDC, PR, 24VAC | SYSTEM PANEL EQUIPMENT | Instruments - Other & Parts : PROGRAMMABLE, CROSS REF DWG EGTL1-JBN-ELE-SC-90137072, SUPPLIER PART NO 09-104-EGTL-ADMIN-CP1-2 & WKSHP-CP1 | EA | 1 | 0 | 0 | NO | 8224.8 | 1276735.704 | SIEMENS | PXC100-E.D |  | 00 | 1 | 2CAC | [7 empty] | 41003 |  | 41670
12942 | 29200000TL | 03483 | EG1003014 | P | 58017703 | 58 | EGTL Spares | Mtce | 14 | 14Z | MODULE:PCX CONTROLLER | OUTPUT 24VAC POWER | Instruments - Other & Parts : CONTROL SYSTEM PANEL EQUIPMENT, UNIT, CROSS REF DWG EGTL1-JBN-ELE-SC-90137072, SUPPLIER PART NO 09-104-EGTL-ADMIN-CP1-2 & WKSHP-CP1 | EA | 1 | 0 | 0 | NO | 1953.39 | 303224.7297 | SIEMENS | PXM20-E |  | 00 | 1 | 2CAC | [7 empty] | 41003 |  | 41670
12943 | 29200000TL | 03483 | EG1002011 | P | 58017709 | 58 | EGTL Spares | Mtce | 14 | 14Z | MODULE:POWER SUPPLY,120VAC INP | 24VAC FIELD DEVICES OUTPUT | Instruments - Other & Parts : CONTROL SYSTEM PANEL EQUIPMENT, E/A, FIELD DEVICES, CROSS REF DWG EGTL1-JBN-ELE-SC-90137072, SUPPLIER PART NO 09-104-EGTL-ADMIN-CP1-2 & WKSHP-CP1 | EA | 1 | 0 | 0 | NO | 506.95 | 84914.125 | SIEMENS | TXS1.12F10 |  | 00 | 1 | 2CAC |  |  | SEE ADDITIONAL INFO |  |  |  |  | 41003 |  | 41920
12944 | 29200000TL | 03483 | EG1001013 | P | 58017729 | 58 | EGTL Spares | Mtce | 14 | 14Z | CONTACTOR: MOTOR,HVAC FAN | NEMA SZ 1,460VAC LINE,120VAC | Instruments - Other & Parts : COIL,25A,3 POLE,GENERAL PURPOSE ENCLOSURE,CONTROL SYSTEM PANEL EQUIPMENT, 18.5KW, 50/60HZ | EA | 1 | 0 | 0 | NO | 355.3459 | 57676.13 | SIEMENS | 3RT1035-1AK60 |  | 00 | 1 | 2CAC | [7 empty] | 41003 | 43749 | 41710
12945 | 29200000TL | 03483 | EG1001012 | P | 58017730 | 58 | EGTL Spares | Mtce | 14 | 14Z | MODULE:DVTR,160-690VAC INPUT | DIGITAL OUTPUT,24VAC POWER | Instruments - Other & Parts : CONTROL SYSTEM PANEL EQUIPMENT, 3 | EA | 1 | 0 | 0 | NO | 678.02 | 113263.241 | SIEMENS | 3UG4615-1CR20 |  | 00 | 1 | 2CAC | [7 empty] | 41003 |  | 41710
12946 | 29200000TL | 03483 | EG1001013 | P | 58017732 | 58 | EGTL Spares | Mtce | 51 | 51F | FUSE:AUTOMATIC,4A,240VAC,14KA | IR,SCREW,PLASTIC,70MM X 70MM X | Electric Components - Circuit Protection:17.5MM, CONTROL SYSTEM PANEL EQUIPMENT, C, 1P | EA | 2 | 0 | 0 | NO | 114.7486 | 18474.6263 | SIEMENS | 5SJ4104-7HG41 |  | 00 | 1 | 2CAC | [7 empty] | 41003 |  | 41710
12947 | 29200000TL | 03483 | EG1001013 | P | 58017733 | 58 | EGTL Spares | Mtce | 51 | 51F | BREAKER:CIRCUIT,AUTOMATIC 5SJ4 | MINIATURE,240VAC,1 POLE,6A | Electric Components - Circuit Protection:14KAIC,CONTROL SYSTEM PANEL EQUIPMENT, C, 1-POLE | EA | 2 | 0 | 0 | NO | 114.7486 | 18474.6263 | SIEMENS | SIE.5SJ4106-7HG41 |  | 00 | 1 | 2CAC | [7 empty] | 41003 |  | 41710
12948 | 29200000TL | 03483 | EG1001013 | P | 58017734 | 58 | EGTL Spares | Mtce | 51 | 51F | FUSE:AUTOMATIC,16A,240VAC,14KA | IR,SCREW,PLASTIC,70MM X 70MM X | Electric Components - Circuit Protection:17.5MM, CONTROL SYSTEM PANEL EQUIPMENT, C, 1P | EA | 1 | 0 | 0 | NO | 224 | 68373.76 | SIEMENS | 5SJ4216-7HG41 |  | 00 | 1 | 2CAC |  |  | SEE ADDITIONAL INFO |  |  |  |  | 41003 | 43155 | 43166
12949 | 29200000TL | 03483 | EG1001019 | P | 58017744 | 58 | EGTL Spares | Mtce | 51 | 51F | FUSE:SLOW,50A,460V,50A IR | SCREW,CERAMIC,27MM X 60MM | Electric Components - Circuit Protection:CONTROL SYSTEM PANEL EQUIPMENT, CLASS J | EA | 17 | 0 | 0 | NO | 93.6355 | 14536.6593 | COOPER BUSSMANN | LPJ-50SP |  | 00 | 1 | 2CAC |  |  | SEE ADDITIONAL INFO |  |  |  |  | 41003 | 44049 | 41709
12950 | 29200000TL | 03483 | EG1039005 | S | 58017750 | 58 | EGTL Spares | Mtce | 14 | 14Z | ACTUATOR:VALVE,24VAC,20MM | LINEAR TRAVEL,1000N POSITIOING | Instruments - Other & Parts : FORCE, CONTROL SYSTEM FIELD DEVICES, CONTROL VALVE, 0-10V SIGNAL | EA | 1 | 0 | 0 | NO | 1198.0493 | 185973.2 | SIEMENS | SI.SKD62 |  | 00 | 1 | 2CAC |  |  | SEE ADDITIONAL INFO |  |  |  |  | 41003 |  | 41638
12951 | 29200000TL | 03483 | EG1004004 | P | 58017792 | 58 | EGTL Spares | Mtce | 14 | 14H | GAUGE:PRESSURE,0-25 BAR RANGE | 115 MM DIAL, 1/2 IN MNPT | Pressure measuring and control Instruments : PHENOLIC CASE, 316L SS TUBE, 316L SS, BOTTOM, 1/2 IN NPT TO INSTRUMENT MOUNT, GLYCERING FILLED, M/N 233.34 WITH SAFETY GLASS, DEGREE OF PROTECTION IP 65, WETTED PARTS MAT AISI 316L, (SOLENOID VALVES AND SILECER | EA | 1 | 0 | 0 | NO | 175.7692 | 53863.1538 | WIKA INSTRUMENTS | 233.34RANGE: 0�25 | 233.34RANGE: 0�25 | 05,22 | 1 | 1AXX |  |  | PM 02.10 |  |  |  | BENL1572 | 40914 | 44664 | 43638
12952 | 29200000TL | 03483 | EG1029006 | S | 58017800 | 58 | EGTL Spares | Mtce | 63 | 63Z | JOINT:FLEXIBLE 6, | FLEXIBLE JOINT type 6 | Plumbing - Hardware and Fittings :FLEXIBLE JOINT type 6 for fan Mod. ChB 13 ll 4(342MM X 304 MM, RBR) | EA | 1 | 0 | 0 | NO | 3823.31 | 638683.9355 | UNIDRO | CHB 13 JOINT TYPE 6 | CHB 13 JOINT TYPE 6 | 01,22 | 1 | 2CAC |  |  | IM574-4 |  |  |  |  | 40914 |  | 41913
12953 | 29200000TL | 03483 | EG1005018 | P | 58017846 | 58 | EGTL Spares | Mtce | 73 | 73A | ROD TYPE:FLAME SIZE:10-1/4 | MATL:CS FLAME ROD 10 1/4IN | LONG, CUSTOMER REF. DRAWING: B11741-600.01 REV.10 JZ REFERENCE: SP101405-0032 FOR UNIT 72 FIRED SUPER HEATER 172-HF-001-C03A/B EGTL TAG: 172-BXE-0021 TO 172-BXE-0038 AND 172-BXE-0121 TO 172-BXE-0138 | EA | 1 | 0 | 0 | NO | 361.09 | 110659.6414 | JOHN ZINK | SP101405-0032 / 0039 |  | 00 | 1 | 2BAB | [5 empty] | SEE ADDITIONAL INFO |  | 41248 | 45420 | 43044 |  |  | -2 | 1
12954 | 29200000TL | 03483 | EG1003002 | P | 58017924 | 58 | EGTL Spares | Mtce | 07 | 07B | OIL: INDUSTRIAL,DURATEX 68 | ISO 68 VISCOSITY,PLASTIC | *OBS*Fuels & Lubes-O : VACUUM PUMP, OIL CLEANING VACUUM DEHYDRATION UNIT. All chemicals and other hazardous materials must be accompained by the following; a) Safety data Sheet, SDS, (not more than 5 years old); b) Certificate of Analysis /Quality , COA/ | EA | 8 | 6 | 12 | NO | 125 | 38212.5 | PARKER | 5210-0002-002 |  | 00 | 1 | 3XAC | 3XAC | [6 empty] | 41003 | 43035 | 42761
12955 | 29200000TL | 03483 | EG1038013 | S | 58017926 | 58 | EGTL Spares | Mtce | 72 | 72Z | FILTER: OIL,39 IN,MICRO GLASS | ELEMENT,STL HSG | *OBS*Filtration-Elem : | EA | 8 | 0 | 0 | NO | 1093 | 169688.25 | PARKER | 1809001 |  | 00 | 1 | 3XAC | 3XAC | [6 empty] | 41003
12956 | 29200000TL | 03483 | EG1040006 | S | 58017933 | 58 | EGTL Spares | Mtce | 72 | 72Z | FILTER: AIR,BOOM REEL,4-1/2 IN | WD X 5 IN LG X 3 IN THK,FOAM/ | *OBS*Filtration-Elem : PAPER MEDIA ELEMENT,5 MICRON,STL HSG,L100, FOR SPILL BOAT & BOOM | EA | 2 | 0 | 0 | NO | 42.4455 | 6588.8101 | YANMAR | 114210-12590 |  | 00 | 1 | 3XAC | 3XAC |  | EGTL1-ELA-INS-CD-000001 |  |  |  |  | 41003
12957 | 29200000TL | 03483 | EG1004019 | P | 58017995 | 58 | EGTL Spares | Mtce | 54 | 54D | SEAL: OIL,LABYRINTH,35MM ID | 60MM OD,25MM WD,BRONZE | *OBS*GS&P-Other : BRONZE CAGE, INPRO, ODE (BZ-250T HORIZ), TEFC / STD D FLG, 460V/20 HP/3545 RPM | EA | 4 | 0 | 0 | NO | 295.1137 | 45840.05 | GE-BARIGELLI | 4002B5914AG4 |  | 01,22 | 1 | 3CAC | 3CAC |  | 4002B5825PGP5206 |  |  |  |  | 41003 | 45650 |  |  |  | -1 | 1
12958 | 29200000TL | 03483 | EG1039001 | S | 58018012 | 58 | EGTL Spares | Mtce | 51 | 51E | CONNECTOR: ELECTRICAL TERMINAL | RING, 16-14 AWG | Electric Components - Conduit / Fitting :COND, COPPER TIN PLATED, CRIMP, COPPER TIN PLATED CONNECTOR, NO 6 STUD TERMINATION, VINYL INSUL, BLUE | PK | 7 | 5 | 10 | NO | 7.5 | 1164.38 | THOMAS & BETTS | TV14-6R-XV |  | 00 | 1 | 2CAC | [7 empty] | 40915 | 43876
12959 | 29200000TL | 03483 | EG1039001 | S | 58018015 | 58 | EGTL Spares | Mtce | 51 | 51E | CONNECTOR: ELECTRICAL TERMINAL | RING, 16-14 AWG | Electric Components - Conduit / Fitting :COND, COPPER TIN PLATED, CRIMP, COPPER TIN PLATED CONNECTOR, 1/4 IN STUD TERMINATION, VINYL INSUL, BLUE | PK | 9 | 0 | 0 | NO | 7.5 | 1164.38 | THOMAS & BETTS | TV14-14R-XV |  | 00 | 1 | 2CAC | [7 empty] | 40915 | 43876
12960 | 29200000TL | 03483 | EG1039001 | S | 58018019 | 58 | EGTL Spares | Mtce | 51 | 51E | CONNECTOR: ELECTRICAL TERMINAL | RING, 12-10 AWG | Electric Components - Conduit / Fitting :COND, COPPER TIN PLATED, CRIMP, COPPER TIN PLATED CONNECTOR, NO 8 STUD TERMINATION, VINYL INSUL, YELLOW | PK | 13 | 7 | 15 | NO | 8.3333 | 1293.74 | THOMAS & BETTS | TV10-8R-XV |  | 00 | 1 | 2CAC | [7 empty] | 40915 | 43876
12961 | 29200000TL | 03483 | EG1030002 | P | 58018042 | 58 | EGTL Spares | Mtce | 51 | 51E | CONNECTOR: ELECTRICAL TERMINAL | FORK, 16-14 AWG | Electric Components - Conduit / Fitting :COND, COPPER TIN PLATED, CRIMP, COPPER TIN PLATED CONNECTOR, 1/4 STUD TERMINATION, VINYL INSUL, BLUE | PK | 9 | 0 | 0 | NO | 7.5 | 1164.38 | THOMAS & BETTS | TV14-14F / |  | 00 | 1 | 2CAC | [7 empty] | 40915 | 43871
12962 | 29200000TL | 03483 | EG1030009 | P | 58018051 | 58 | EGTL Spares | Mtce | 51 | 51E | CONNECTOR: ELECTRICAL TERMINAL | LOCKING FORK, 16-14 AWG | Electric Components - Conduit / Fitting :COND, COPPER TIN PLATED, CRIMP, COPPER TIN PLATED CONNECTOR, NO 6 STUD TERMINATION, VINYL INSUL, BLUE | PK | 9 | 0 | 0 | NO | 7.5 | 1164.38 | THOMAS & BETTS | TV14-6LF-XV |  | 00 | 1 | 2CAC | [7 empty] | 40915 | 43871
12963 | 29200000TL | 03483 | EG1039001 | S | 58018075 | 58 | EGTL Spares | Mtce | 51 | 51E | CONNECTOR: ELECTRICAL TERMINAL | STRAIGHT BLADE, 12-10 AWG | Electric Components - Conduit / Fitting :COND, COPPER TIN-PLATED, COMP, COPPER TIN-PLATED CONNECTOR, STRAIGHT BLADE TERMINATION, VINYL INSUL, YELLOW | PK | 7 | 0 | 0 | NO | 9.5 | 1474.88 | THOMAS & BETTS | TV10-10BL-XV |  | 00 | 1 | 2CAC | [7 empty] | 40915 | 45432 |  |  |  | -3 | 1
12964 | 29200000TL | 03483 | EG1039001 | S | 58018076 | 58 | EGTL Spares | Mtce | 51 | 51E | CONNECTOR: ELECTRICAL TERMINAL | STRAIGHT PIN, 22-16 AWG | Electric Components - Conduit / Fitting :COND, COPPER TIN-PLATED, COMP, COPPER TIN-PLATED CONNECTOR, PIN TERMINATION, VINYL INSUL, RED | PK | 5 | 0 | 0 | NO | 7.6 | 1179.9 | THOMAS & BETTS | TV18-12PT-XV |  | 00 | 1 | 2CAC | [7 empty] | 40915 | 45504 |  |  |  | -5 | 2
12965 | 29200000TL | 03483 | EG1039001 | S | 58018077 | 58 | EGTL Spares | Mtce | 51 | 51E | CONNECTOR: ELECTRICAL TERMINAL | STRAIGHT PIN, 16-14 AWG | Electric Components - Conduit / Fitting :COND, COPPER TIN-PLATED, COMP, COPPER TIN-PLATED CONNECTOR, PIN TERMINATION, VINYL INSUL, RED | PK | 3 | 5 | 10 | NO | 8.55 | 1327.39 | THOMAS & BETTS | TV14-12PT-XV |  | 00 | 1 | 2CAC | [7 empty] | 40915 | 45504 |  |  |  | -3 | 2
12966 | 29200000TL | 03483 | EG1039001 | S | 58018078 | 58 | EGTL Spares | Mtce | 51 | 51E | CONNECTOR: ELECTRICAL TERMINAL | STRAIGHT PIN, 12-10 AWG | Electric Components - Conduit / Fitting :COND, COPPER TIN-PLATED, COMP, COPPER TIN-PLATED CONNECTOR, PIN TERMINATION, VINYL INSUL, YELLOW | PK | 6 | 0 | 0 | NO | 9.5 | 1474.88 | THOMAS & BETTS | TV10-14PT-XV |  | 00 | 1 | 2CAC | [6 empty] | PPNL436 | 40915 | 45432 |  |  |  | -4 | 2
12967 | 29300000TL | 03483 | EG1029005 | S | 58018092 | 58 | EGTL Spares | Mtce | 51 | 51E | CONNECTOR: ELECTRICAL TERMINAL | LONG BARREL LUG, 4/0 AWG | Electric Components - Conduit / Fitting :COND, COPPER TIN-PLATED, COMP, COPPER TIN-PLATED CONNECTOR, (2) 1/2 IN BOLT HOLE TERMINATION, NONE INSUL, PURPLE, 600V-35KV | EA | 3 | 2 | 3 | YES | 4.5 | 2046.195 | THOMAS & BETTS | 54866BE |  | 00 | 1 | 2CAC | [7 empty] | 43782 | 44887 | 44894
12968 | 29200000TL | 03483 | EG1039006 | S | 58018131 | 58 | EGTL Spares | Mtce | 56 | 56Z | SCREW: 1/4 IN DIA, 3/8 IN LG | 20 UNC | *OBS*Fastener-BottWa : PAN HD,SS | EA | 500 | 0 | 0 | NO | 0.13 | 20.1825 | STANLEY | SSPHMS1438 |  | 00 | 1 | 2CAC | 2CAC | [6 empty] | 40915
12969 | 29200000TL | 03483 | EG1039002 | S | 58018133 | 58 | EGTL Spares | Mtce | 28 | 28C | LOCKOUT: MULTI-POLE BREAKER | NYLON | *OBS*Safety-Other : UNIVERSAL PACK OF 6 | PK | 4 | 0 | 0 | NO | 36.45 | 5658.86 | BRADY | 066320 |  | 00 | 1 | 2CAC | 2CAC | [6 empty] | 40915
12970 | 29200000TL | 03483 | EG1039002 | S | 58018134 | 58 | EGTL Spares | Mtce | 28 | 28C | LOCKOUT: CIRCUIT BREAKER | POLYPROPYLENE | *OBS*Safety-Other : FOR 120/277V, NO HOLE DEVICE, PACK OF 6 | PK | 4 | 0 | 0 | NO | 36.45 | 5658.86 | BRADY | 65965 |  | 00 | 1 | 2CAC | 2CAC | [6 empty] | 40915
12971 | 29200000TL | 03483 | EG1039002 | S | 58018135 | 58 | EGTL Spares | Mtce | 28 | 28C | LOCKOUT: CIRCUIT BREAKER | POLYPROPYLENE | *OBS*Safety-Other : FOR 480/600V NO HOLE DEVICE , PACK OF 6 | PK | 4 | 0 | 0 | NO | 40.2252 | 6244.16 | BRADY | 065966 |  | 00 | 1 | 2CAC | 2CAC | [6 empty] | 40915
12972 | 29200000TL | 03483 | EG1039002 | S | 58018136 | 58 | EGTL Spares | Mtce | 28 | 28C | LOCKOUT: CIRCUIT BREAKER | 0.83 IN X 0.35 IN X 2.15 IN | *OBS*Safety-Other : SINGLE POLE, PACK OF 6 | PK | 4 | 0 | 0 | NO | 17.8423 | 2769.66 | BRADY | 065688 |  | 00 | 1 | 2CAC | 2CAC | [6 empty] | 40915
12973 | 29200000TL | 03483 | EG1039003 | S | 58018137 | 58 | EGTL Spares | Mtce | 28 | 28C | LOCKOUT: FRAME SWITCHES UP TO | 2-1/4 IN WIDE & 7/8 IN THICK | *OBS*Safety-Other : POLYPROPYLENE, OVERSIZED 480-600V, FITS BREAKERS UP TO 63.5MM WD BY 22.2MM THK, PACK OF 6 | PK | 3 | 0 | 0 | NO | 48.0762 | 7462.87 | BRADY | 065321 |  | 00 | 1 | 2CAC | 2CAC | [6 empty] | 40915
12974 | 29200000TL | 03483 | EG1040006 | S | 58018138 | 58 | EGTL Spares | Mtce | 28 | 28C | LOCKOUT: PLUG POLYPROPYLENE | 2 IN X 2 IN X 3-1/2 IN | *OBS*Safety-Other : (1/2 IN DIA HOLE), DEVICES FOR PLUG CONNECTIONS - SMALL | PK | 20 | 0 | 0 | NO | 10.18 | 1580.45 | BRADY | 065674 |  | 00 | 1 | 2CAC | 2CAC | [6 empty] | 40915
12975 | 29200000TL | 03483 | EG1040007 | S | 58018140 | 58 | EGTL Spares | Mtce | 28 | 28C | LOCKOUT: WALL SWITCH | 3-1/2 IN X 1-7/16 IN X 1/4 IN | *OBS*Safety-Other : POLYPROPYLENE | EA | 20 | 0 | 0 | NO | 7.21 | 1119.35 | BRADY | 065392 |  | 00 | 1 | 2CAC | 2CAC | [6 empty] | 40915
12976 | 29200000TL | 03483 | EG1040004 | S | 58018142 | 58 | EGTL Spares | Mtce | 08 | 08Z | COMPOUND: KOPR SHIELD | 8 OZ | *OBS*Corsn Mitgtn-Co : T&B. All chemicals and other hazardous materials must be accompained by the following; a) Safety data Sheet, SDS, (not more than 5 years old); b) Certificate of Analysis /Quality , COA/Q, c) All containers must be labelled with weat | PK | 3 | 2 | 4 | NO | 185.56 | 28808.19 | THOMAS & BETTS | CP8-TB |  | 00 | 1 | 2CAC | 2CAC | [6 empty] | 40915
12977 | 29200000TL | 03483 | EG1003005 | P | 58018227 | 58 | EGTL Spares | Mtce | 51 | 51Z | RELAY: OVERLOAD,SOLID STATE | 10A 240VAC 3PH,CONFIGURABLE | Electric-Other : SPDT,MANUAL,190VAC COIL,DIN RAIL MOUNT,POLYCARBONATE ENCLOSURE, NEMA STARTER SIZE 1, P/N E777 | EA | 1 | 0 | 0 | NO | 880.3399 | 136743.2 | POWELL | E777 |  | 01,10,22 |  | 2CAC | [7 empty] | 41003
12978 | 29200000TL | 03483 | EG1003005 | P | 58018229 | 58 | EGTL Spares | Mtce | 51 | 51Z | RELAY: OVERLOAD,SOLID STATE | 10A 240VAC 3PH,CONFIGURABLE | Electric-Other : SPDT,MANUAL,190VAC COIL,DIN RAIL MOUNT,POLYCARBONATE ENCLOSURE, NEMA STARTER SIZE 3, P/N E777 | EA | 1 | 0 | 0 | NO | 880.3399 | 136743.2 | POWELL | E777 |  | 01,10,22 |  | 2CAC | [7 empty] | 41003
12979 | 29200000TL | 03483 | EG1005014 | P | 58018277 | 58 | EGTL Spares | Mtce | 64 | 64B | BELT: V-BELT COGGED AUTOMOTIVE | 3/8 IN THK, BLACK VINYL | OEM MANUFACTURER COGGED REPLACEMENT V-BELT REINFORCED RBR BELT TYPE: COGGED AUTOMOTIVE, MATERIAL: AUTO COGGED, PART NUMBER 11053599, VBG REPLACEMENT ID: CGAT19898, OUTSIDE CIRCUMFERENCE: 36.07 IN/ 916.18MM, TOP WIDTH: 0.44 IN/11.18 MM, BELT DEPTH: 7.94 IN | EA | 2 | 6 | 12 | NO | 433.3442 | 132520.9796 | COGGED REPLACEMENT V-BELT | 11053599 |  | 01,22 |  | 2CAC | 1BBB |  | 11209-BOM |  |  | CGAT19898 |  | 41003 | 44306 | 43011
12980 | 29200000TL | 03483 | EG1038011 | S | 58018330 | 58 | EGTL Spares | Mtce | 72 | 72Z | BREATHER:HYDRAULIC TANK | FOR 2.3 & 3.7 TON FOLK LIFTS | *OBS*Filtration-Elem : | UN | 6 | 3 | 6 | NO | 32.31 | 5016.13 | YALE | 580056337 |  | 00 | 1 | 3XAC | 3XAC |  | SEE MAITENANCE MANUAL |  |  |  |  | 41003
12981 | 29200000TL | 03483 | EG1038011 | S | 58018331 | 58 | EGTL Spares | Mtce | 72 | 72Z | FILTER:TRANSMISSION | CONTROL VALVE | *OBS*Filtration-Elem : FOR 2.3 & 3.7 TON FOLK LIFTS | UN | 6 | 3 | 6 | NO | 20.75 | 3221.44 | YALE | 580058668 |  | 00 | 1 | 3XAC | 3XAC |  | SEE MAITENANCE MANUAL |  |  |  |  | 41003
12982 | 29200000TL | 03483 | EG1028014 | P | 58018335 | 58 | EGTL Spares | Mtce | 64 | 64B | BELT: V | COOLING,RUBBER COMPOUND | Power Transmission Equipment & Replacement Parts : YANMAR 2.6/3.3. FOR 2.3 & 3.7 TON FOLK LIFTS | UN | 3 | 0 | 0 | NO | 17.18 | 2667.2 | YALE | 580055564 |  | 00 | 1 | 3XAC |  |  | SEE MAITENANCE MANUAL |  |  |  |  | 41003
12983 | 29200000TL | 03483 | EG1030009 | P | 58018337 | 58 | EGTL Spares | Mtce | 72 | 72Z | ELEMENT: FILTER | YANMAR 2.6/3.3, ENGINE | *OBS*Filtration-Elem : FOR 2.3 & 3.7 TON FOLK LIFTS | UN | 6 | 0 | 0 | NO | 45.97 | 7136.84 | YALE | 580053908 |  | 00 | 1 | 3XAC | 3XAC |  | SEE MAITENANCE MANUAL |  |  |  |  | 41003
12984 | 29200000TL | 03483 | EG1030011 | P | 58018341 | 58 | EGTL Spares | Mtce | 72 | 72Z | FILTER: FUEL | FOR 4.5L CUMMINS DIESEL ENGINE | *OBS*Filtration-Elem : FOR 2.3 & 3.7 TON FOLK LIFTS | UN | 3 | 0 | 0 | NO | 80.79 | 12542.65 | YALE | 580042635 |  | 00 | 1 | 3XAC | 3XAC |  | SEE MAITENANCE MANUAL |  |  |  |  | 41003 | 41933
12985 | 29200000TL | 03483 | EG1028013 | P | 58018342 | 58 | EGTL Spares | Mtce | 54 | 54A | GASKET:EXHAUST MANIFOLD | FOR 4.5L CUMMINS DIESEL ENGINE | Seals : FOR 2.3 & 3.7 TON FOLK LIFTS | EA | 4 | 0 | 0 | NO | 13.2 | 2049.3 | YALE | 580042936 |  | 00 | 1 | 3XAC | 1BBB |  | SEE MAITENANCE MANUAL |  |  |  |  | 41003
12986 | 29200000TL | 03483 | EG1038009 | P | 58018344 | 58 | EGTL Spares | Mtce | 54 | 54D | KIT:SEAL,CRANKSHAFT | FOR 4.5L CUMMINS DIESEL ENGINE | *OBS*GS&P-O-Rings : FOR 2.3 & 3.7 TON FOLK LIFTS | UN | 4 | 0 | 0 | NO | 111.7 | 17341.43 | YALE | 580060833 |  | 00 | 1 | 3XAC | 3XAC |  | SEE MAITENANCE MANUAL |  |  |  |  | 41003
12987 | 29200000TL | 03483 | EG1038001 | P | 58018345 | 58 | EGTL Spares | Mtce | 72 | 72Z | FILTER: OIL | FOR 4.5L CUMMINS DIESEL ENGINE | *OBS*Filtration-Elem : FOR 2.3 & 3.7 TON FOLK LIFTS | UN | 4 | 0 | 0 | NO | 33.75 | 5239.69 | YALE | 580074341 |  | 00 | 1 | 3XAC | 3XAC |  | SEE MAITENANCE MANUAL |  |  |  |  | 41003
12988 | 29200000TL | 03483 | EG1028013 | P | 58018346 | 58 | EGTL Spares | Mtce | 56 | 56Z | NUT:DRIVE AND TRAIL AXLE | METAL | *OBS*Fastener-Other : FOR 2.3 & 3.7 TON FOLK LIFTS | UN | 4 | 0 | 0 | NO | 5.13 | 796.4325 | YALE | 582002295 |  | 00 | 1 | 3XAC | 3XAC |  | SEE MAITENANCE MANUAL |  |  |  |  | 41003
12989 | 29200000TL | 03483 | EG1028014 | P | 58018347 | 58 | EGTL Spares | Mtce | 56 | 56Z | STUD | WHEEL,METAL | *OBS*Fastener-Other : FOR 2.3 & 3.7 TON FOLK LIFTS | EA | 4 | 0 | 0 | NO | 54.82 | 8510.81 | YALE | 580069926 |  | 00 | 1 | 3XAC | 3XAC |  | SEE MAITENANCE MANUAL |  |  |  |  | 41003
12990 | 29200000TL | 03483 | EG1028013 | P | 58018348 | 58 | EGTL Spares | Mtce | 54 | 54D | SEAL | OIL | *OBS*GS&P-O-Rings : FOR 2.3 & 3.7 TON FOLK LIFTS | EA | 8 | 0 | 0 | NO | 21.04 | 3266.46 | YALE | 909368300 |  | 00 | 1 | 3XAC | 3XAC |  | SEE MAITENANCE MANUAL |  |  |  |  | 41003
12991 | 29200000TL | 03483 | EG1028013 | P | 58018349 | 58 | EGTL Spares | Mtce | 75 | 75F | PIN | COTTER, METAL | Material Handling - Lifting Equipment and Accessories : FOR 2.3 & 3.7 TON FOLK LIFTS | EA | 8 | 0 | 0 | NO | 0.15 | 23.2875 | YALE | 015418800 |  | 00 | 1 | 3XAC | 2CBC |  | SEE MAITENANCE MANUAL |  |  |  |  | 41003
12992 | 29200000TL | 03483 | EG1028013 | P | 58018350 | 58 | EGTL Spares | Mtce | 50 | 50Z | CUP | BEARING | Bearings & Accessories - All :FOR 2.3 & 3.7 TON FOLK LIFTS | EA | 8 | 0 | 0 | NO | 12.35 | 1917.34 | YALE | 053236500 |  | 00 | 1 | 3XAC | 2CBC |  | SEE MAITENANCE MANUAL |  |  |  |  | 41003
12993 | 29200000TL | 03483 | EG1028013 | P | 58018351 | 58 | EGTL Spares | Mtce | 50 | 50Z | CONE | BEARING | Bearings & Accessories - All :FOR 2.3 & 3.7 TON FOLK LIFTS | EA | 8 | 0 | 0 | NO | 26.54 | 4120.34 | YALE | 520049820 |  | 00 | 1 | 3XAC | 2CBC |  | SEE MAITENANCE MANUAL |  |  |  |  | 41003
12994 | 29200000TL | 03483 | EG1028013 | P | 58018352 | 58 | EGTL Spares | Mtce | 56 | 56Z | WASHER | TRAIL DRIVE AXLE,METAL | *OBS*Fastener-BottWa : FOR 2.3 & 3.7 TON FOLK LIFTS | EA | 8 | 0 | 0 | NO | 16.38 | 2543 | YALE | 580001878 |  | 00 | 1 | 3XAC | 3XAC |  | SEE MAITENANCE MANUAL |  |  |  |  | 41003
12995 | 29200000TL | 03483 | EG1028013 | P | 58018353 | 58 | EGTL Spares | Mtce | 87 | 87B | ROD:TIE | FOR DRIVE/TRAIL AXLE | *OBS*Engines - Other : FOR 2.3 & 3.7 TON FOLK LIFTS | UN | 4 | 0 | 0 | NO | 284.35 | 44145.34 | YALE | 580052283 |  | 00 | 1 | 3XAC | 3XAC |  | SEE MAITENANCE MANUAL |  |  |  |  | 41003
12996 | 29200000TL | 03483 | EG1028013 | P | 58018354 | 58 | EGTL Spares | Mtce | 87 | 87B | PIN:TIE ROD | FOR DRIVE/TRAIL AXLE | *OBS*Engines - Other : FOR 2.3 & 3.7 TON FOLK LIFTS | UN | 8 | 0 | 0 | NO | 6.62 | 1027.76 | YALE | 580052360 |  | 00 | 1 | 3XAC | 3XAC |  | SEE MAITENANCE MANUAL |  |  |  |  | 41003
12997 | 29200000TL | 03483 | EG1028013 | P | 58018355 | 58 | EGTL Spares | Mtce | 87 | 87B | PIN:TIE ROD | FOR DRIVE/TRAIL AXLE | *OBS*Engines - Other : FOR 2.3 & 3.7 TON FOLK LIFTS | UN | 8 | 0 | 0 | NO | 24.71 | 3836.23 | YALE | 580052361 |  | 00 | 1 | 3XAC | 3XAC |  | SEE MAITENANCE MANUAL |  |  |  |  | 41003
12998 | 29200000TL | 03483 | EG1028013 | P | 58018358 | 58 | EGTL Spares | Mtce | 51 | 51B | LIGHT:STOP/TAIL/BACKUP | WHITE/RED, ELECTRICAL | Electric Components - Lighting : FOR 2.3 & 3.7 TON FOLK LIFTS | UN | 7 | 0 | 0 | NO | 112.58 | 17478.05 | YALE | 580037207 |  | 00 | 1 | 3XAC |  |  | SEE MAITENANCE MANUAL |  |  |  |  | 41003
12999 | 29200000TL | 03483 | EG1040009 | S | 58018416 | 58 | EGTL Spares | Mtce | 66 | 66Q | VALVE: GATE 1-1/2 IN | 1500 LB, BW, DUAL-STAMPED | Valve - Gate : F316/F316L SS ASTM A182 BODY, COMBINATION NO 12 TRIM,SOLID WEDGE, HANDWHEEL OPERATED, WELDED BONNET, OS&Y, API-602, SCH 40S BORE, MFRS PACKING FOR 482C T0 677C, GFGCAA | EA | 1 | 0 | 0 | NO | 1112.8559 | 172771.52 | SWI | AAH-24AM-BB1A |  | 00 |  | 2CAC |  |  | 425 |  |  |  |  | 40915
13000 | 29200000TL | 03483 | EG1040011 | S | 58018418 | 58 | EGTL Spares | Mtce | 66 | 66Q | VALVE: GATE 1/2 IN | 150 LB, RF FLG, CS | Valve - Gate : ASTM A105 (UNS K03504) BODY, COMBINATION NO 12 TRIM, SOLID WEDGE, HANDWHEEL OPERATED, FLEXIBLE GRAPHITE PACKING WITH CORROSION INHIBITOR, BOLTED BONNET, OS&Y, API-602, GAACAW | EA | 5 | 0 | 0 | NO | 258.17 | 40080.89 | SWI | AAB-11AM-RA1A |  | 00 |  | 2CAC |  |  | 424 |  |  |  |  | 40915
13001 | 29200000TL | 03483 | EG1040014 | S | 58018419 | 58 | EGTL Spares | Mtce | 66 | 66Q | VALVE: GATE 1/2 IN | 300 LB, BW, CS | Valve - Gate : ASTM A105N (UNS K03504) BODY, COMBINATION NO 12 TRIM, SOLID WEDGE, HANDWHEEL OPERATED, FLEXIBLE GRAPHITE PACKING WITH CORROSION INHIBITOR, BOLTED BONNET, OS&Y, API-602, EXTRA STRONG BORE | EA | 1 | 0 | 0 | NO | 81.5397 | 12659.09 | SWI | AAF-11AM-BA1A |  | 00 |  | 2CAC |  |  | 476 |  |  |  |  | 40915
13002 | 29200000TL | 03483 | EG1040009 | S | 58018422 | 58 | EGTL Spares | Mtce | 66 | 66Q | VALVE: GATE 1/2 IN | 800 LB, SW X FNPT, CS | Valve - Gate : ASTM A105 (UNS K03504) BODY, COMBINATION NO 12 TRIM, STD PORT, SOLID WEDGE, HANDWHEEL OPERATED, FLEXIBLE GRAPHITE PACKING WITH CORROSION INHIBITOR, BOLTED BONNET, OS&Y, GYACAF, API-602 | EA | 17 | 0 | 0 | NO | 39.43 | 6121.51 | SWI | AAF-11AM-SA1A |  | 00 |  | 2CAC |  |  | 425 |  |  |  |  | 40915 | 45183 | [5 empty] | -8 | 2
13003 | 29200000TL | 03483 | EG1040011 | S | 58018424 | 58 | EGTL Spares | Mtce | 66 | 66Q | VALVE: GATE 3/4 IN | 600 LB, BW, CS | Valve - Gate : ASTM A105N (UNS K03504) BODY, COMBINATION NO 12 TRIM,SOLID WEDGE, HANDWHEEL OPERATED, FLEXIBLE GRAPHITE PACKING WITH CORROSION INHIBITOR, BB, OS&Y, API-600/ASME B16.10, SCH 160 BORE, | EA | 3 | 0 | 0 | NO | 962.96 | 187546.1563 | SWI | AAF-11SN-BA1A |  | 00 |  | 2CAC |  |  | 517 |  |  |  |  | 40915 | 44155 | 42191
13004 | 29200000TL | 03483 | EG1040009 | S | 58018434 | 58 | EGTL Spares | Mtce | 66 | 66Q | VALVE: GATE 1/2 IN | 300 LB, BW, CR-MO | Valve - Gate : ASTM A182 GR F11 CL 2 BODY, COMBINATION NO 12 TRIM,SOLID WEDGE, HANDWHEEL OPERATED, FLEXIBLE GRAPHITE PACKING WITH CORROSION INHIBITOR, BOLTED BONNET, OS&Y, API-602, SCH 160 BORE | EA | 2 | 0 | 0 | NO | 151.4295 | 23509.51 | SWI | AAF-17AM-BA1A |  | 00 |  | 2CAC |  |  | 585 |  |  |  |  | 40915
13005 | 29200000TL | 03483 | EG1040016 | S | 58018436 | 58 | EGTL Spares | Mtce | 66 | 66Q | VALVE: GATE 3/4 IN | 600 LB, BW, CR-MO | Valve - Gate : ASTM A182 GR F11 CL 2 BODY, COMBINATION NO 12 TRIM, SOLID WEDGE, HANDWHEEL OPERATED, FLEXIBLE GRAPHITE PACKING WITH CORROSION INHIBITOR, BOLTED BONNET, OS&Y, API-602, NACE STANDARD MR-01-75, MILL T | EA | 5 | 0 | 0 | NO | 2186.0914 | 426600.0194 | SWI | AAF-17SN-BA1A |  | 00 |  | 2CAC |  |  | 476 |  |  |  |  | 40915 | 43537 | 42017
13006 | 29300000TL | 03483 | EG1040013 | S | 58018437 | 58 | EGTL Spares | Mtce | 66 | 66Q | VALVE: GATE 3/4 IN | 1500 LB, SW, CR-MO | Valve - Gate : ASTM A182 GRADE F11 CL 2 (UNS K11572) BODY,COMBINATION NO 5 TRIM,STD PORT,SOLID WEDGE,HANDWHEEL OPERATED,FLEXIBLE GRAPHITE PACKING WITH CORROSION INHIBITOR, BOLTED BONNET, OS&Y, API-602, GFCDA QA Code 02, 04, 05, 07, 23, 27 | EA | 4 | 2 | 4 | YES | 8779.84 | 4042413.9328 | SWI | AAH-17AC-AA1A |  | 02, 04, 05, 07, 23, 27 |  | 2CAC |  |  | 425 |  |  |  |  | 43770 | 44814 | 44825
13007 | 29200000TL | 03483 | EG1029007 | S | 58018440 | 58 | EGTL Spares | Mtce | 66 | 66Q | VALVE: GATE 1 IN | 600 LB, RF FLG, CR-MO | Valve - Gate : ASTM A182 GR F11 CL 2 BODY, COMBINATION NO 12 TRIM, SOLID WEDGE, HANDWHEEL OPERATED, FLEXIBLE GRAPHITE PACKING WITH CORROSION INHIBITOR, BOLTED BONNET, OS&Y, API-602, NACE STD MR-01-75, MILL TEST | EA | 6 | 0 | 0 | NO | 4396.9147 | 861722.2537 | SWI | AAE-17SN-RA1A |  | 00 |  | 2CAC |  |  | 424 |  |  |  |  | 40915 |  | 41943
13008 | 29200000TL | 03483 | EG1029014 | S | 58018442 | 58 | EGTL Spares | Mtce | 66 | 66Q | VALVE: GATE 3/4 IN | 600 LB, RF FLG, CS | Valve - Gate : ASTM A216 GR WCB (UNS J03002) BODY, COMBINATION NO 12 TRIM, FLEXIBLE WEDGE, HANDWHEEL OPERATED, FLEXIBLE GRAPHITE PACKING WITH CORROSION INHIBITOR, BOLTED BONNET, OS&Y, ASME B16.34/ASME B16.1 | EA | 6 | 0 | 0 | NO | 2930.6399 | 574727.8093 | SWI | AAE-11SN-RA1A |  | 00 |  | 2CAC |  |  | 506 |  |  |  |  | 40915 |  | 42017
13009 | 29200000TL | 03483 | EG1029016 | S | 58018444 | 58 | EGTL Spares | Mtce | 66 | 66Q | VALVE: GATE 3/4 IN | 150 LB, BW, CS | Valve - Gate : LOW TEMP ASTM A350 GR LF2 CL 1 (UNS K03011) BODY, COMBINATION NO 12 TRIM, SOLID WEDGE, HANDWHEEL OPERATED, FLEXIBLE GRAPHITE PACKING WITH CORROSION INHIBITOR, BB, OS&Y, API-602, NACE STANDARD MR-01-75 | EA | 3 | 0 | 0 | NO | 2289.16 | 449659.6988 | SWI |  |  | 02,04 |  | 2CAC |  |  | 506 |  |  |  |  | 40915 |  | 42017
13010 | 29200000TL | 03483 | EG1038006 | P | 58018446 | 58 | EGTL Spares | Mtce | 66 | 66Q | VALVE: GATE 1 IN | 150 LB, BW, CS | Valve - Gate : LOW TEMP ASTM A350 GR LF2 CL 1 (UNS K03011) BODY, COMBINATION NO 12 TRIM, SOLID WEDGE,HANDWHEEL OPERATED, FLEXIBLE GRAPHITE PACKING WITH CORROSION INHIBITOR, BOLTED BONNET, OS&Y, API-602, NACE STANDARD | EA | 4 | 0 | 0 | NO | 2571.1 | 505041.173 | SWI | AAF-13SN-BA1A |  | 02,04 |  | 2CAC |  |  | 506 |  |  |  |  | 40915 |  | 41974
13011 | 29200000TL | 03483 | EG1040009 | S | 58018450 | 58 | EGTL Spares | Mtce | 66 | 66R | VALVE: GLOBE 1 IN | 300 LB, RF FLG, DUAL-STAMPED | Valve - Globe : F304/F304L SS ASTM A182 BODY, COMBINATION NO 12 TRIM, PLUG DISC, HANDWHEEL OPERATED, FLEXIBLE GRAPHITE PACKING WITH CORROSION INHIBITOR, BOLTED BONNET, T-BODY, OS&Y, API-602, HBFCAB. QA Code 02, 04, 05, 07, 23, 27 | EA | 1 | 0 | 0 | NO | 482.4622 | 74892.6 | SWI | ABD-21AM-RA1A |  | 02, 04, 05, 07, 23, 27 |  | 2CAC |  |  | 506 |  |  |  |  | 40915
13012 | 29200000TL | 03483 | EG1040009 | S | 58018451 | 58 | EGTL Spares | Mtce | 66 | 66R | VALVE: GLOBE 3/4 IN | 1500 LB, RTJ FLG | Valve - Globe : F304H SS ASTM A182 (UNS S30409) BODY, PLUG TYPE DISC, HANDWHEEL OPERATED, WELDED BONNET, T-BODY, OS&Y, API-602, MFRS PACKING FOR 482C T0 677C, HFFJAB, API-602 | EA | 1 | 0 | 0 | NO | 2438.57 | 378551.4125 | SWI | ABH-22ZZ-TB1A |  | 00 |  | 2CAC |  |  | 580 |  |  |  |  | 40915
13013 | 29200000TL | 03483 | EG1040011 | S | 58018457 | 58 | EGTL Spares | Mtce | 66 | 66R | VALVE: GLOBE 1/2 IN | 150 LB, BW, CS | Valve - Globe : ASTM A105 (UNS K03504) BODY, COMBINATION NO 12 TRIM, PLUG TYPE DISC, HANDWHEEL OPERATED, FLEXIBLE GRAPHITE PACKING WITH CORROSION INHIBITOR, BB, T-BODY, OS&Y, API-602, SCH 160 BORE, SEVERE NACE SERVICE | EA | 1 | 0 | 0 | NO | 380.049 | 58995 | SWI | ABF-11SN-BA1A |  | 02,04 |  | 2CAC |  |  | 507 |  |  |  |  | 40915
13014 | 29300000TL | 03483 | EG1040010 | P | 58018458 | 58 | EGTL Spares | Mtce | 66 | 66R | VALVE: GLOBE 1/2 IN | 300 LB, BW, CS | Valve - Globe : ASTM A105 (UNS K03504) BODY, COMBINATION NO 12 TRIM, PLUG TYPE DISC, HANDWHEEL OPERATED, FLEXIBLE GRAPHITE PACKING WITH CORROSION INHIBITOR, BB, T-BODY, OS&Y, API-602, SCH 160 BORE, SEVERE NACE SERVICE | EA | 2 | 1 | 2 | YES | 4975.9 | 2038875.025 | SWI | ABF-11SN-BA1A |  | 02,04 |  | 2CAC | 2CAC |  | 507 |  |  |  |  | 44174 |  | 44225
13015 | 29300000TL | 03483 | EG1040009 | S | 58018463 | 58 | EGTL Spares | Mtce | 66 | 66R | VALVE: GLOBE 1 IN | 800 LB, SW, CS | Valve - Globe : ASTM A105N (UNS K03504) BODY, COMBINATION NO 12 TRIM, PLUG TYPE DISC, HANDWHEEL OPERATED, FLEXIBLE GRAPHITE PACKING WITH CORROSION INHIBITOR, BB, T-BODY, OS&Y, API-602, HYACAB, API-602 QA Code 02, 04, 05, 07, 23, 27 | EA | 1 | 1 | 2 | YES | 5830 | 2684248.6 | SWI | ABF-11AM-AA1A |  | 02, 04, 05, 07, 23, 27 |  | 2CAC |  |  | 506 |  |  |  |  | 43770 | 45999 | 46007 | -1 | 1
13016 | 29200000TL | 03483 | EG1038008 | S | 58018465 | 58 | EGTL Spares | Mtce | 66 | 66R | VALVE: GLOBE 3/4 IN | 600 LB, BW, CS | Valve - Globe : ASTM A216 GR WCB (UNS J03002) BODY, COMBINATION NO 12 TRIM, PLUG TYPE DISC, HANDWHEEL OPERATED, FLEXIBLE GRAPHITE PACKING WITH CORROSION INHIBITOR, BB, T-BODY, OS&Y, API-600/ASME B16.10, TSCH 160 BORE | EA | 1 | 0 | 0 | NO | 465.0599 | 72191.25 | SWI | ABF-13SN-BA1A |  | 00 |  | 2CAC |  |  | 506 |  |  |  |  | 40915
13017 | 29200000TL | 03483 | EG1038008 | S | 58018469 | 58 | EGTL Spares | Mtce | 66 | 66Q | VALVE: CHECK 1 IN | 1500 LB, BW, SS | Valve - Gate : ASTM A182 GR F321 (UNS S32109) BODY, SS TRIM, 321 SS STEM/PISTON DISC, HARD FACED SEAT RING, PISTON, FLEXIBLE GRAPHITE PACKING, WELDED BONNET, STOP, API-602, HANDWHEEL OPERATOR, GLOBE TYPE, SCH 40S | EA | 1 | 0 | 0 | NO | 2454.0809 | 380997.47 | SWI | AHH-26AT-BB1A |  | 00 |  | 2CAC |  |  | 425 |  |  |  |  | 40915
13018 | 29200000TL | 03483 | EG1038003 | P | 58018470 | 58 | EGTL Spares | Mtce | 66 | 66O | VALVE: CHECK 1/2 IN | 800 LB, SW, DUAL-STAMPED | Valve - Check : F316/F316L SS ASTM A182 BODY, COMBINATION NO 12 TRIM, PISTON LIFT, BOLTED BONNET, API-602, CYGCAA | EA | 1 | 0 | 0 | NO | 1207.8998 | 234551.3906 | SWI | AJF-24AM-AA1A |  | 00 |  | 2CAC | 1BBB |  | 424 |  |  |  |  | 40915 | 43601 | 41914
13019 | 29200000TL | 03483 | EG1040008 | S | 58018471 | 58 | EGTL Spares | Mtce | 66 | 66O | VALVE: CHECK 1 IN | 1500 LB, BW, DUAL-STAMPED | Valve - Check : F316/F316L SS ASTM A182 BODY, COMBINATION NO 12 TRIM, PISTON LIFT, WELDED BONNET, API-602, SCH 40S BORE, CFGCAI | EA | 2 | 0 | 0 | NO | 1612.0391 | 306967.8222 | SWI | AJH-24AM-BB1A |  | 00 |  | 2CAC |  |  | 424 |  |  |  |  | 40915 |  | 41914
13020 | 29200000TL | 03483 | EG1030006 | P | 58018475 | 58 | EGTL Spares | Mtce | 66 | 66Q | VALVE: CHECK 1-1/2 IN | 300 LB, BW, CS | Valve - Gate : ASTM A105 (UNS K03504) BODY, COMBINATION NO 12 TRIM, PISTON LIFT, BB, API-602, SCH 160 BORE, SEVERE NACE SERVICE CBAC05 | EA | 1 | 0 | 0 | NO | 655.9976 | 101844 | SWI | AJF-11SN-BA1A |  | 00 |  | 2CAC |  |  | 517 |  |  |  |  | 40915
13021 | 29200000TL | 03483 | EG1030008 | P | 58018476 | 58 | EGTL Spares | Mtce | 66 | 66Q | VALVE: CHECK 1-1/2 IN | 300 LB, RF FLG, CS | Valve - Gate : ASTM A105 (UNS K03504) BODY,COMBINATION NO 8 TRIM,PISTON LIFT,BOLTED BONNET,API-602, CBAAAG, API-602, CBAAAG | EA | 6 | 0 | 0 | NO | 184.29 | 28611.02 | SWI | AJD-11AB-RA1A |  | 00 |  | 2CAC |  |  | 506 |  |  |  |  | 40915
13022 | 29200000TL | 03483 | EG1040009 | S | 58018478 | 58 | EGTL Spares | Mtce | 66 | 66Q | VALVE: CHECK 1 IN | 600 LB, BW, CR-MO | Valve - Gate : ASTM A182 GR F11 CL 2 BODY, COMBINATION NO 12 TRIM, PISTON LIFT, BOLTED BONNET, API-602, SCH 160 BORE, IMPACT TESTED 25 MM THK, HYDROGEN SERVICE CDCC11 | EA | 1 | 0 | 0 | NO | 268.209 | 41639.6 | SWI | AJF-17AM-BA1A |  | 00 |  | 2CAC |  |  | 506 |  |  |  |  | 40915
13023 | 29300000TL | 03483 | EG1002001 | P | 58018569 | 58 | EGTL Spares | Mtce | 66 | 66Z | TOOL: SETTING | FOR ACTUATOR | Valve-Other : (ROTORK, PN 01316298) (FROM SITE REQN WRP36) | EA | 1 | 0 | 1 | YES | 533.5968 | 202500 | ROTORK | 01316298 |  | 00 |  |  | 1BBB | [6 empty] | 43770 | 44200 | 44209
13024 | 29200000TL | 03483 | EG1002016 | P | 58018624 | 58 | EGTL Spares | Mtce | 76 | 76Z | COUPLING: SHAFT IGID,46 MM X | 70 MM (MAX) BORE,105 MM OD | Pumps-Other : 230 MM LG,CAST STL, 130-PC-020A/B PUMP, (WAX FILTRATION PACKAGE) | EA | 1 | 0 | 0 | NO | 1709.8701 | 265440.24 | SAM ENGINEERING | TSKS0033 | TSKS0033 | 01,22 | 1 | 2BAB |  |  | SAM 7923 |  |  |  |  | 40914
13025 | 29200000TL | 03483 | EG1003016 | P | 58018630 | 58 | EGTL Spares | Mtce | 76 | 76Z | IMPELLER: PUMP | WAX FILTRATION PACKAGE | Pumps-Other : IMPELLER,PUMP:13 IN OD,19 MM BORE,CD4 MCU, :130-PC-002A/B, 130-PC-002A/B | EA | 1 | 0 | 0 | NO | 1135.5531 | 176283.27 | SAM ENGINEERING | 40-330-120-07 | 40-330-120-07 | 00 | 1 | 2BAB |  |  | SAM 9244 |  |  |  |  | 40914
13026 | 29200000TL | 03483 | EG1003016 | P | 58018638 | 58 | EGTL Spares | Mtce | 76 | 76Z | SHAFT:WAX FILTRATION PACKAGE | 316 SS | Pumps-Other : 130-PC-002A/B, 731 CSO 3 IN X 1.5 IN X13 IN (PUMP) | EA | 1 | 0 | 0 | NO | 713.766 | 110805.03 | SAM ENGINEERING | SAM2133/35.01 | SAM2133/35.01 | 00 | 1 | 2BAB |  |  | SAM 9244 |  |  |  |  | 40914
13027 | 29200000TL | 03483 | EG1002009 | P | 58018641 | 58 | EGTL Spares | Mtce | 50 | 50Z | BEARING:BALL,MOTR,SGL ROW,30MM | 62MM OD,16MM WD,LIGHT SERIES | Bearings & Accessories - All :SHIELD,C3,STL CAGE, FR 182TC, RPM 1780, 5KS182GAB225X1, 5KS182RAA220, 130-XA-010-M, 130-XA-002-M, 130-XX-042A/B-M DE, FOR WAX FILTRATION PACKAGE | EA | 3 | 0 | 0 | NO | 18.0008 | 2794.98 |  |  |  | 01,21,22 | 1 | 2BAB | [7 empty] | 41348 | 41506
13028 | 29300000TL | 03483 | EG1002009 | P | 58018645 | 58 | EGTL Spares | Mtce | 50 | 50Z | BEARING: BALL,60MM ID | 130MM OD,31MM WD,ANGULAR | Bearings & Accessories - All :CONTACT,SGL ROW,MEDIUM SERIES,SHIELD,C3,STL CAGE,324TSD FR 1800 RPM, 5KS324RS2094D20P, 130-PC-020A-M, DE, WAX FILTRATION PACKAGE. | EA | 1 | 0 | 1 | YES | 17.0916 | 28329.21 | NSK BEARING | 6312ZC3 |  | 01,21,22 | 1 | 2BAB | [6 empty] | MTL003 | 43770 | 45584 | 44350 |  |  | 0 | 2 | -1 | 1
13029 | 29200000TL | 03483 | EG1003017 | P | 58018656 | 58 | EGTL Spares | Mtce | 54 | 54D | SEAL: OIL,WAX FILTRATION PKG | 25MM ID,40 MM OD,7MM WD,VITON | *OBS*GS&P-Other : ITEM 2 | EA | 2 | 0 | 0 | NO | 71.87 | 11157.8175 | BSM | OLS-303 | 0LS-303 | 01,22 |  | 2BAB | 2BAB |  | A3 28103 |  |  |  |  | 40914
13030 | 29200000TL | 03483 | EG1002009 | P | 58018660 | 58 | EGTL Spares | Mtce | 50 | 50Z | BEARING:BALL,MOTOR DRIVE END & | OPPOSITE DRIVE END,SGL ROW | Bearings & Accessories - All :30MM ID, 62MM OD, 16MM WD, LIGHT SERIES, SHIELD, C3, STL CAGE, 182 TC FR, 1800 RPM, 620ZC3, (WAX FILTRATION PACKAGE) | EA | 1 | 0 | 0 | NO | 18.0012 | 2794.5 | BEARING MAN GROUP | 5KS182CAA226 | 5KS182CAA226 | 01,21,22 |  |  |  |  | DB-300795 |  |  |  |  | 40914
13031 | 29200000TL | 03483 | EG1003017 | P | 58018661 | 58 | EGTL Spares | Mtce | 54 | 54D | SEAL: OIL | SHAFT SEAL,50 MM ID,80 MM OD | *OBS*GS&P-Other : VITON,RUBBER CAGE, AM90, AM90 | EA | 1 | 0 | 0 | NO | 71.87 | 11157.8175 | SEW | OLS-304 |  | 01,22 | 1 |  | 2BAB |  | 250 QCRV 001 |  |  |  |  | 41003
13032 | 29200000TL | 03483 | EG1003017 | P | 58018662 | 58 | EGTL Spares | Mtce | 50 | 50Z | BEARING: FLANGE BLOCK | BALL,25 MM ID,ELLIPTICAL | Bearings & Accessories - All :STL HSG,2 BOLT,16 MM BOLT DIA,130 MM BLOCK,35.7 MM THK,LIGHT SERIES,SET SCREW, AM90 GEARBOX BEARINGS | EA | 1 | 0 | 0 | NO | 83.37 | 12943.1925 | SEW | UCFL205 |  | 01,21,22 | 1 |  |  |  | 250 QCRV 001 |  |  |  |  | 41003
13033 | 29200000TL | 03483 | EG1003017 | P | 58018663 | 58 | EGTL Spares | Mtce | 14 | 14Z | CONTROLLER:SEQUENCER | 2-16 OUTLETS RANGE,120V | Instruments - Other & Parts : &quot;130-UY-0826 ,CONTROLS DIAPHRAM VALVES MOUNTED ON PULSE JET DUST COLLECTOR&quot; | EA | 4 | 0 | 0 | NO | 548.45 | 85144.2096 | MECAIR | MTS8 |  | 00 | 1 | 1BAB |  |  | EGTL1-SLF-PRO-PI-300047 |  |  |  |  | 41003 | 41536 | 41785
13034 | 29200000TL | 03483 | EG1003016 | P | 58018664 | 58 | EGTL Spares | Mtce | 75 | 75F | INDICATOR:LOAD CELL | CONFIGURABLE RANGE | Material Handling - Lifting Equipment and Accessories : 228 MM (W) X 163 MM (H) X 101 MM (D), CONFIGURABLE SCALE, STL ENCLOSURE, 130-WIT-0821 | EA | 7 | 0 | 0 | NO | 7377 | 1145279.25 | EMERY-WINSLOW | 7600E |  | 00 | 1 | 1BAB |  |  | EGTL1-SLF-PRO-PI-300047 |  |  |  |  | 41003 | 42418
13035 | 29200000TL | 03483 | EG1003017 | P | 58018665 | 58 | EGTL Spares | Mtce | 51 | 51Z | SWITCH: LIMIT | 4AMP/120VAC,3AMP/24VDC,SPDT | Electric-Other : NO/NC,SS ENCLOSURE, 130-ST-0821 | EA | 5 | 0 | 0 | NO | 554.955 | 103419.2638 | GOSWITCH 73 | 73 |  | 01,10,22 | 1 | 1BAB |  |  | EGTL1-SLF-PRO-PI-300047 |  |  |  |  | 41003 | 43402 | 42079
13036 | 29300000TL | 03483 | EG1002009 | P | 58018673 | 58 | EGTL Spares | Mtce | 51 | 51Z | SWITCH: LIMIT,4AMP/120VAC | 3AMP/24VDC,SPDT,NO/NC | Electric-Other : COPPER- COATED WITH FLAT BLACK LACQUER ENCLOSURE, 36 IN 18 GAUGE LEAD WIRES | EA | 3 | 0 | 1 | YES | 375 | 576993.75 | GO SWITCH | 35-13319-A2 |  | 01,10,22 | 1 | 1BAB | [7 empty] | 43770 | 45725 | 45384 | -2 | 1 | -1 | 1
13037 | 29200000TL | 03483 | EG1039006 | S | 58018695 | 58 | EGTL Spares | Mtce | 56 | 56Z | SCREW:HEX HEAD CAP | 91350A112 | *OBS*Fastener-BottWa : 1/4 IN-20 X 1/2 IN, 3/4 IN, 1 IN, 5/16 IN-18 X 3/4 IN,1 IN; 20 EACH: 1/4 IN-20 X 1-1/2 IN,2 IN; 5/16 IN-18 X 1-1/4 IN,1-1/2 IN; 3/8 IN-16 X 3/4 IN,1 IN; 10 EACH: 5/16 IN-18 X 2 IN; 3/8 IN-16 X 1-1/4 IN,1-1/2 IN,2 IN DIA,25 EACH: | EA | 3 | 0 | 0 | NO | 165.59 | 25707.85 |  |  | 91350A112 | 00 | 1 | 2CAC | 2CAC | [6 empty] | 40915
13038 | 29200000TL | 03483 | EG1039002 | S | 58018704 | 58 | EGTL Spares | Mtce | 56 | 56Z | PIN | SPRING, M3 X 20 MM, SS | *OBS*Fastener-Other : PIN: SPRING, M3 X 20 MM, SS, METRIC, SELLOCK, 10 PER PACK | EA | 30 | 0 | 0 | NO | 1.69 | 262.3725 |  |  | 91610A410 -10 | 00 | 1 | 2CAC | 2CAC | [6 empty] | 40915
13039 | 29200000TL | 03483 | EG1039002 | S | 58018705 | 58 | EGTL Spares | Mtce | 56 | 56Z | PIN | SPRING, M3 X 30 MM, SS | *OBS*Fastener-Other : METRIC, SELLOCK, 10 PER PACK, METRIC, SELLOCK, 10 PER PACK | EA | 30 | 0 | 0 | NO | 2.29 | 355.5225 |  |  | 91610A412-10 | 00 | 1 | 2CAC | 2CAC | [6 empty] | 40915
13040 | 29200000TL | 03483 | EG1039002 | S | 58018706 | 58 | EGTL Spares | Mtce | 56 | 56Z | PIN: SPRING | M6 DIA X 60 MM/150 MM LG, SS | *OBS*Fastener-Other : SELLOCK, METRIC, 10 PER PACK | PK | 24 | 0 | 0 | NO | 10.43 | 1619.26 |  |  | 91610A724-10 | 00 | 1 | 2CAC | 2CAC | [6 empty] | 40915 | 43874
13041 | 29200000TL | 03483 | EG1039002 | S | 58018707 | 58 | EGTL Spares | Mtce | 56 | 56Z | PIN: SPRING | M8 X 100 MM, SS | *OBS*Fastener-Other : SELLOCK, METRIC | EA | 30 | 0 | 0 | NO | 8.55 | 1327.39 |  |  | 91610A845-1 | 00 | 1 | 2CAC | 2CAC | [6 empty] | 40915
13042 | 29200000TL | 03483 | EG1039002 | S | 58018708 | 58 | EGTL Spares | Mtce | 56 | 56Z | PIN: COTTER ZINC PLTD STL | 1/16 IN DIA, 1 IN LG | Fasteners / Hardware : SPLIT PINS, 1.6 MM X 25 MM, EQUIV, 100 PER PACK | PK | 2 | 0 | 0 | NO | 20.135 | 4454.7713 |  |  | 98338A110-100 | 00 | 1 | 2CAC | [7 empty] | 40915 | 42879 | 42902
13043 | 29200000TL | 03483 | EG1039002 | S | 58018709 | 58 | EGTL Spares | Mtce | 56 | 56Z | PIN: COTTER ZINC PLTD STL | 3/8 IN DIA, 4 IN LG | Fasteners / Hardware : SPLIT PINS, 10 MM X 100 MM | PK | 2 | 0 | 0 | NO | 45.6075 | 10322.7265 |  |  | 98338A365-10 | 00 | 1 | 2CAC | [7 empty] | 40915 | 42879 | 42902
13044 | 29200000TL | 03483 | EG1039002 | S | 58018710 | 58 | EGTL Spares | Mtce | 56 | 56Z | PIN: COTTER ZINC PLTD STL | 3/32 IN DIA, 2 IN LG | *OBS*Fastener-Other : SPLIT PIN, 2.5 MM X 50 MM, EQUIV, 100 PER PACK | PK | 1 | 0 | 0 | NO | 2.75 | 426.9375 |  |  | 98338A160-100 | 00 | 1 | 2CAC | 2CAC | [6 empty] | 40915 | 42879
13045 | 29200000TL | 03483 | EG1039002 | S | 58018711 | 58 | EGTL Spares | Mtce | 56 | 56Z | PIN: COTTER ZINC PLTD STL | 1/8 IN DIA, 2 IN LG | *OBS*Fastener-Other : SPLIT PIN, 3.2 MM X 50 MM, EQUIV, 100 PER PACK | PK | 1 | 0 | 0 | NO | 212 | 64691.8 |  |  | 98338A200-100 | 00 | 1 | 2CAC | 2CAC | [6 empty] | 40915 | 45123 | 42901 |  |  |  |  | -1 | 1
13046 | 29200000TL | 03483 | EG1039002 | S | 58018712 | 58 | EGTL Spares | Mtce | 56 | 56Z | PIN: COTTER ZINC PLTD STL | 3/16 IN DIA, 4 IN LG | *OBS*Fastener-Other : SPLIT PIN, 5 MM X 100 MM, EQUIV, 50 PER PACK | PK | 2 | 0 | 0 | NO | 27.5175 | 7495.4701 |  |  | 98338A524-50 | 00 | 1 | 2CAC | 2CAC | [6 empty] | 40915 | 42879 | 42902
13047 | 29200000TL | 03483 | EG1038011 | S | 58018760 | 58 | EGTL Spares | Mtce | 14 | 14C | SENSOR:TEMP. -33 TO 220 DEG C | 12V 115A | Flow Measuring Instruments : AC MN XAHS536 TOWABLE COMPRESSOR | EA | 9 | 0 | 0 | NO | 689.9489 | 107100.77 | ATLAS COPCO | 1089057470 |  | 00 | 1 | 3XAC | [5 empty] | SEE ADDITIONAL INFO |  | 41003
13048 | 29200000TL | 03483 | EG1038011 | S | 58018762 | 58 | EGTL Spares | Mtce | 14 | 14C | SENSOR:PRESSURE | 0 - 35 BAR RANGE,IP67 | Flow Measuring Instruments : AC MN XAHS536 TOWABLE COMPRESSOR | EA | 6 | 0 | 0 | NO | 484.5524 | 75217.07 | ATLAS COPCO | 1089957975 |  | 00 | 1 | 3XAC | [5 empty] | SEE ADDITIONAL INFO |  | 41003
13049 | 29200000TL | 03483 | EG1038011 | S | 58018763 | 58 | EGTL Spares | Mtce | 14 | 14Z | SWITCH: LEVEL | 12 TO 24VDC @ 8MA | Instruments - Other & Parts : VERTICALLY MOUNTED 20 MM ± 6 HORIZONTALLY MOUNTED : 2.5 MM ± 1 RANGE,CAPACITIVE LEVEL,CUZN38PB1.5 ENCLOSURE, AC MN XAHS536 TOWABLE COMPRESSOR ENGINE COOLENT LEVEL SWITCH | EA | 3 | 0 | 0 | NO | 510.6158 | 79262.89 | ATLAS COPCO | 1089065953 |  | 00 | 1 | 3XAC | [5 empty] | SEE ADDITIONAL INFO |  | 41003
13050 | 29200000TL | 03483 | EG1038009 | S | 58018764 | 58 | EGTL Spares | Mtce | 66 | 66H | VALVE: SAFETY RELIEF | 18 BAR SET,1 IN BSP TAPER | Valve-Safety Relief : ISO 7-R PIPE THREAD INLET,1-1/2 IN BSP PARALLEL,G THREADS OUTLET,MAXIMUM SET PRESSURE 35 BAR,BRONZE/GUNMETAL BODY,DIRECT SPRING LOADED OPERATED,-20C TO 200C SUBJECT TO SEAL MATERIAL,VITON | EA | 3 | 0 | 0 | NO | 676.5972 | 105028.18 | ATLAS COPCO | 0832100075 |  | 00 | 1 | 3XAC | [5 empty] | SEE ADDITIONAL INFO |  | 41003
13051 | 29200000TL | 03483 | EG1005010 | P | 58018806 | 58 | EGTL Spares | Mtce | 14 | 14Z | SOLENOID:FUEL | FOR PORTABLE GENERATORS | Instruments - Other & Parts : | EA | 2 | 0 | 0 | NO | 309.7573 | 48085.3746 | NORTHSTAR | 778168 |  | 00 | 1 | 3XAC | [7 empty] | 41003 |  | 41856
13052 | 29200000TL | 03483 | EG1005010 | P | 58018807 | 58 | EGTL Spares | Mtce | 87 | 87B | FILTER: FUEL | FOR PORTABLE GENERATORS | Engines - Parts : | EA | 10 | 0 | 0 | NO | 18.9531 | 2942.2682 | NORTHSTAR | 30755 |  | 00 | 1 | 3XAC | [7 empty] | 41003 |  | 41856
13053 | 29300000TL | 03483 | EG1005010 | P | 58018808 | 58 | EGTL Spares | Mtce | 51 | 51Z | CAPACITOR | PORTABLE GENERATOR | Electric-Other : | EA | 2 | 0 | 1 | YES | 90.845 | 90914.0419 | NORTHSTAR | MA38279 |  | 00 | 1 | 3XAC | 2CBC | [6 empty] | 43770 | 45254 | 45315 |  |  |  |  | -1 | 1
13054 | 29200000TL | 03483 | EG1005010 | P | 58018812 | 58 | EGTL Spares | Mtce | 76 | 76Z | PUMP:FUEL INJECTOR, ASSY | FOR PORTABLE GENERATORS | Pumps-Other : | EA | 2 | 0 | 0 | NO | 662.0093 | 102766.888 | NORTHSTAR | YA71431051100 |  | 00 | 1 | 3XAC | [7 empty] | 41003 |  | 41856
13055 | 29200000TL | 03483 | EG1005010 | P | 58018813 | 58 | EGTL Spares | Mtce | 87 | 87B | INJECTOR:FUEL | FOR PORTABLE GENERATORS | Engines - Parts : | EA | 2 | 0 | 0 | NO | 600.6406 | 93240.294 | NORTHSTAR | YA71431053100 |  | 00 | 1 | 3XAC | [7 empty] | 41003 |  | 41856
13056 | 29200000TL | 03483 | EG1005010 | P | 58018814 | 58 | EGTL Spares | Mtce | 51 | 51C | STARTER:PORTABLE GENERATOR | HITACHI 12V | Electric Components - Motor / Generator : | EA | 2 | 0 | 0 | NO | 804.8108 | 124934.1112 | NORTHSTAR/YANNMAR | YA11436277011 |  | 00 | 1 | 3XAC | [7 empty] | 41003 | 45840 | 41856 | 0 | 2
13057 | 29200000TL | 03483 | EG1001018 | P | 58018908 | 58 | EGTL Spares | Mtce | 66 | 66Z | KIT:SOFT GOODS,CONTROL VALVE | SPCL WASHER PN 1F125036042 | Valve-Other : CONTAINS ,PACKING SPRING PN 1F125637012,UPPER WIPER PN 1J872806332,PACKING FEMALE ADAPTOR PN 1F124201012,PACKING BOX RING PN 1J873335072,PACKING MALE ADAPTOR PN 1F124601012,PACKING SET PN 1R290401, CONTROL VALVES | KI | 3 | 3 | 6 | NO | 3.8702 | 601.0065 |  |  |  | 01,22 | 1 | [8 empty] | 41270 | 45737 |  | -2 | 1
13058 | 29200000TL | 03483 | EG1029013 | S | 58018974 | 58 | EGTL Spares | Mtce | 02 | 02A | PANEL:DISPLAY | ADMIN & WKSHP SPLIT UNITS / 2 | Heating Ventilation and Air Conditioning Equipnment & Parts : &quot;SPLIT UNIT, ITEM 6 &quot; | EA | 5 | 3 | 5 | NO | 10.9274 | 1696.704 | CARRIER | 201130200733 |  | 01,10,22 | 1 | 2CAB | [7 empty] | 41003 |  | 41432
13059 | 29200000TL | 03483 | EG1029013 | S | 58018978 | 58 | EGTL Spares | Mtce | 02 | 02A | SENSOR:EVAPORATOR TEMP | ADMIN & WKSHP SPLIT UNITS / 2 | Heating Ventilation and Air Conditioning Equipnment & Parts : SPLIT UNIT, ITEM 22 | EA | 5 | 3 | 5 | NO | 10.007 | 1553.744 | CARRIER | 202301300080 |  | 01,22 | 1 | 2CAB | [7 empty] | 41003 |  | 41432
13060 | 29200000TL | 03483 | EG1029013 | S | 58018979 | 58 | EGTL Spares | Mtce | 02 | 02A | SENSOR | INDOOR AMBIENT TEMP | Heating Ventilation and Air Conditioning Equipnment & Parts : &quot;FOR HVAC SYSTEM, SPLIT UNIT, 23 ; ADMIN & WKSHP SPLIT UNITS / 2&quot; | EA | 5 | 3 | 5 | NO | 14.5592 | 2260.616 | CARRIER | 202432390005 |  | 01,22 | 1 | 2CAB | 2CBC | [6 empty] | 41003 |  | 41432
13061 | 29200000TL | 03483 | EG1001008 | P | 58018981 | 58 | EGTL Spares | Mtce | 02 | 02A | BOARD: PRINTED CIRCUIT | DISPLAY | Heating Ventilation and Air Conditioning Equipnment & Parts : SPLIT UNIT, ASSY, 33 | EA | 27 | 14 | 27 | NO | 34.5676 | 5367.0489 | CARRIER | 201332590022 |  | 01,10,22 | 1 | 2CAB | [7 empty] | 41003 |  | 41432
13062 | 29200000TL | 03483 | EG1029013 | S | 58018982 | 58 | EGTL Spares | Mtce | 02 | 02A | BLOCK: TERMINAL 115/1/60 | 4 CIRCUIT | Heating Ventilation and Air Conditioning Equipnment & Parts : ADMIN & WKSHP SPLIT UNITS / 2, SPLIT UNIT, 36, 1 PH, 60HZ | EA | 9 | 5 | 9 | NO | 36.6671 | 5693.2622 | CARRIER | 202301400064 |  | 01,22 | 1 | 2CAB | [7 empty] | 41003 |  | 41432
13063 | 29200000TL | 03483 | EG1001020 | P | 58018998 | 58 | EGTL Spares | Mtce | 02 | 02A | BOX: CONTROL | HVAC SYSTEM | Heating Ventilation and Air Conditioning Equipnment & Parts : SPLIT UNIT, ASSY, 11, ADMIN & WKSHP SPLIT UNITS / 3/4 | EA | 1 | 0 | 1 | NO | 3114.675 | 483491 | CARRIER | 40QN660005 |  | 01,10,22 | 1 | 2CAB | [7 empty] | 41003 | 41680 | 41765
13064 | 29300000TL | 03483 | EG1005007 | P | 58019052 | 58 | EGTL Spares | Mtce | 51 | 51C | CAPACITOR: DUAL, 45 + 5 UF | 370 VAC | Electric Components - Motor / Generator :METAL ROUND CANISTER, CLIP TERMINAL, :SPLIT UNIT, 43, GE MODEL 97F9895 CAPACITOR | EA | 4 | 0 | 1 | YES | 29.62 | 12404.8066 | CARRIER | P291-4553RS | 97F9895 | 01,10,22 | 1 | 2CAB | 1BBB | [5 empty] | MENL173 | 43770 | 44729 | 44836
13065 | 29200000TL | 03483 | EG1003010 | P | 58019100 | 58 | EGTL Spares | Mtce | 51 | 51Z | SWITCH: DISCONNECT MAIN | 120VAC | Electric-Other : 60A, 20A OPERATED, MANUAL, D-RAIL MOUNT, DISTRIBUTION, S1A, S1B, S1C | EA | 2 | 0 | 0 | NO | 158.1407 | 24551.34 | TELEMECANIQUE | VVE1 |  | 01,10,22 | 1 | 1AXX |  |  | JZC 7410, JZV 7420 |  |  |  |  | 41003
13066 | 29200000TL | 03483 | EG1003010 | P | 58019101 | 58 | EGTL Spares | Mtce | 51 | 51Z | BREAKER: CIRCUIT AUTOMATIC | 120VAC, 2 POLE, 10A, 6 KAAIC | Electric-Other : 2 PIN, F11A, F11B | EA | 2 | 0 | 0 | NO | 109.8209 | 21575.42 | SIEMENS | 5SX 2210-7 |  | 01,10,22 | 1 | 1AXX |  |  | JZC 7410, JZV 7420 |  |  |  |  | 41003 | 42256
13067 | 29200000TL | 03483 | EG1003010 | P | 58019102 | 58 | EGTL Spares | Mtce | 51 | 51Z | BREAKER: CIRCUIT AUTOMATIC | 120VAC, 2 POLE, 6A, 6 KAAIC | SIEMENS CIRCUIT AUTOMATIC ELECTRICAL MAX 480 VAC SIZE DIMENSIONS: 3" X 1" X 4" (8 CM X 3 CM X 10 CM) WEIGHT: 0 LBS 2 OZ (0.06KG) 2-PIN. | EA | 3 | 1 | 2 | NO | 189.2069 | 50009.4321 | SIEMENS | 5SX22-C6 |  | 01,10,22 | 1 | 1AXX |  |  | JZC 7410, JZV 7420 |  |  |  |  | 41003 | 43640 | 43662
13068 | 29200000TL | 03483 | EG1003010 | P | 58019103 | 58 | EGTL Spares | Mtce | 51 | 51Z | BREAKER: CIRCUIT AUTOMATIC | 120VAC, 2 POLE, 4A, 6 KAAIC | Electric-Other : 2-PIN, | EA | 2 | 0 | 0 | NO | 171.319 | 26597.28 | SIEMENS | 5SX 2204-7 |  | 01,10,22 | 1 | 1AXX |  |  | JZC 7410, JZV 7420 |  |  |  |  | 41003
13069 | 29200000TL | 03483 | EG1003012 | P | 58019105 | 58 | EGTL Spares | Mtce | 66 | 66Z | RING:SCRAPER NBR | PSA PACKAGE 160 XP001 | Valve - Actuator & Positioner: 160-PV-0705B, 160-KV-0713, 160-KV-0723, 160-KV-0733, 160-KV-0743, 160-KV-0753, 160-KV-0763Ring Wiper for GLOBE VALVE TYPE 3241 / ANSI 300 / DN 3'' / CVS 70 EQ% | EA | 4 | 0 | 0 | NO | 153.5462 | 23836.5597 | SAMSON AG | 8429-0133 | 8429-0133 | 01,22 | 1 | 1AXX | 1BBB |  | 1341659-ITEM02-3 |  |  |  |  | 40914 |  | 41736
13070 | 29200000TL | 03483 | EG1005016 | P | 58019107 | 58 | EGTL Spares | Mtce | 78 | 78B | AMPLIFIER: ASSY FREQUENCY | FISCAL METERING SKID | ATEX, CSA CERTIFIED, | AS | 4 | 0 | 0 | NO | 857.0552 | 133049.2505 | MICROMOTION | 78350210AVV |  | 00 | 1 |  | 1CCC | [6 empty] | 41360
13071 | 29200000TL | 03483 | EG1029010 | S | 58019126 | 58 | EGTL Spares | Mtce | 66 | 66O | KIT: REPAIR | FOR PUMP CHECK VALVE | Valve - Check : CONTAINS SIX CHECK VALVES- ALL THE VALVES IN ONE PUMP | EA | 4 | 0 | 0 | NO | 55.0071 | 8538.75 | GENERAL PUMP | 08-131010 |  | 00 | 1 | 3XAC | [7 empty] | 41003
13072 | 29200000TL | 03483 | EG1029010 | S | 58019128 | 58 | EGTL Spares | Mtce | 54 | 54D | O-RING: 3/8 IN ID, 9/16 IN OD | 3/32 IN WD FOR PORTABLE WATER | *OBS*GS&P-O-Rings : CLEANING UNIT, NITRILE, SIZE 110 | EA | 100 | 0 | 0 | NO | 0.17 | 26.3925 | GENERAL PUMP | 01-421001 |  | 00 | 1 | 3XAC | 3XAC | [6 empty] | 41003
13073 | 29200000TL | 03483 | EG1029010 | S | 58019129 | 58 | EGTL Spares | Mtce | 66 | 66H | VALVE: RELIEF PRESSURE | 5000 PSI 3/8 IN NPT MALE INLET | Valve-Safety Relief : SET, 6000 PSI, BRASS BODY, 304 SS, SPRING OPERATED, 195 DEGREES F - 90 DEGREES C, BUNA-N | EA | 4 | 0 | 0 | NO | 21.0027 | 3260.25 | GENERAL PUMP | 05-111310 |  | 00 | 1 | 3XAC | [7 empty] | 41003
13074 | 29200000TL | 03483 | EG1029010 | S | 58019130 | 58 | EGTL Spares | Mtce | 66 | 66H | VALVE: RELIEF THERMAL | 5 PSI NOT ADJUSTABLE SET | Valve-Safety Relief : 1/2 IN, MALE PIPE THREAD INLET, 1/8 IN NOZZLE OUTLET, 100 PSI, BRASS BODY, 304 STAINLESS STEEL, AUTOMATICALLY OPERATED, 145 DEGREES F, 63 DEGREES C,DELRIN,BUNA | EA | 4 | 0 | 0 | NO | 16.0021 | 2484 | GENERAL PUMP | 05-112400 |  | 00 | 1 | 3XAC |  |  | C04-1011 |  |  |  |  | 41003
13075 | 29200000TL | 03483 | EG1030004 | S | 58019136 | 58 | EGTL Spares | Mtce | 87 | 87B | GUN: TRIGGER, 3/8 IN FPT INLET | 1/4 IN FPT OUTLET | *OBS*Machinery-Misc- : NONE POWER, 5000 PSI, 8 GPM CAPACITY, YG5000 | EA | 6 | 0 | 0 | NO | 6.5009 | 1009.13 | GENERAL PUMP | 06-131101 |  | 00 | 1 | 3XAC | 3XAC | [6 empty] | 41003
13076 | 29200000TL | 03483 | EG1029010 | S | 58019140 | 58 | EGTL Spares | Mtce | 72 | 72Z | ELEMENT: FUEL FILTER | 3 1/8 IN D X 2 IN LG 10 MICRON | *OBS*Filtration-Elem : CELLULOSE, RACOR | EA | 4 | 2 | 4 | NO | 22.703 | 3524.18 | AALADIN | 10-301218 |  | 00 | 1 | 3XAC | 3XAC |  | G04-1002-4 |  |  |  |  | 41003
13077 | 29200000TL | 03483 | EG1029010 | S | 58019141 | 58 | EGTL Spares | Mtce | 72 | 72Z | FILTER: FUEL | 4 1/8 IN D X 2 IN LG 10 MICRON | *OBS*Filtration-Elem : CAST ALUMINUM HSG, WATER SEPARATOR, NEW STYLE | EA | 1 | 0 | 0 | NO | 60.0077 | 9315 | AALADIN | 10-301250 |  | 00 | 1 | 3XAC | 3XAC |  | G04-1002-4 |  |  |  |  | 41003
13078 | 29200000TL | 03483 | EG1029010 | S | 58019142 | 58 | EGTL Spares | Mtce | 57 | 57A | COUPLER: 1/4 IN, FPT, BRASS | FOR PORTABLE WATER | *OBS*Hoses&Parts-Oth : CLEANING UNIT | EA | 20 | 0 | 0 | NO | 7.501 | 1164.38 | HANSON | 01-421000-1 |  | 00 | 1 | 3XAC | 3XAC | [6 empty] | 41003
13079 | 29200000TL | 03483 | EG1029002 | S | 58019144 | 58 | EGTL Spares | Mtce | 51 | 51C | TRANSFORMER: IGNITION | 4.8 AMP, 12 V, 20 KV | Electric Components - Motor / Generator :FOR PORTABLE WATER CLEANING UNIT | EA | 4 | 0 | 0 | NO | 184.2673 | 28603.8125 | BECKETT | 10-111620 |  | 00 | 1 | 3XAC |  |  | G04-1002-4 |  |  |  |  | 41003 |  | 41846
13080 | 29200000TL | 03483 | EG1029010 | S | 58019145 | 58 | EGTL Spares | Mtce | 51 | 51Z | SWITCH: ROCKER, ROLLER PIN | 24VDC, 15A, 1PH, SINGLE POLE | Electric-Other : NORMALLY OPEN, SNAP-IN MOUNT, | EA | 3 | 0 | 0 | NO | 16.0021 | 2484 | CARLINGSWITCH | 03-211321 |  | 00 | 1 | 3XAC |  |  | F04-1042 |  |  |  |  | 41003
13081 | 29200000TL | 03483 | EG1029010 | S | 58019147 | 58 | EGTL Spares | Mtce | 14 | 14Z | SWITCH: FLOW | 3/8 IN FPT, 400 VDC, 3600 PSI | Instruments - Other & Parts : MAGNETICALLY ACTUATED REED SWITCH, PLASTIC ENCLOSURE, BRASS | EA | 4 | 0 | 0 | NO | 62.008 | 9625.5 | SUTTNER | 04-101900 |  | 00 | 1 | 3XAC |  |  | E04-1024 |  |  |  |  | 41003
13082 | 29200000TL | 03483 | EG1029010 | S | 58019149 | 58 | EGTL Spares | Mtce | 72 | 72Z | FILTER: WATER INLET 250 MICRON | 1/2 IN MPT X 3/4 IN | *OBS*Filtration-Elem : GARDEN HOSE, STAINLESS STEEL ELEMENT, BRASS & ACRYLIC HSG | EA | 6 | 0 | 0 | NO | 21.2527 | 3299.06 | GENERAL PUMP | 05-121701 |  | 00 | 1 | 3XAC | 3XAC |  | C04-1011 |  |  |  |  | 41003
13083 | 29200000TL | 03483 | EG1029010 | S | 58019154 | 58 | EGTL Spares | Mtce | 53 | 53A | COUPLER: HOSE | 3/8 IN, 3/8 IN FPT, STEEL | Fittings - Pipe - Carbon Steel :QUICK PLUG, | EA | 20 | 0 | 0 | NO | 3.5005 | 543.375 | HANSON | 01-421300-1 |  | 00 | 1 | 3XAC |  |  | E01-0295 |  |  |  |  | 41003
13084 | 29200000TL | 03483 | EG1039012 | S | 58019200 | 58 | EGTL Spares | Mtce | 86 | 86Z | KIT | REPAIR BRAKE | Automotive - Parts and Accessories: CONTAINS BOLTS, PADS, PINS, NUTS, BUKKEHAVE GLOBAL SPARE PARTS INC | EA | 1 | 0 | 0 | NO | 297.2383 | 46140.3 | IVECO | 42536194 |  | 00 | 1 | 3XAC | 2CBC | [6 empty] | 41003
13085 | 29200000TL | 03483 | EG1039011 | S | 58019203 | 58 | EGTL Spares | Mtce | 86 | 86Z | KIT | BRAKE LHS | Automotive - Parts and Accessories: CONTAINS PADS,BOLTS,PINS,NUTS, BUKKEHAVE GLOBAL SPARE PARTS INC | EA | 1 | 0 | 0 | NO | 368.4075 | 57187.89 | IVECO | 42537364 |  | 00 | 1 | 3XAC | 2CBC | [6 empty] | 41003
13086 | 29200000TL | 03483 | EG1039011 | S | 58019209 | 58 | EGTL Spares | Mtce | 86 | 86Z | RIVET: BRAKE LINER, 1/2 IN DIA | PLAIN HD, METAL | Automotive - Parts and Accessories: BUKKEHAVE GLOBAL SPARE PARTS INC | EA | 98 | 48 | 96 | NO | 0.7601 | 117.99 | IVECO | 42553536 |  | 00 | 1 | 3XAC | [7 empty] | 41003
13087 | 29200000TL | 03483 | EG1039011 | S | 58019210 | 58 | EGTL Spares | Mtce | 86 | 86Z | KIT | DRUM BRAKE | Automotive - Parts and Accessories: CONTAINS DRUM, SHOES, BOLTS, PINS, NUTS, SPRINGS, BUKKEHAVE GLOBAL SPARE PARTS INC | EA | 1 | 0 | 0 | NO | 105.4936 | 16375.77 | IVECO | 93161626 |  | 00 | 1 | 3XAC | 2CBC | [6 empty] | 41003
13088 | 29200000TL | 03483 | EG1040005 | S | 58019240 | 58 | EGTL Spares | Mtce | 51 | 51B | LIGHT | RIGHT SIDE, CLEAR | Electric Components - Lighting : LIGHT:RIGHT SIDE,CLEAR, ADDITIONAL INFORMATION:ASSY BUKKEHAVE GLOBAL SPARE PARTS, INC, ASSY BUKKEHAVE GLOBAL SPARE PARTS, INC | EA | 2 | 0 | 0 | NO | 49.4664 | 7678.67 | IVECO | 504074031 |  | 00 | 1 | 3XAC | 2CBC | [6 empty] | 41003
13089 | 29200000TL | 03483 | EG1040004 | S | 58019274 | 58 | EGTL Spares | Mtce | 72 | 72C | ELEMENT: FUEL FILTER | ALUMINIUM | Filtration-Media : BUKKEHAVE GLOBAL SPARE PARTS, INC | EA | 3 | 0 | 0 | NO | 160.76 | 31589.34 | IVECO | 42554067 |  | 00 |  | 3XAC | [7 empty] | 41003 | 42002 | 42191
13090 | 29200000TL | 03483 | EG1039012 | S | 58019275 | 58 | EGTL Spares | Mtce | 72 | 72Z | FILTER: HYDROSTEER | 3.957IN X 2.362IN | *OBS*Filtration-Elem : PAPER ELEMENT, CARTRIDGE HYDRAULIC METAL CANISTER HSG, BUKKEHAVE GLOBAL SPARE PARTS, INC | EA | 3 | 0 | 0 | NO | 15.182 | 2356.7 | IVECO | 1902137 |  | 00 |  | 3XAC | 3XAC | [6 empty] | 41003
13091 | 29200000TL | 03483 | EG1040004 | S | 58019288 | 58 | EGTL Spares | Mtce | 72 | 72C | ELEMENT: FUEL FILTER | 199.5MM X 96MM ALUMINIUM | Filtration-Media : THREAD SIZE: M14 X 1.5, BUKKEHAVE GLOBAL SPARE PARTS, INC | EA | 3 | 0 | 0 | NO | 29.2781 | 5800 | IVECO | 1908547 |  | 00 |  | 3XAC | [7 empty] | 41003 | 42002 | 42061
13092 | 29200000TL | 03483 | EG1040003 | S | 58019294 | 58 | EGTL Spares | Mtce | 72 | 72Z | ELEMENT: FUEL FILTER 7 MICRON | THREAD SIZE: 20 X 1.5 MM | *OBS*Filtration-Elem : PAPER MEDIA, BUKKEHAVE GLOBAL SPARE PARTS, INC | EA | 3 | 0 | 0 | NO | 24.4031 | 3788.1 | IVECO | 2992241 |  | 00 |  | 3XAC | 3XAC | [6 empty] | 41003
13093 | 29200000TL | 03483 | EG1040002 | S | 58019295 | 58 | EGTL Spares | Mtce | 72 | 72Z | FILTER: OIL 25 MICRON | 6.811IN X 3.681IN ALUMINUM | *OBS*Filtration-Elem : PAPER ELEMENT, HSG, BUKKEHAVE GLOBAL SPARE PARTS, INC | EA | 3 | 0 | 0 | NO | 22.7229 | 3527.28 | IVECO | 2992242 |  | 00 |  | 3XAC | 3XAC | [6 empty] | 41003
13094 | 29200000TL | 03483 | EG1039012 | S | 58019351 | 58 | EGTL Spares | Mtce | 86 | 86Z | KIT: BRAKE ADJUSTMENT | REAR WHEEL | Automotive - Parts and Accessories: CONTAINS SHOES, BOLTS, NUTS,PINS, DEV, BUKKEHAVE GLOBAL SPARE PARTS INC | EA | 1 | 0 | 0 | NO | 210.1271 | 32618.03 | IVECO | 42491950 |  | 00 |  | 3XAC | [7 empty] | 41003
13095 | 29200000TL | 03483 | EG1038012 | P | 58019352 | 58 | EGTL Spares | Mtce | 86 | 86Z | KIT | BRAKE ADJUSTMENT | Automotive - Parts and Accessories: CONTAINS PADS, BOLTS, PINS, NUTS, DEV, BUKKEHAVE GLOBAL SPARE PARTS INC | EA | 1 | 0 | 0 | NO | 58.8676 | 9138.02 | IVECO | 42491974 |  | 00 |  | 3XAC | 2CBC | [6 empty] | 41003
13096 | 29200000TL | 03483 | EG1040004 | S | 58019358 | 58 | EGTL Spares | Mtce | 72 | 72C | ELEMENT: FUEL FILTER | 130.5MM X 110.5MM, ALUMINUN | Filtration-Media : BUKKEHAVE GLOBAL SPARE PARTS, INC | EA | 3 | 0 | 0 | NO | 143.04 | 28107.36 | IVECO | 2997374 |  | 00 |  | 3XAC | [7 empty] | 41003 | 42002 | 42191
13097 | 29200000TL | 03483 | EG1039012 | S | 58019360 | 58 | EGTL Spares | Mtce | 86 | 86Z | KIT: BRAKE ADJUSTMENT | DISC | Automotive - Parts and Accessories: CONTAINS PADS, BOLTS, NUTS, PINS, BUKKEHAVE GLOBAL SPARE PARTS INC | EA | 1 | 0 | 0 | NO | 172.7022 | 26808.57 | IVECO | 93161353 |  | 00 |  | 3XAC | [7 empty] | 41003
13098 | 29200000TL | 03483 | EG1038012 | P | 58019361 | 58 | EGTL Spares | Mtce | 86 | 86Z | KIT | BRAKE | Automotive - Parts and Accessories: CONTAINS PADS, BOLTS, PINS, NUTS, BUKKEHAVE GLOBAL SPARE PARTS INC | EA | 1 | 0 | 0 | NO | 118.8953 | 18456.12 | IVECO | 93162176 |  | 00 |  | 3XAC | 2CBC | [6 empty] | 41003
13099 | 29200000TL | 03483 | EG1040005 | S | 58019365 | 58 | EGTL Spares | Mtce | 51 | 51B | LIGHT | SIDE, ORANGE | Electric Components - Lighting : BUKKEHAVE GLOBAL SPARE PARTS, INC | EA | 2 | 0 | 0 | NO | 36.8047 | 5713.2 | IVECO | 99442325 |  | 00 |  | 3XAC | 2CBC | [6 empty] | 41003
13100 | 29200000TL | 03483 | EG1039012 | S | 58019370 | 58 | EGTL Spares | Mtce | 51 | 51B | LAMP: SIDE, CLEAR | INCANDESCENT BULB, METAL BASE | Electric Components - Lighting : BUKKEHAVE GLOBAL SPARE PARTS, INC | EA | 2 | 0 | 0 | NO | 14.1419 | 2195.24 | IVECO | 500367925 |  | 00 |  | 3XAC | [7 empty] | 41003
13101 | 29200000TL | 03483 | EG1001017 | P | 58019449 | 58 | EGTL Spares | Mtce | 51 | 51Z | TRANSFORMER:CONTROL,0.15KVA | 480 VAC,120 VAC,50/60HZ,1PH | CHEMICAL DOSING SKIDS | EA | 1 | 0 | 0 | NO | 157.78 | 48348.5254 | ACME ELECTRIC | TB-150B007C | 991-01965523.88 | 01,10,22 | 1 | 2CAB | 1CCC | [6 empty] | 40914 | 45628 | 43733 |  |  | -1 | 1
13102 | 29300000TL | 03483 | EG1038016 | P | 58019455 | 58 | EGTL Spares | Mtce | 66 | 66A | VALVE: BALL,1/2 IN,2000 LB | COMP,316 SS BODY,316 SS | Valve-Ball : BALL & STEM, FULL PORT, 3 PIECE, HANDLE OPERATED, 450 DEG.F, R PTFE, STRAIGHT (CHEMICAL DOSING SKIDS) | EA | 1 | 0 | 1 | YES | 310.9577 | 466582.7164 | SWAGELOK | SS-63TS8 | 991-05056201.88 | 02,22 | 1 | 2CAB | [6 empty] | SWAGE587 | 43770 | 45732 | 45425 | 0 | 2 | -2 | 1
13103 | 29200000TL | 03483 | EG1038011 | S | 58019609 | 58 | EGTL Spares | Mtce | 86 | 86Z | CAP: HYDRAULIC TANK FILLER | 3 IN DIAMETER,ALUMINUM | Automotive - Parts and Accessories: SANITARY VACUUM TANK | EA | 1 | 0 | 0 | NO | 50.844 | 10000 | ELASTEC INC | 4CAP-FI010 |  | 00 | 1 | 3XAC | [7 empty] | 41003 |  | 41993
13104 | 29200000TL | 03483 | EG1040007 | S | 58019617 | 58 | EGTL Spares | Mtce | 86 | 86Z | CAP: FUEL, 2.88 IN OD, | ZINC PLATED STEEL | Automotive - Parts and Accessories: | EA | 1 | 0 | 0 | NO | 50 | 8352.5 | ELASTEC INC | 4CAP-FU040 |  | 00 | 1 | 3XAC | [7 empty] | 41003 |  | 41974
13105 | 29200000TL | 03483 | EG1040007 | S | 58019622 | 58 | EGTL Spares | Mtce | 66 | 66H | VALVE: RELIEF 12 PSI SET | 1-1/2 IN, MNPT INLET | Valve-Safety Relief : CAP OUTLET, 370 CFM, BRASS BODY, NYLON AND GLASS, VACUUM OPERATED, -15C TO 80C DEGREES, NBR 65 RUBBER, CHANDLER EQUIPMENT INC.: P/N 1035-0000 MZ | EA | 1 | 0 | 0 | NO | 80 | 13364 | ELASTEC INC | 4VALVRE040 |  | 00 | 1 | 3XAC | [7 empty] | 41003 |  | 41974
13106 | 29200000TL | 03483 | EG1040007 | S | 58019625 | 58 | EGTL Spares | Mtce | 86 | 86Z | COUPLER: HOSE | 3 IN X 4 IN, MPT THREAD | Automotive - Parts and Accessories: ALUMNINUM, ADAPTER CAMLOC, | EA | 1 | 0 | 0 | NO | 275 | 45938.75 | ELASTEC INC | 6225216448 |  | 00 | 1 | 3XAC | [7 empty] | 41003 |  | 41974
13107 | 29200000TL | 03483 | EG1040008 | S | 58019626 | 58 | EGTL Spares | Mtce | 86 | 86Z | COUPLER: HOSE | 6 IN, MPT THREAD, | Automotive - Parts and Accessories: ALUMNINUM, ADAPTER CAMLOC | EA | 1 | 0 | 0 | NO | 110 | 18375.5 | ELASTEC INC | 6225219696 |  | 00 | 1 | 3XAC | [7 empty] | 41003 |  | 41974
13108 | 29200000TL | 03483 | EG1040007 | S | 58019627 | 58 | EGTL Spares | Mtce | 86 | 86Z | CONNECTOR | COMMUNICATIONS | Automotive - Parts and Accessories: VEHICLE PLUG, 7 COND, 7 POSITION, BLACK | EA | 1 | 0 | 0 | NO | 35 | 5846.75 | ELASTEC INC | 4PLUGVE010 |  | 00 | 1 | 3XAC | 2CBC | [6 empty] | 41003 |  | 41974
13109 | 29200000TL | 03483 | EG1040007 | S | 58019628 | 58 | EGTL Spares | Mtce | 86 | 86Z | PIN: HITCH 3/8 IN X 4 IN | ZINC PLATED STEEL | Automotive - Parts and Accessories: | EA | 1 | 0 | 0 | NO | 35 | 5846.75 | ELASTEC INC | 4PIN-HI006 |  | 00 | 1 | 3XAC | [7 empty] | 41003 |  | 41974
13110 | 29200000TL | 03483 | EG1040007 | S | 58019630 | 58 | EGTL Spares | Mtce | 51 | 51D | ADAPTER: BULKHEAD CABLE | 3/8 IN -24TPI | Electric Components - Wire / Cable : ZINC PLATED STEEL | EA | 2 | 0 | 0 | NO | 10.597 | 1772.75 | ELASTEC INC | 4ADAPBU010 |  | 00 | 1 | 3XAC | [7 empty] | 41003 |  | 41974
13111 | 29200000TL | 03483 | EG1002005 | P | 58019664 | 58 | EGTL Spares | Mtce | 76 | 76Z | BUSHING:THROAT, 76.4 MM ID X | 112.25 MM OD X 25 MM THK | Pumps-Other : ORKOT C322 TLM, 110-PC-111A/B, 110-PC-211A, 110-PC-211B, (CHILLED WATER PUMPS) | EA | 2 | 0 | 0 | NO | 620.22 | 189513.246 | SPP | E44088A013 | E44088A013 | 01,22 | 1 | 2CAC |  |  | E44088-02 (45) |  |  |  |  | 40914 | 43124 | 43281
13112 | 29200000TL | 03483 | EG1003012 | P | 58019724 | 58 | EGTL Spares | Mtce | 66 | 66Z | VALVE:AIR,1/2 IN,150 LB, FNPT | ALUM BODY,ZINC DIE CAST | Valve-Other : AIR OPERATED,-25 TO 180 DEG F, BUNA-N,RIGHT ANGLE,2-WAY, QUICK EXHUAST (FOR FRESH CATALYST PACKAGE) | EA | 4 | 0 | 0 | NO | 128.194 | 33942.5085 | JHF | #QE4 | 641464 | 02,22 | 1 | 2BBB | [7 empty] | 41332 | 45202 | 42955 |  |  |  |  | -1 | 1
13113 | 29200000TL | 03483 | EG1003012 | P | 58019725 | 58 | EGTL Spares | Mtce | 66 | 66P | VALVE: FLOW CONTROL, 1/2 IN | 150 LB, NPT, CR PLTD | Valve - Control : DIE CAST ZINC BODY, SS SEAT, AIR OPERATED, -2 TO 200 DEG F, BUNA-N LIP SEAL, 2-WAY RIGHT ANGLE | EA | 2 | 0 | 0 | NO | 61.13 | 9490.4325 | JHF | FCP8,1/2&QUOT;NPT |  | 02,22 | 1 | 2BBB |  |  | 610365 |  |  |  |  | 41003
13114 | 29200000TL | 03483 | EG1003012 | P | 58019731 | 58 | EGTL Spares | Mtce | 51 | 51Z | SWITCH: LIMIT ROTARY, ARM | 3 IN FIXED RADIUS | Electric-Other : NYLON ROLLER W/STEEL ACTUATOR ARM | EA | 2 | 0 | 0 | NO | 100 | 30540 | SMC | AB#802T-W30 |  | 01,10,22 | 1 | 2BBB |  |  | 610365 |  |  |  |  | 41003 | 42894 | 43118
13115 | 29200000TL | 03483 | EG1003012 | P | 58019732 | 58 | EGTL Spares | Mtce | 51 | 51Z | ARM: LIMIT SWITCH, 6 IN LG | STAINLESS STEEL | Electric-Other : 6 IN NYLON LOOP | EA | 2 | 0 | 0 | NO | 49.8025 | 15211.8745 | SMC | #802T-W14 |  | 01,22 | 1 | 2BBB |  |  | 610365 |  |  |  |  | 41003 | 43009 | 43026
13116 | 29200000TL | 03483 | EG1003012 | P | 58019734 | 58 | EGTL Spares | Mtce | 51 | 51Z | POWER SUPPLY: SWITCHED | 100-240 VAC | Electric-Other : ,110-300 VDC INPUT,24 VDC OUTPUT,5A OUTPUT | EA | 1 | 0 | 0 | NO | 343.27 | 53292.6675 | SMC | #1762-0W8 |  | 01,10,22 | 1 | 2BBB |  |  | 610365 |  |  |  |  | 41003
13117 | 29200000TL | 03483 | EG1003012 | P | 58019735 | 58 | EGTL Spares | Mtce | 51 | 51C | FUSE: FAST ACTING, 3A, 125VAC | 10KA @ 250V IR | Electric Components - Motor / Generator :HOLDER, GLASS, 5MM X 20MM | EA | 1 | 0 | 0 | NO | 6.69 | 1038.6225 | SMC | GMA-3,5MMX20MM |  | 01,22 | 1 | 2BBB |  |  | 610365 |  |  |  |  | 41003 | 43149
13118 | 29200000TL | 03483 | EG1002013 | P | 58019760 | 58 | EGTL Spares | Mtce | 66 | 66P | VALVE:FLOW CONTROL,3/8 IN | 150 LB,NPT,CHROME PLATED DIE | Valve - Control : CAST ZINC BODY, SS TRIM, AIR OPERATED, -20 TO 200 DEG F, BUNA-N SEAT, RIGHT ANGLE, 2-WAY | EA | 2 | 0 | 0 | NO | 126.135 | 19581.4184 | JOHN HENRY FOSTER / BIMBA | #FCP6 | 741007 | 02,22 | 1 | 2BBB |  |  | EGTL1-300171-300172 |  |  |  |  | 40914 |  | 41924
13119 | 29200000TL | 03483 | EG1002013 | P | 58019763 | 58 | EGTL Spares | Mtce | 66 | 66Z | VALVE:AIR,1/4 IN,145 LB,NPT | NICKEL PLT BRASS BODY,NYLON | Valve-Regulators : AIR OPERATED, 0 TO 175 DEG F, NITRILE O-RING, BANJO BOLT, 1-WAY, AIR PRESSURE SENSOR, (FRESH CATALYST PACKAGE) | EA | 2 | 0 | 0 | NO | 155.08 | 24074.9654 | NORGREN | #12-4GD-0228 | 549541 | 02,22 | 1 | 2BBB | 1BBB |  | EGTL1-CPS-ENG-SC-300169 |  |  |  |  | 40914 |  | 41924
13120 | 29200000TL | 03483 | EG1002002 | P | 58019781 | 58 | EGTL Spares | Mtce | 51 | 51Z | POWER SUPPLY:FRESH CATALYST | PACKAGE,100-120 VAC/ | Electric-Other : 200-240 VAC INPUT, 24 VDC OUTPUT, 10A OUTPUT | EA | 1 | 0 | 0 | NO | 843.5843 | 130958.0325 | ALLEN BRADLEY | 1606-XL240EP | 641098 | 01,10,22 | 1 | 2BBB |  |  | 300181 |  |  |  |  | 40914
13121 | 29200000TL | 03483 | EG1002002 | P | 58019798 | 58 | EGTL Spares | Mtce | 11 | 11Z | FILTER:ELECTRONIC,LINE,47-63HZ | 120VAC, FRESH CATALYST PACKAGE | Computer Hardware - Peripherals : | EA | 1 | 0 | 0 | NO | 273.4676 | 42453.1125 | CONTROL CONCEPTS | IE-103 | 551303 | 01,22 | 1 | 2BBB |  |  | 300181 |  |  |  |  | 40914
13122 | 29200000TL | 03483 | EG1002002 | P | 58019813 | 58 | EGTL Spares | Mtce | 51 | 51C | CONTACTOR: MOTOR,MAGNETIC | NON-REVERSING,NEMA SZ 00 | Electric Components - Motor / Generator :600 VAC LINE, 120 VAC COIL, 18A, 3 POLE, OPEN ENCLOSURE (FRESH CATALYST PACKAGE) | EA | 1 | 0 | 0 | NO | 488.9615 | 75906.3825 | ALLEN BRADLEY | # 500F-AOD930 | 641078 | 01,10,22 | 1 | 2BBB |  |  | 300181 |  |  |  |  | 40914
13123 | 29200000TL | 03483 | EG1002002 | P | 58019814 | 58 | EGTL Spares | Mtce | 51 | 51C | CONTACTOR: MOTOR,MAGNETIC | NON-REVERSING,NEMA SZ 1 | Electric Components - Motor / Generator :600 VAC LINE,120 VAC COIL, 20A, 3 POLE, OPEN ENCLOSURE (FRESH CATALYST PACKAGE) | EA | 1 | 0 | 0 | NO | 573.4369 | 89020.35 | ALLEN BRADLEY | # 500F-BOD930 | 641079 | 01,10,22 | 1 | 2BBB |  |  | 300181 |  |  |  |  | 40914
13124 | 29200000TL | 03483 | EG1002002 | P | 58019815 | 58 | EGTL Spares | Mtce | 51 | 51C | CONTACTOR: MOTOR,MAGNETIC | NON-REVERSING,NEMA SZ 2 | Electric Components - Motor / Generator :600 VAC LINE, 120 VAC COIL, 45A, 3 POLE, OPEN ENCLOSURE (FRESH CATALYST PACKAGE) | EA | 1 | 0 | 0 | NO | 1042.6172 | 161855.8875 | ALLEN BRADLEY | 500F-COD930 | 641080 | 01,10,22 | 1 | 2BBB |  |  | 300181 |  |  |  |  | 40914
13125 | 29200000TL | 03483 | EG1002002 | P | 58019819 | 58 | EGTL Spares | Mtce | 11 | 11Z | CONTROLLER: PROGRAMMABLE LOGIC | 1 PORT RS-232 SERIAL | Computer Hardware - Peripherals : CONTROLLOGIX, CONTROLLER ONLY, (FRESH CATALYST PACKAGE) | EA | 1 | 0 | 0 | NO | 8806.6973 | 1367151.683 | ALLEN BRADLEY | #1756-L61 | 641096 | 01,11,22 | 1 | 2BBB |  |  | 300181 |  |  |  |  | 40914
13126 | 29200000TL | 03483 | EG1038001 | S | 58019836 | 58 | EGTL Spares | Mtce | 51 | 51Z | REACTOR:LINE,200V-24V INPUT | 25A,3PH,50/60HZ | Electric-Other : NEMA 1 (FRESH CATALYST PACKAGE) | EA | 2 | 0 | 0 | NO | 562.5 | 87328.13 | ALLEN BRADLEY | # 1321-3RA25-B | 641654 | 22 | 1 | 2BBB |  |  | 300181 |  |  |  |  | 40914
13127 | 29200000TL | 03483 | EG1002002 | P | 58019842 | 58 | EGTL Spares | Mtce | 11 | 11Z | CONTROLLER: PROGRAMMABLE LOGIC | 32 I/O CAPACITY,16 INPUTS | Computer Hardware - Peripherals : 16 OUTPUTS, 12/24VDC SOURCING INPUT MODULE, (FRESH CATALYST PACKAGE) | EA | 1 | 0 | 0 | NO | 722.8266 | 112211.595 | ALLEN BRADLEY | # 1756-IV32 | 641092 | 1,11,22 | 1 | 2BBB |  |  | 300181 |  |  |  |  | 40914
13128 | 29200000TL | 03483 | EG1002002 | P | 58019843 | 58 | EGTL Spares | Mtce | 11 | 11Z | MODULE:CONTROLLOGIX PLC | ETHERNET IP MODULE,10/100 MBPS | Computer Hardware - Peripherals : FULL-DUPLEX INPUT, 10/100 MBPS FULL-DUPLEX OUTPUT, 24VDC POWER (FRESH CATALYST PACKAGE) | EA | 1 | 0 | 0 | NO | 3036.1956 | 471339 | ALLEN BRADLEY | # 1756ENBT | 641093 | 01,22 | 1 | 2BBB |  |  | 300181 |  |  |  |  | 40914
13129 | 29200000TL | 03483 | EG1002014 | P | 58019866 | 58 | EGTL Spares | Mtce | 51 | 51Z | CLAMP: HOSE/TUBING, 1 IN ,TWIN | VIBRATION, 1.25 IN WD,SS | Electric-Other : CLAMP FOR PRESSURIZED LINES, TWIN, (FRESH CATALYST PACKAGE) | EA | 2 | 0 | 0 | NO | 36.55 | 5674.3875 | MCMASTER-CARR | # 3252T26 | 641431 | 01,22 | 1 | 2BBB |  |  | EGTL1-CPS-ENG-SC-300170 |  |  |  |  | 40914
13130 | 29200000TL | 03483 | EG1002014 | P | 58019867 | 58 | EGTL Spares | Mtce | 51 | 51Z | CLAMP:HOSE/TUBING 1 IN,SINGLE | VIBRATION, 1.25 IN WD,SS | Electric-Other : CLAMP FOR PRESSURIZED LINES, SGL, (FRESH CATALYST PACKAGE) | EA | 2 | 1 | 2 | NO | 25.53 | 3963.5325 | MCMASTER-CARR | 3015T47 | 641438 | 01,22 | 1 | 2BBB |  |  | EGTL1-CPS-ENG-SC-300170 |  |  |  |  | 40914
13131 | 29200000TL | 03483 | EG1002014 | P | 58019868 | 58 | EGTL Spares | Mtce | 51 | 51C | CONTACTOR:MOTOR STARTER, | 600 VAC LINE,24 VDC COIL,30A | Electric Components - Motor / Generator :3 POLE,IEC ENCLOSURE (FRESH CATALYST PACKAGE) | EA | 1 | 0 | 0 | NO | 312.63 | 48535.8075 | ALLEN BRADLEY | #100-C30ZJ10 | 570355 | 01,10,22 | 1 | 2BBB |  |  | 300170 |  |  |  |  | 40914
13132 | 29200000TL | 03483 | EG1002013 | P | 58019869 | 58 | EGTL Spares | Mtce | 51 | 51C | FUSE:TIME DELAY,60A,600V,300KA | IR,HOLDER,1.06 IN DIA X | Electric Components - Motor / Generator :2.38 IN LG (FRESH CATALYST PACKAGE) | EA | 4 | 0 | 0 | NO | 44.78 | 6952.095 | BUSSMANN | LPJ-60SP | 642239 | 01,22 | 1 | 2BBB |  |  | 300170 |  |  |  |  | 40914
13133 | 29200000TL | 03483 | EG1002013 | P | 58019871 | 58 | EGTL Spares | Mtce | 14 | 14H | GAUGE: PRESSURE 0-5000 PSI | RANGE,2.5 IN DIAL, 1/4 IN NPT | Pressure measuring and control Instruments : 304 SS CASE, 316 SS TUBE, 316 SS, BOTTOM, STEM MOUNT, NON FILLED, BOURDON TUBE, EGTL-CPS-ELE-BM-300181, (FOR FRESH CATALYST PACKAGE) | EA | 6 | 0 | 0 | NO | 170.965 | 26541.3163 | JHF | #25-400-5000 |  | 05,22 | 1 | 2BBB | [7 empty] | 41340 | 41627 | 41879
13134 | 29200000TL | 03483 | EG1002006 | P | 58019873 | 58 | EGTL Spares | Mtce | 72 | 72Z | FILTER:BREATHER, 1 IN MPT | 3 MICRON, PLASTIC HSG | *OBS*Filtration-Elem : DES-CASE (FOR FRESH CATALYST PACKAGE) | EA | 2 | 0 | 0 | NO | 101.46 | 15751.665 | VESCOR | #DC3 |  | 01,22 | 1 | 2BBB | 2BBB | [6 empty] | 41340
13135 | 29200000TL | 03483 | EG1002006 | P | 58019874 | 58 | EGTL Spares | Mtce | 72 | 72Z | FILTER:OIL 150 GPM,Z SYNTHETIC | ELEMENT, 10 MICRON, STL HSG | *OBS*Filtration-Elem : HYDRAULIC, (FOR FRESH CATALYST PACKAGE) | EA | 3 | 10 | 20 | NO | 72.24 | 11215.26 | SCHROEDER | KF30-1KZ10-S-D |  | 01,22 | 1 | 2BBB | 2BBB | [6 empty] | 41340
13136 | 29200000TL | 03483 | EG1002013 | P | 58019875 | 58 | EGTL Spares | Mtce | 14 | 14H | GAUGE: PRESSURE 0-5000 PSI | 2.5 IN DIAL,1/4 IN MPT | Pressure measuring and control Instruments : SS CASE, 316 SS TUBE, 316 SS, BOTTOM, STEM MOUNT, NON FILLED (FOR FRESH CATALYST PACKAGE) | EA | 5 | 3 | 6 | NO | 114.5533 | 18572.9597 | NOSHOK | #25-400-5000-PSI/BAR |  | 05,22 | 1 | 2BBB | [7 empty] | 41340 | 42486 | 41965
13137 | 29300000TL | 03483 | EG1002007 | P | 58019881 | 58 | EGTL Spares | Mtce | 14 | 14H | GAUGE: PRESSURE 0-5 PSI,40-200 | BAR RANGE,4 IN DIAL,1/4 IN NPT | Pressure measuring and control Instruments : 304 SS CASE, PHOSPHOR BRZ TUBE, BRASS, BOTTOM, STEM MOUNT, NON FILLED (FRESH CATALYST PACKAGE) | EA | 1 | 0 | 1 | YES | 465 | 711380.25 | NOSHOK | 40-200-5 PSI/BAR | 641494 | 05,22 | 1 | 2BBB |  |  | 620286 |  |  |  |  | 43770 |  | 45799
13138 | 29200000TL | 03483 | EG1002007 | P | 58019882 | 58 | EGTL Spares | Mtce | 14 | 14H | GAUGE: PRESSURE 0-60 PSI | 45-760 BAR RANGE,4-1/2 IN DIAL | Pressure measuring and control Instruments : 1/2 IN NPT, PHENOLIC CASE, 316 SS TUBE, 316 SS, BOTTOM, STEM MOUNT, GLYCERINE FILLED, WITH 1/4 IN TO 1/2 IN PIPE ADAPTER, (FOR FRESH CATALYST PACKAGE) | EA | 4 | 0 | 0 | NO | 409.0956 | 63516.1062 | NOSHOK | #45-760-60 |  | 05,22 | 1 | 2BBB | [7 empty] | 41340 | 41541 | 41753
13139 | 29200000TL | 03483 | EG1002013 | P | 58019892 | 58 | EGTL Spares | Mtce | 51 | 51B | BELT:VACUUM BLOWER 15/16 IN W | X 32 IN L, HIGH-GRADE | Electric Components - Lighting : GRADE ENGINEERED, CROSS REF DWG SCHMALZ SPARE PARTS MANUAL (FOR FRESH CATALYST PACKAGE) | EA | 3 | 0 | 0 | NO | 29.75 | 4618.6875 | GOODYEAR | 320J10 POLY - V |  | 01,22 | 1 | 2BBB | [7 empty] | 41340
13140 | 29200000TL | 03483 | EG1002013 | P | 58019928 | 58 | EGTL Spares | Mtce | 87 | 87B | SPRING: COMPRESSION,0.135 IN | WIRE X 0.75 IN OD,5.75 IN LG | *OBS*Machinery-Misc- : STL (FRESH CATALYST PACKAGE) | EA | 1 | 0 | 0 | NO | 20.65 | 3205.9125 | CENTURY | #4137 | 552838 | 01,22 | 1 | 2BBB | 2BBB | [6 empty] | 40914
13141 | 29200000TL | 03483 | EG1002013 | P | 58019945 | 58 | EGTL Spares | Mtce | 87 | 87B | VALVE:AIR,3/8 IN,250 LB,FNPT | ZINC BODY, ACETAL, MANUAL | *OBS*Machinery-Misc- : OPERATED, 0 TO 150F, NITRILE SEAL, IN-LINE, 1-WAY, LOCKOUT (FRESH CATALYST PACKAGE) | EA | 1 | 0 | 0 | NO | 41.35 | 6419.5875 | NORGREN | T72E-3AA-P1N | 640981 | 02,22 | 1 | 2BBB | 2BBB | [6 empty] | 40914
13142 | 29200000TL | 03483 | EG1002006 | P | 58019946 | 58 | EGTL Spares | Mtce | 87 | 87B | KIT:SERVICE,FOR LOCKOUT VALVE | FRESH CATALYST PACKAGE | *OBS*Machinery-Misc- : CONTAINS (1) SLIDE, (3) O-RINGS, FOR LOCKOUT VALVE 640981 | KI | 2 | 0 | 0 | NO | 17.55 | 2724.6375 | NORGREN | T72E-3AA-P1N-KIT | 640981-SK | 01,22 | 1 | 2BBB | 2BBB | [6 empty] | 40914
13143 | 29200000TL | 03483 | EG1002006 | P | 58019948 | 58 | EGTL Spares | Mtce | 11 | 11Z | REGULATOR: FILTER,AIR,250 PSI | INLET,5-150 PSI OUTLET,3/8 IN | Computer Hardware - Peripherals : NPT, ZINC BODY (FRESH CATALYST PACKAGE) | EA | 1 | 0 | 0 | NO | 109.9433 | 17068.7017 | NORGREN | B72G-3AK-SD3-RMG | 641197 | 01,10,22 | 1 | 2BBB | [7 empty] | 40914 | 44873
13144 | 29200000TL | 03483 | EG1002013 | P | 58019950 | 58 | EGTL Spares | Mtce | 14 | 14Z | GAUGE: PRESSURE,0-30 PSI RANGE | 2.5 IN DIAL,1/4 IN NPT,SS CASE | *OBS*Gage&Parts-Pres : 316 SS TUBE, 316 SS, BOTTOM, STEM MOUNT, GLYCERINE FILLED, 130-XX-005 (FRESH CATALYST PACKAGE) | EA | 1 | 0 | 0 | NO | 137.65 | 21370.1625 | JHF | #25-400-30 | 641199 | 05,22 | 1 | 2BBB | 2BBB |  | EGTL1-300171-300172 |  |  |  |  | 40914
13145 | 29200000TL | 03483 | EG1002013 | P | 58019954 | 58 | EGTL Spares | Mtce | 50 | 50Z | BEARING:SLEEVE,FLANGE,1-1/2 IN | ID,1-3/4 IN OD,1-1/2 IN LG,BRZ | Bearings & Accessories - All :FRESH CATALYST PACKAGE | EA | 1 | 0 | 0 | NO | 11.83 | 1836.6075 | BUNTING | #EF242824 | 746341 | 01,21,22 | 1 | 2BBB |  |  | 620134 |  |  |  |  | 40914
13146 | 29200000TL | 03483 | EG1002013 | P | 58019957 | 58 | EGTL Spares | Mtce | 87 | 87B | RING: RETAINING,EXTERNAL | 3-7/16 IN DIA, SS | *OBS*Machinery-Misc- : FRESH CATALYST PACKAGE | EA | 1 | 0 | 0 | NO | 198.28 | 30782.97 | IRR | #3100-343-SS | 641314 | 01,22 | 1 | 2BBB | 2BBB |  | 620133 |  |  |  |  | 40914
13147 | 29200000TL | 03483 | EG1002006 | P | 58019960 | 58 | EGTL Spares | Mtce | 66 | 66P | REGULATOR: PRESSURE,AIR,5-30 | PSI INLET,0-30 PSI OUTLET | Valve-Regulators : 3/8 IN NPT, ZINC BODY (FRESH CATALYST PACKAGE) | EA | 2 | 0 | 0 | NO | 106.71 | 16566.7263 | NORGREN | #R72R-3AK-RCG | 640774 | 01,10,22 | 1 | 2BBB | 1BBB | [6 empty] | 40914
13148 | 29200000TL | 03483 | EG1002013 | P | 58019961 | 58 | EGTL Spares | Mtce | 66 | 66L | LOCK:REGULATOR RELIEF,1/4 IN & | 3/8 IN,ACETAL,HAND OPERATED | Valve-Regulators : TAMPER RESISTANT COVER, (FRESH CATALYST PACKAGE) | EA | 1 | 0 | 0 | NO | 10.63 | 1650.3075 | NORGREN | #4255-51 | 640770 | 01,22 | 1 | 2BBB | [7 empty] | 40914
13149 | 29200000TL | 03483 | EG1002006 | P | 58019962 | 58 | EGTL Spares | Mtce | 66 | 66H | VALVE: RELIEF,AIR PRESSURE | 5-30 LB SET,3/8 IN,FNPT INLET | Valve-Safety Relief : 3/8 IN, THD OUTLET, 300 LB, ZINC BODY, ACETAL, MANUAL OPERATED,-30 TO 150 DEG F, BUNA N (FRESH CATALYST PACKAGE) | EA | 1 | 0 | 0 | NO | 76.05 | 11806.7625 | NORGREN | #V72G-3AK-NCG | 640771 | 02,22 | 1 | 2BBB | [7 empty] | 40914
13150 | 29300000TL | 03483 | EG1002013 | P | 58019966 | 58 | EGTL Spares | Mtce | 56 | 56Z | GAUGE:PRESSURE,0-160 PSI RANGE | SS, FRESH CATALYST PACKAGE | *OBS*Gage&Parts-Pres : | EA | 1 | 0 | 1 | YES | 121.74 | 49868.3562 | NOSHOK | 25-400-160-PSI/BAR | 641444 | 05,22 | 1 | 2BBB |  |  | 300167 |  |  |  |  | 43770 |  | 44348
13151 | 29200000TL | 03483 | EG1029014 | S | 58019978 | 58 | EGTL Spares | Mtce | 56 | 56Z | BOLT:MACHINE 1/2 IN DIA, 50MM | LG, HEX HD, 316 SS MOLY, ASME | Fasteners / Hardware : SA193,GR B8M, DOUBLE NUTS ASME SA194-8, (FOR FUEL STRIP &NAPHTHA STABILIZER). ( “Note: This item requires PMI testing and logging, if passed, markings and documentation as per the PMI specification are required.”) | PC | 8 | 0 | 0 | NO | 8.5436 | 2607.4762 | KNM | K050571 |  | 02,21,22 | 1 | 1BAB | [7 empty] | 41340 | 45656 | 42928 |  |  | -16 | 1
13152 | 29200000TL | 03483 | EG1029014 | S | 58019979 | 58 | EGTL Spares | Mtce | 56 | 56Z | BOLT: MACHINE 5/8 IN DIA,60MM | LG, HEX HD, 316 SS MOLY, ASME | Fasteners / Hardware : SA193,GR B8M, DOUBLE NUTS ASME SA194-8, (FOR FUEL STRIP &NAPHTHA STABILIZER). ( “Note: This item requires PMI testing and logging, if passed, markings and documentation as per the PMI specification are required.”) | PC | 28 | 0 | 0 | NO | 21.1033 | 3828.8363 | KNM | K050571 |  | 02,21,22 | 1 | 1BAB | 2CCC | [6 empty] | 41340 | 43592 | 42079
13153 | 29200000TL | 03483 | EG1029014 | S | 58019980 | 58 | EGTL Spares | Mtce | 56 | 56Z | BOLT: MACHINE 3/4 IN DIA,100MM | LG, HEX HD, 316 SS MOLY, ASME | Fasteners / Hardware : SA193,GR B8M, DOUBLE NUTS ASME SA194-8, (FOR FUEL STRIP &NAPHTHA STABILIZER). ( “Note: This item requires PMI testing and logging, if passed, markings and documentation as per the PMI specification are required.”) | PC | 8 | 0 | 0 | NO | 35.5492 | 6211.9738 | KNM | K050571 |  | 02,21,22 | 1 | 1BAB | [7 empty] | 41340 | 45461 | 42079 |  |  | -24 | 2
13154 | 29200000TL | 03483 | EG1030015 | S | 58019990 | 58 | EGTL Spares | Mtce | 56 | 56Z | STUD BOLT:ADJUSTING 1-1/2 IN | DIA, 265MM LG, 8 UN, | *OBS*Fastener-Stud B : 265 MM THD LG, CR MO, ASME SA193, GR B7, HEAVY HEX NUT X 2 SET, ASME SA194 GR 2H, (FOR LIFT REACTORS) | EA | 89 | 0 | 0 | NO | 198.0128 | 30739.5 | IHI |  |  | 02,21,22 | 1 |  | 2BAB | [6 empty] | 41351
13155 | 29200000TL | 03483 | EG1030005 | P | 58020046 | 58 | EGTL Spares | Mtce | 65 | 65A | TOOL: MIXING INNER & | INTERMEDIATE | *OBS*Tools - Other : SMD POWER, 190 MM WIDE X 80 MM HIGH X 12 MM THICK, BENNOX | EA | 1 | 0 | 0 | NO | 7.2382 | 2247.1776 | PAN MIXERS SA | V20001 |  | 00 | 1 | 3XAC | 3XAC |  | V200-N-001 |  |  |  |  | 41003
13156 | 29200000TL | 03483 | EG1030004 | P | 58020047 | 58 | EGTL Spares | Mtce | 65 | 65A | TOOL: MIXING OUTER, | SMD POWER | *OBS*Tools - Other : 190 MM WIDE X 80 MM HIGH X 16 MM THICK, BENNOX | EA | 1 | 0 | 0 | NO | 8.212 | 2549.4879 | PAN MIXERS SA | V20002 |  | 00 | 1 | 3XAC | 3XAC |  | V200-N-001 |  |  |  |  | 41003
13157 | 29200000TL | 03483 | EG1030005 | P | 58020048 | 58 | EGTL Spares | Mtce | 65 | 65A | SCRAPER: WALL, 130 MM WIDE | 45 MM HIGH X 12 MM THICK | *OBS*Tools - Other : BENNOX | EA | 4 | 0 | 0 | NO | 15.7875 | 2450.7305 | PAN MIXERS SA | V20003 |  | 00 | 1 | 3XAC | 3XAC |  | V200-N-001 |  |  |  |  | 41003
13158 | 29200000TL | 03483 | EG1030007 | P | 58020049 | 58 | EGTL Spares | Mtce | 87 | 87B | ARM: MIXING | DIA 30 MM X 510 MM LONG | *OBS*Machinery-Misc- : C/W PLATE 135W X 50H X 10T LG, BRIGHT MILD STEEL, 30MM DIA | EA | 2 | 1 | 2 | NO | 34.21 | 5310.5895 | PAN MIXERS SA | V20004 |  | 01 | 1 | 3XAC | 3XAC |  | V200-N-001 |  |  |  |  | 41003
13159 | 29200000TL | 03483 | EG1030007 | P | 58020050 | 58 | EGTL Spares | Mtce | 87 | 87B | ARM: MIXING | DIA 30 MM X 520 MM LONG | *OBS*Machinery-Misc- : C/W PLATE 135W X 50H X 10T LG, BRIGHT MILD STEEL | EA | 2 | 0 | 0 | NO | 35.6392 | 5532.28 | PAN MIXERS SA | V20005 |  | 01 | 1 | 3XAC | 3XAC |  | V200-N-001 |  |  |  |  | 41003
13160 | 29200000TL | 03483 | EG1030007 | P | 58020051 | 58 | EGTL Spares | Mtce | 87 | 87B | ARM: MIXING | DIA 30 MM X 685 MM LONG | *OBS*Machinery-Misc- : C/W PLATE 135W X 50H X 10T LG,BRIGHT MILD STEEL | EA | 2 | 0 | 0 | NO | 39.795 | 6177.2113 | PAN MIXERS SA | V20006 |  | 01 | 1 | 3XAC | 3XAC |  | V200-N-001 |  |  |  |  | 41003
13161 | 29200000TL | 03483 | EG1030008 | P | 58020067 | 58 | EGTL Spares | Mtce | 65 | 65A | ARM: WALL SCRAPER | 35 MM X 285 MM LG X 110 MM WD | *OBS*Tools - Other : SQ BAR MILD STL | EA | 1 | 0 | 0 | NO | 31.3548 | 4867.2 | PAN MIXERS SA | V20007 |  | 01 | 1 | 3XAC | 3XAC |  | V200-N-001 |  |  |  |  | 41003
13162 | 29200000TL | 03483 | EG1005009 | P | 58020078 | 58 | EGTL Spares | Mtce | 51 | 51Z | SWITCH: LIMIT 10 AMP, | PLUNGER TYPE | Electric-Other : MIXER LID, 1 NORMALLY OPEN, 1 NORMALLY CLOSED, PLASTIC ENCLOSURE | EA | 2 | 0 | 0 | NO | 46.026 | 7144.61 | PAN MIXERS SA | V20029 |  | 01,10 | 1 | 3XAC |  |  | V200-N-002 |  |  |  |  | 41003
13163 | 29200000TL | 03483 | EG1030003 | P | 58020085 | 58 | EGTL Spares | Mtce | 65 | 65A | TOOL | MIXING INNER, SMD POWER | *OBS*Tools - Other : 230 MM WIDE X 115 MM HIGH X 16 MM THICK POINTING INWARD | EA | 2 | 0 | 0 | NO | 20.5786 | 3194.42 | PAN MIXERS SA | V30001 |  | 00 | 1 | 3XAC | 3XAC |  | V300-N-001 |  |  |  |  | 41003
13164 | 29200000TL | 03483 | EG1030004 | P | 58020086 | 58 | EGTL Spares | Mtce | 65 | 65A | TOOL: MIXING OUTER, SMD POWER | MIXERS FOR REFRACTORY | *OBS*Tools - Other : 230 MM WIDE X 115 MM HIGH X 16 MM THICK POINTING OUT, BENNOX | EA | 1 | 0 | 0 | NO | 20.5786 | 3194.42 | PAN MIXERS SA | V30002 |  | 00 | 1 | 3XAC | 3XAC |  | V300-N-001 |  |  |  |  | 41003
13165 | 29200000TL | 03483 | EG1030003 | P | 58020087 | 58 | EGTL Spares | Mtce | 65 | 65A | BLADE: WIPER SCRAPER 150 MM WD | 150 MM HIGH X 12 MM THICK | *OBS*Tools - Other : BENNOX | EA | 1 | 0 | 0 | NO | 20.9162 | 3246.82 | PAN MIXERS SA | V30003 |  | 01 | 1 | 3XAC | 3XAC |  | V300-N-001 |  |  |  |  | 41003
13166 | 29200000TL | 03483 | EG1030007 | P | 58020088 | 58 | EGTL Spares | Mtce | 87 | 87B | ARM: MIXING | DIA 38 MM X 750 MM LONG | *OBS*Machinery-Misc- : C/W PLATE 135W X 50H X 10T LG, BRIGHT MILD STEEL, INNER, BMS | EA | 1 | 0 | 0 | NO | 43.9356 | 6820.13 | PAN MIXERS SA | V30004 |  | 01 | 1 | 3XAC | 3XAC |  | V300-N-001 |  |  |  |  | 41003
13167 | 29200000TL | 03483 | EG1030008 | P | 58020089 | 58 | EGTL Spares | Mtce | 87 | 87B | ARM: MIXING | DIA 38 MM X 760 MM LONG | *OBS*Machinery-Misc- : C/W PLATE 135W X 50H X 10T LG, BRIGHT MILD STEEL, INTERMEDIATE BMS | EA | 1 | 0 | 0 | NO | 43.9356 | 6820.13 | PAN MIXERS SA | V30005 |  | 01 | 1 | 3XAC | 3XAC |  | V300-N-001 |  |  |  |  | 41003
13168 | 29200000TL | 03483 | EG1030007 | P | 58020090 | 58 | EGTL Spares | Mtce | 87 | 87B | ARM | MIXING | *OBS*Machinery-Misc- : C/W PLATE 135W X 50H X 10 T LG,BRIGHT MILD STEEL, OUTER, BMS | EA | 1 | 0 | 1 | NO | 52.7773 | 8192.62 | PAN MIXERS SA | V30006 |  | 01 | 1 | 3XAC | 3XAC |  | V300-N-001 |  |  |  |  | 41003
13169 | 29200000TL | 03483 | EG1030003 | P | 58020091 | 58 | EGTL Spares | Mtce | 65 | 65A | ARM | WALL SCRAPER | *OBS*Tools - Other : SQ BAR 35 MM X 330 MM HIGH X 270 MM WIDE X 155 MM WIDE LG, MILD STEEL | EA | 1 | 0 | 0 | NO | 33.7567 | 5240.05 | PAN MIXERS SA | V30007 |  | 01 | 1 | 3XAC | 3XAC |  | V300-N-001 |  |  |  |  | 41003
13170 | 29200000TL | 03483 | EG1030008 | P | 58020092 | 58 | EGTL Spares | Mtce | 65 | 65A | SCRAPER: OUTER WALL, | 350 MM LG X 120 MM WIDE | *OBS*Tools - Other : MILD STEEL | EA | 1 | 0 | 0 | NO | 28.2128 | 4379.47 | PAN MIXERS SA | V30008 |  | 00 | 1 | 3XAC | 3XAC |  | V300-N-001 |  |  |  |  | 41003
13171 | 29200000TL | 03483 | EG1002014 | P | 58020472 | 58 | EGTL Spares | Mtce | 14 | 14C | REGULATOR:PNEUMATIC FRL, | 0-175 DEG F, 3/4 IN FNPT, ALUM | *OBS*Filtration-Elem : WITH GAUGE, 130-XX-006, 300169, (FOR FRESH CATALYST PACKAGE) | EA | 3 | 0 | 0 | NO | 443.3286 | 68822.325 | NORGREN | E74A-6AK-AD3-RMG-QDN |  | 01,10,22 | 1 | 2BBB | 1BBB | [6 empty] | 41346 | 44979 | [5 empty] | -1 | 1
13172 | 29200000TL | 03483 | EG1002013 | P | 58020473 | 58 | EGTL Spares | Mtce | 66 | 66W | VALVE: NEEDLE 3/8 IN, 5000 LB | FNPT, SS BODY, SS TRIM, KNOB | Valve - Needle : OPERATED,-15 TO 400 DEG F,VITON A O-RING SEAL, IN-LINE, ADJUSTABLE TO 13.5 GPM, (FOR FRESH CATALYST PACKAGE) | EA | 12 | 0 | 0 | NO | 154.3792 | 23966.8221 | JHF | #N25SSK |  | 02,22 | 1 | 2BBB | [7 empty] | 41333 |  | 41874
13173 | 29200000TL | 03483 | EG1040006 | S | 58020490 | 58 | EGTL Spares | Mtce | 67 | 67B | ELEMENT:ROD OVEN,120 VOLT | METAL,KT-15,HW REPLACEMENT | Welding - Supplies : HEATER ELEMENT KI | EA | 2 | 0 | 0 | NO | 62.8281 | 9752.81 | KEEN | 301199 |  | 01 | 1 | 3XAC | [7 empty] | 41003
13174 | 29200000TL | 03483 | EG1040006 | S | 58020491 | 58 | EGTL Spares | Mtce | 67 | 67B | ELEMENT:ROD OVEN,120 VOLT | METAL,KT-15 W/T | Welding - Supplies : REPLACEMENT HEATER ELEMENT | EA | 2 | 0 | 0 | NO | 62.8281 | 9752.81 | KEEN | 301182 |  | 01 | 1 | 3XAC | [7 empty] | 41003
13175 | 29200000TL | 03483 | EG1039011 | S | 58020493 | 58 | EGTL Spares | Mtce | 67 | 67B | HANDLE:CHEST,4 IN,STEEL | REPLACEMENT DOOR HANDLE,OVEN | Welding - Supplies : | EA | 2 | 0 | 0 | NO | 4.3306 | 672.2325 | KEEN | 430103 |  | 01 | 1 | 3XAC | [7 empty] | 41003
13176 | 29200000TL | 03483 | EG1039011 | S | 58020494 | 58 | EGTL Spares | Mtce | 67 | 67B | COVER:BOTTOM,2 IN,STEEL | OVEN BOTTOM COVER | Welding - Supplies : | EA | 2 | 0 | 0 | NO | 3.0204 | 468.855 | KEEN | 100103 |  | 01 | 1 | 3XAC | [7 empty] | 41003
13177 | 29200000TL | 03483 | EG1039011 | S | 58020495 | 58 | EGTL Spares | Mtce | 51 | 51Z | THERMOSTAT: OVEN, | 25-300 DEG RANGE, 120/240V | Electric-Other : REPLACEMENT OVEN THERMOSTAT | EA | 2 | 0 | 0 | NO | 39.9897 | 6211.6 |  | 301024 |  | 00 | [9 empty] | 41596
13178 | 29200000TL | 03483 | EG1040010 | S | 58020496 | 58 | EGTL Spares | Mtce | 67 | 67B | LIFTER:ROD LIFTER ASSEMBLY | ROD OVEN ROD LIFTER RACK ASSY | Welding - Supplies : | EA | 2 | 0 | 0 | NO | 40.0052 | 6210 | KEEN | 100107 |  | 00 | 1 | 3XAC | [7 empty] | 41003
13179 | 29200000TL | 03483 | EG1039011 | S | 58020497 | 58 | EGTL Spares | Mtce | 67 | 67B | CLAMP: STRAIN,16 GAUGE COND | 120 V CAPACITY,METAL | Welding - Supplies : KEEN ROD OVEN 16 GAUGE STRAIN RELIEF | EA | 3 | 0 | 0 | NO | 0.5601 | 86.94 | KEEN | 301043 |  | 01 | 1 | 3XAC | [7 empty] | 41003
13180 | 29200000TL | 03483 | EG1039011 | S | 58020499 | 58 | EGTL Spares | Mtce | 56 | 56Z | PLATE: NAME,1-1/2 IN X 4 IN | PLASTIC,FRONT DOOR, OVEN NAME | Fasteners / Hardware : | EA | 1 | 0 | 0 | NO | 1.0001 | 155.25 | KEEN | 450103 |  | 00 | 1 | 3XAC | [7 empty] | 41003
13181 | 29200000TL | 03483 | EG1039011 | S | 58020500 | 58 | EGTL Spares | Mtce | 67 | 67B | PULL:DOOR,4 IN,METAL | DOOR HANDLE | Welding - Supplies : | EA | 1 | 0 | 0 | NO | 3.6105 | 560.4525 | KEEN | 430102 |  | 00 | 1 | 3XAC | [7 empty] | 41003
13182 | 29200000TL | 03483 | EG1039011 | S | 58020507 | 58 | EGTL Spares | Mtce | 53 | 53A | PLUG:ROD OVEN,3/4IN,SOL CHROME | CHROME PLUG 3/4 IN | Fittings - Pipe - Carbon Steel : | EA | 1 | 0 | 0 | NO | 0.5601 | 86.94 | KEEN | 490107 |  | 01 | 1 | 3XAC | [7 empty] | 41003
13183 | 29200000TL | 03483 | EG1039011 | S | 58020508 | 58 | EGTL Spares | Mtce | 67 | 67B | LATCH:DRAW PULL,1 IN,METAL | DOOR PULL / CATCH | Welding - Supplies : | EA | 1 | 0 | 0 | NO | 5.5807 | 866.295 | KEEN | 430106 |  | 01 | 1 | 3XAC | [7 empty] | 41003
13184 | 29300000TL | 03483 | EG1039010 | S | 58020509 | 58 | EGTL Spares | Mtce | 67 | 67B | LIGHT: INDICATING,NEON PILOT | 120/240V,RED,THROUGH HOLE | Welding - Supplies : WITH BACKING NUT MOUNT,SOLDER, ON OFF INDICATOR LIGHT | EA | 3 | 0 | 1 | YES | 35.35 | 13415.325 | KEEN | 301085 |  | 01,10 | 1 | 3XAC | 1BBB | [6 empty] | 43770 |  | 44049
13185 | 29200000TL | 03483 | EG1002013 | P | 58020587 | 58 | EGTL Spares | Mtce | 50 | 50Z | BEARING:MOTOR DRIVE END | 35MM ID X 72MM OD X 17MM WD | Bearings & Accessories - All :2 SHIELD,MEDIUM SERIES,CS, FOR EXPROOF, 40 HP, 1800 RPM, VBELT, CLASS II, ZONE 1, GROUP F & GBEARING:MOTOR DRIVE END, 35MM ID X 72MM OD X 17MM WD | EA | 3 | 2 | 4 | NO | 113.278 | 18604.1956 | IBT | 6207 2ZJ SKF |  | 01,21,22 | 1 |  | 1BBB |  | PARTS MANUAL |  |  |  |  | 41003 | 42960 | 43080
13186 | 29200000TL | 03483 | EG1002013 | P | 58020590 | 58 | EGTL Spares | Mtce | 14 | 14Z | GAUGE: PRESSURE,0-30 PSI RANGE | 2.5 IN DIAL,1/4 IN NPT,304 SS | *OBS*Gage&Parts-Pres : CASE, 316 SS TUBE, 316 SS, BOTTOM, STEM MOUNT, GLYCERINE FILLED (FRESH CATALYST PACKAGE) | EA | 1 | 0 | 0 | NO | 143.18 | 22228.695 | JHF | 25-400-30-PSI/BAR | 641443 | 05,22 | 1 | 2BBB | 2BBB |  | EGTL1-300171-300172 |  |  |  |  | 40914
13187 | 29200000TL | 03483 | EG1002013 | P | 58020599 | 58 | EGTL Spares | Mtce | 87 | 87B | AXLE:OPERATOR HANDLE | 79 MM DIA X 2 MM LONG,SS | *OBS*Machinery-Misc- : FRESH CATALYST PACKAGE | EA | 2 | 0 | 0 | NO | 86.04 | 13357.71 | SCHMALZ | 11.01.25.10011/4 | 11.01.25.10011/4 | 22 | 1 | 2BBB | 2BBB |  | SPARE PARTS MANUAL |  |  |  |  | 40914
13188 | 29200000TL | 03483 | EG1002013 | P | 58020602 | 58 | EGTL Spares | Mtce | 50 | 50Z | BEARING:MOTOR DRIVE END,CS | 45MM ID X 100MM OD X 25MM WD | Bearings & Accessories - All :2 SEAL,HEAVY SERIES,CS,FOR EXPROOF, 15 HP, 10:1 RATIO, 1800 RPM, 3/60/460, CLASS I, DIV II, GROUP D, LIFT MOTOR | EA | 5 | 0 | 0 | NO | 319.41 | 49588.4009 | IBT | 6309 2ZJ SKF |  | 01,21,22 | 1 |  |  |  | 610036 |  |  |  |  | 41003 | 41461
13189 | 29200000TL | 03483 | EG1002013 | P | 58020606 | 58 | EGTL Spares | Mtce | 14 | 14H | GAUGE: PRESSURE,0-30 PSI RANGE | 2/5 IN DIAL,1/4 IN NPT,304 SS | Pressure measuring and control Instruments : CASE, BRZ TUBE, BRASS, BOTTOM, DIRECT MOUNT, NON FILLED (FRESH CATALYST PACKAGE) | EA | 2 | 0 | 0 | NO | 125.32 | 19454.8554 | NOSHOK | 25-400-30-PSI/BAR | 641443 | 05,22 | 1 | 2BBB |  |  | 300167 |  |  |  |  | 40914 | 41600 | 41829
13190 | 29200000TL | 03483 | EG1002013 | P | 58020613 | 58 | EGTL Spares | Mtce | 87 | 87B | DISC: CONTROL | 79 MM DIA X 2 MM LG,RUBBER | *OBS*Machinery-Misc- : FOR OPERATOR HANDLE (FRESH CATALYST PACKAGE) | EA | 2 | 0 | 0 | NO | 85.8 | 13320.45 | SCHMALZ | 11.02.25.10011/4 | 11.02.25.10011/4 | 01,22 | 1 | 2BBB | 2BBB |  | SPARE PARTS MANUAL |  |  |  |  | 40914
13191 | 29200000TL | 03483 | EG1040006 | S | 58020675 | 58 | EGTL Spares | Mtce | 66 | 66Q | LOCKOUT:GATE VALVE,1 IN - | 2 1/2 IN,INJECTION-MOLDED | Valve - Gate : POLYPROPYLENE, LOTO, DEVICE, SMALL, NOTE THIS ITEM RESTRICTED FOR USE IN NMA SBU LOCKOUT/TAGOUT PROGRAM ONLY DO NOT USE FOR ANY OTHER PURPOSE | EA | 10 | 0 | 0 | NO | 23.88 | 3706.8658 | BRADY | 65560 |  | 01 | 1 | 3XAC | [7 empty] | 41003 |  | 41571
13192 | 29200000TL | 03483 | EG1040002 | S | 58020678 | 58 | EGTL Spares | Mtce | 66 | 66Q | LOCKOUT:TAGOUT | FOR GATE VALV WITH HAND WHEELS | Valve - Gate : TAGOUT, (64-165MM) | EA | 10 | 0 | 0 | NO | 49.35 | 7660.5455 | BRADY | 65562 |  | 01 | 1 | 3XAC | [7 empty] | 41003 |  | 41571
13193 | 29200000TL | 03483 | EG1029005 | S | 58020686 | 58 | EGTL Spares | Mtce | 28 | 28B | LABEL:WARNING,3 1/2 IN H X | 5 IN W,BLACK/ORANGE ON WHITE | Safety-Personal : LOCK OUT SWITCHES BEFORE WORKING ON EQUIPMENT,HIGH PERFORMANCE POLYESTER, PACKET OF 25 TAGS | EA | 20 | 0 | 0 | NO | 15.17 | 2356.3584 | BRADY | 86878 |  | 00 | 1 | 3XAC | [7 empty] | 41003 |  | 41571
13194 | 29200000TL | 03483 | EG1029005 | S | 58020688 | 58 | EGTL Spares | Mtce | 28 | 28B | MARKER:SAFETY,NO ENTRY,7IN H | X 7 IN W,RED/BLACK ON WHITE | Safety-Personal : SELF ADHESIVE, EASIFIX | EA | 100 | 0 | 0 | NO | 9.48 | 1472.5299 | BRADY | 88517 |  | 01 | 1 | 3XAC | [7 empty] | 41003 |  | 41571
13195 | 29200000TL | 03483 | EG1040013 | S | 58020897 | 58 | EGTL Spares | Mtce | 66 | 66Q | VALVE: GATE 1/2 IN, 800 LB | SW X FNPT,DUAL-STAMPED | Valve - Gate : F304/F304L SS ASTM A182 BODY, COMBINATION NO 12 TRIM, STD PORT, SOLID WEDGE, HANDWHEEL OPERATED, FLEXIBLE GRAPHITE PACKING WITH CORROSION INHIBITOR, BB, OS&Y, API-602, GYFCAE | EA | 15 | 0 | 0 | NO | 292.096 | 80279.9567 | OMB | 810-F304L-12-SW X THD |  | 02 | 1 | 2CAC | [7 empty] | 40915 | 42856 | 42899
13196 | 29200000TL | 03483 | EG1040015 | S | 58020903 | 58 | EGTL Spares | Mtce | 66 | 66Q | VALVE: GATE 3/4 IN, 800 LB | SW X FNPT,DUAL-STAMPED | Valve - Gate : F304/F304L SS ASTM A182 BODY, COMBINATION NO 12 TRIM, STD PORT, SOLID WEDGE, HANDWHEEL OPERATED, FLEXIBLE GRAPHITE PACKING WITH CORROSION INHIBITOR, BB, OS&Y, API-602, GYFCACVAVE CODE: AAB84AA010C19. | EA | 20 | 0 | 0 | NO | 371.4601 | 105578.4248 | OMB | 814 F304L F316HFS SW-NPT |  | 02 | 1 | 2CAC | [7 empty] | 40915 | 45373 | 43294 |  |  | -1 | 1 | -2 | 2
13197 | 29300000TL | 03483 | EG1038006 | S | 58020907 | 58 | EGTL Spares | Mtce | 66 | 66Q | VALVE: GATE 1 IN, 800 LB | SW X FNPT, DUAL-STAMPED | Valve - Gate : F304/F304L SS ASTM A182 BODY, COMBINATION NO 12 TRIM,STD PORT, OLID WEDGE, HANDWHEEL OPERATED, FLEXIBLE GRAPHITE PACKING WITH CORROSION INHIBITOR, BB, OS&Y, API-602, GYFCAEVALVE CODE: AAB85AA010A20 | EA | 3 | 2 | 3 | YES | 537.8433 | 247633.0755 | OMB | 815 F304L F316HFS SW-NPT |  | 02 | 1 | 2CAC | [7 empty] | 43770 |  | 44590
13198 | 29200000TL | 03483 | EG1029016 | S | 58020911 | 58 | EGTL Spares | Mtce | 66 | 66Q | VALVE: GATE 1/2 IN, 800 LB | SW X FNPT, DUAL-STAMPED | Valve - Gate : F316/F316L SS ASTM A182 BODY, COMBINATION NO 12 TRIM, STD PORT, SOLID WEDGE, HANDWHEEL OPERATED, FLEXIBLE GRAPHITE PACKING WITH CORROSION INHIBITOR, BB, OS&Y, API-602, GYGCAD, OMB Valve Code: AAB83AA010G14 | EA | 4 | 0 | 0 | NO | 154.2008 | 26065.9276 | OMB | 813-SW-NPT F316L F316HFS |  | 02 | 1 | 2CAC | [7 empty] | 40915 | 45812 | 41789 | -1 | 1 |  |  | -3 | 2
13199 | 29200000TL | 03483 | EG1040010 | S | 58020920 | 58 | EGTL Spares | Mtce | 66 | 66Q | VALVE: GATE 1 IN | 1500 LB, BW, F321H SS | Valve - Gate : ASTM A182 (UNS S32109) BODY, 321H SS STEM/WEDGE/SEAT, SOLID WEDGE, HANDWHEEL OPERATED, WELDED BONNET, OS&Y, API-602, SCH 40S BORE, GFHJ01, OMB Valve Code: AAD55AA020003 | EA | 6 | 0 | 0 | NO | 1768.9231 | 288950.602 | OMB | L-R915-SH40-BARRA F321H F |  | 02 | 1 | 2CAC | [7 empty] | 40915 |  | 41789
13200 | 29200000TL | 03483 | EG1029015 | S | 58020930 | 58 | EGTL Spares | Mtce | 66 | 66Q | VALVE: GATE 3/4 IN | 800 LB, SW, CS | Valve - Gate : ASTM A105 (UNS K03504) BODY, COMBINATION NO 12 TRIM, STD PORT, SOLID WEDGE, HANDWHEEL OPERATED, FLEXIBLE GRAPHITE PACKING WITH CORROSION INHIBITOR, BB, OS&Y, GYACAE, API-602 | EA | 40 | 0 | 0 | NO | 202.4477 | 38140.3219 | OMB | 810-12-SW |  | 02 | 1 | 2CAC | 2BBB | [6 empty] | 40915 | 45664 | 41789 | -1 | 1 | -1 | 1 | -1 | 1
13201 | 29200000TL | 03483 | EG1040009 | S | 58020931 | 58 | EGTL Spares | Mtce | 66 | 66Q | VALVE: GATE 3/4 IN | 800 LB, SW, CS | Valve - Gate : ASTM A105 (UNS K03504) BODY, COMBINATION NO 12 TRIM, STD PORT, SOLID WEDGE, HANDWHEEL OPERATED, FLEXIBLE GRAPHITE PACKING, WELDED BONNET, OS&Y, API-602, GYAAAA | EA | 21 | 0 | 0 | NO | 110.0757 | 24220.8004 | OMB | L810-12-SW |  | 02 | 1 | 2CAC | [7 empty] | 40915 | 45615 | 41789 |  |  | -1 | 1
13202 | 29200000TL | 03483 | EG1040014 | S | 58020933 | 58 | EGTL Spares | Mtce | 66 | 66Q | VALVE: GATE 3/4 IN | 800 LB, FNPT, CS | Valve - Gate : ASTM A105 (UNS K03504) BODY, COMBINATION NO 12 TRIM, STD PORT, SOLID WEDGE,HANDWHEEL OPERATED, FLEXIBLE GRAPHITE PACKING WITH CORROSION INHIBITOR, BB, OS&Y, API-602, GYAAAF | EA | 9 | 0 | 0 | NO | 282.4014 | 70718.5046 | OMB | 810-12-THD |  | 02 | 1 | 2CAC | [7 empty] | 40915 | 44427 | 42337
13203 | 29200000TL | 03483 | EG1030008 | P | 58020936 | 58 | EGTL Spares | Mtce | 66 | 66Q | VALVE: GATE 1 IN | 150 LB, BW, CS | Valve - Gate : ASTM A105 (UNS K03504) BODY, COMBINATION NO 12 TRIM, SOLID WEDGE, HANDWHEEL OPERATED, FLEXIBLE GRAPHITE PACKING WITH CORROSION INHIBITOR, BB, OS&Y, API-602, SCH 160 BORE, SEVERE NACE SERVICE | EA | 10 | 0 | 0 | NO | 306.667 | 56238.0923 | OMB | 810-12-S/160-NACE |  | 02,04 | 1 | 2CAC | [7 empty] | 40915 |  | 41789
13204 | 29200000TL | 03483 | EG1039006 | S | 58020940 | 58 | EGTL Spares | Mtce | 66 | 66Q | VALVE: GATE 1 IN | 800 LB, FNPT, CS | Valve - Gate : ASTM A105 (UNS K03504) BODY, COMBINATION NO 12 TRIM, STD PORT, SOLID WEDGE, HANDWHEEL OPERATED, FLEXIBLE GRAPHITE PACKING WITH CORROSION INHIBITOR, BB,OS&Y, API-602, GYAAAF | EA | 11 | 0 | 0 | NO | 241.5754 | 62162.959 | OMB | 810-12-THD |  | 02 | 1 | 2CAC | [7 empty] | 40915 | 45691 | 41789 | -1 | 1 | -3 | 2
13205 | 29200000TL | 03483 | EG1040014 | S | 58020943 | 58 | EGTL Spares | Mtce | 66 | 66Q | VALVE: GATE 1-1/2 IN | 800 LB, BW, CS | Valve - Gate : ASTM A105 (UNS K03504) BODY, COMBINATION NO 8 TRIM, SOLID WEDGE, HANDWHEEL OPERATED, FLEXIBLE GRAPHITE PACKING WITH CORROSION INHIBITOR, BOLTED BONNET, OS&Y, API-602, XS BORE, CODE GAAAAN/AAB17AA010299, OLD PART NUMBER 810-8-S/XH REPLACED W | EA | 10 | 0 | 0 | NO | 919.452 | 163428.4413 | OMB | BW1-817-SH80 A105N F6HFS |  | 02 | 1 | 2CAC | [7 empty] | 40915 | 41622 | 41933
13206 | 29200000TL | 03483 | EG1040013 | S | 58020947 | 58 | EGTL Spares | Mtce | 66 | 66Q | VALVE: GATE 1-1/2 IN | 800 LB, SW, CS | Valve - Gate : ASTM A105 (UNS K03504) BODY, COMBINATION NO 12 TRIM, STD PORT, SOLID WEDGE, HANDWHEEL OPERATED, FLEXIBLE GRAPHITE PACKING, WELDED BONNET, OS&Y, API-602, GYAAAA | EA | 9 | 0 | 0 | NO | 288.2471 | 52424.2243 | OMB | L810-12-SW |  | 02 | 1 | 2CAC | [7 empty] | 40915 | 45295 | 41789 |  |  |  |  | -4 | 1
13207 | 29200000TL | 03483 | EG1040011 | S | 58020953 | 58 | EGTL Spares | Mtce | 66 | 66Q | VALVE: GATE 3/4 IN | 600 LB, RF FLG, CR-MO | Valve - Gate : ASTM A182 GR F11 CL 2 BODY, COMBINATION NO 12 TRIM, SOLID WEDGE, HANDWHEEL OPERATED, FLEXIBLE GRAPHITE PACKING WITH CORROSION INHIBITOR, BOLTED BONNET, OS&Y, API-602, NACE STANDARD MR-01-75 | EA | 1 | 0 | 0 | NO | 422.8894 | 74219.8592 | OMB | F6-810-F11-12-RF-NACE |  | 04 | 1 | 2CAC | [7 empty] | 40915 | 45803 | 41789 | -7 | 3 | -2 | 1 | -5 | 2
13208 | 29200000TL | 03483 | EG1029016 | S | 58020957 | 58 | EGTL Spares | Mtce | 66 | 66Q | VALVE: GATE 1/2 IN | 600 LB, BW, CS | Valve - Gate : ASTM A216 GR WCB (UNS J03002) BODY, COMBINATION NO 12 TRIM, FLEX WEDGE, HANDWHEEL OPERATED, FLEXIBLE GRAPHITE PACKING WITH CORROSION INHIBITOR, BB, OS&Y, API-600/ASME B16.10, SCH 160 BORE | EA | 6 | 0 | 0 | NO | 751.2449 | 118203.7029 | OMB | 810-12-S/160-NACE |  | 02 | 1 | 2CAC | [7 empty] | 40915 |  | 41789
13209 | 29200000TL | 03483 | EG1030014 | S | 58021140 | 58 | EGTL Spares | Mtce | 66 | 66R | VALVE: GLOBE 3/4 IN | HFHJ01,1500 LB, BW, F321H SS | Valve - Globe : ASTM A182 (UNS S32109) BODY, 321H SS DISC & STEM, PLUG TYPE DISC, HANDWHEEL OPERATED, WELDED BONNET, T-BODY, OS&Y, API-602, SCH 40S BORE, HFHJ01 | EA | 1 | 0 | 0 | NO | 1412.0538 | 222258.6045 | OMB | LR930-F321H-321HF-S/40S |  | 02 | 1 | 2CAC | [7 empty] | 40915 |  | 41789
13210 | 29200000TL | 03483 | EG1040011 | S | 58021208 | 58 | EGTL Spares | Mtce | 66 | 66Q | VALVE: CHECK 3/4 IN | 800 LB, SW, DUAL-STAMPED | Valve - Gate : F304/F304L SS ASTM A182 BODY, COMBINATION NO 12 TRIM, PISTON LIFT, BB, API-602, CYFCAB | EA | 8 | 0 | 0 | NO | 149 | 23132.25 | OMB | 840-F304L-12-SW |  | 02 | 1 | 2CAC | [7 empty] | 40915
13211 | 29200000TL | 03483 | EG1040010 | S | 58021213 | 58 | EGTL Spares | Mtce | 66 | 66O | VALVE: CHECK 1/2 IN | 800 LB, SW, CS | Valve - Check : OLD PART NUMBER: 840-5-SW NEW PART NUMBER: 843B-SW+SPRING LOADED A105N F6HF OMB VALVE CODE: GPB83AA010007 MATERIAL DESCRIPTION: VALVE: CHECK 1/2 IN800 LB, SW, CSASTM A105 (UNS K03504) BODY, COMBINATION NO 5 TRIM, PISTON LIFT, BOLTED BONN | EA | 9 | 0 | 0 | NO | 291.2778 | 57233.7281 | OMB | 843B-SW+SPRING LOADED |  | 02 | 1 | 2CAC | [7 empty] | 40915 | 41622 | 41933
13212 | 29200000TL | 03483 | EG1040006 | S | 58021219 | 58 | EGTL Spares | Mtce | 66 | 66O | VALVE: CHECK 1 IN | 800 LB, THD, CS | Valve - Check : ASTM A105 (UNS K03504) BODY, COMBINATION NO 8 TRIM, SWING, BB, API-602, CYAAAD | EA | 10 | 0 | 0 | NO | 462.7118 | 139292.2637 | OMB | 860-8-THD |  | 02 | 1 | 2CAC | [7 empty] | 40915 | 42576 | 42619
13213 | 29200000TL | 03483 | EG1040010 | S | 58021222 | 58 | EGTL Spares | Mtce | 66 | 66Q | VALVE: CHECK 3/4 IN | 600 LB, BW, CS | Valve - Gate : ASTM A216 GR WCB UNS J03002 BODY, COMBINATION NO 12 TRIM, SWING, BOLTED BONNET, API-602/ASME B16.10, SCH 160 BORE, MODERATE NACE & HIC SERVICE, CDAC02 | EA | 3 | 0 | 0 | NO | 129.9995 | 20182.5 | TY | 353-BW-WCB-12-S/160-NACE |  | 04 | 1 | 2CAC | [7 empty] | 40915
13214 | 29200000TL | 03483 | EG1038011 | S | 58021319 | 58 | EGTL Spares | Mtce | 66 | 66O | VALVE:CHECK,1/2IN CVVKAF,150LB | CWP,THD,PVC BODY,302 SS SPRING | Valve - Check : SPRING LOADED PISTON,THD BONNET, CVVKAF | EA | 2 | 0 | 0 | NO | 115.9998 | 18008.5 | SPEAR | 1631-0005SR |  | 02 | 1 | 2CAC | [7 empty] | 41003 |  | 41808
13215 | 29200000TL | 03483 | EG1038011 | S | 58021321 | 58 | EGTL Spares | Mtce | 66 | 66O | VALVE:CHECK,2IN CVVKAE,150 LB | CWP,SOCKET,CPVC ASTM D1784 | Valve - Check : CL 23447 BODY,CPVC BALL,EPDM SEAT RING,UNION BODY, SCH 80 BORE, CVVKAE | EA | 2 | 0 | 0 | NO | 217.4995 | 33766.025 | SPEAR | 4529-020C |  | 02 | 1 | 2CAC | [7 empty] | 41003 |  | 41808
13216 | 29200000TL | 03483 | EG1003004 | P | 58021515 | 58 | EGTL Spares | Mtce | 86 | 86Z | KIT:CYLINDER,FOR CLUTCH | CONTAINS CYLINDER,SEALS | Automotive - Parts and Accessories: KUN25L-PRMDHV 2009 | EA | 1 | 0 | 0 | NO | 9.1412 | 1418.99 | TOYOTA | 04313-0K040 |  | 01 | 1 | 2CAC | [7 empty] | 41003
13217 | 29200000TL | 03483 | EG1003004 | P | 58021516 | 58 | EGTL Spares | Mtce | 86 | 86Z | KIT:PAD,PICKUP TRUCK & MINIBUS | CONTAINS PADS,BOLTS,NUTS,PINS | Automotive - Parts and Accessories: 4X4 15 S12W, KUN25L-PRMDHV 2009 | EA | 2 | 1 | 2 | NO | 50.2165 | 7795.1 | TOYOTA | 04465-0K020 |  | 01 | 1 | 2CAC | [7 empty] | 41003
13218 | 29200000TL | 03483 | EG1004021 | P | 58021517 | 58 | EGTL Spares | Mtce | 86 | 86Z | KIT:CYL,PICKUP TRUCK & MINIBUS | CONTAINS PISTONS,RINGS | Automotive - Parts and Accessories: KUN25L-PRMDHV 2009 | EA | 1 | 0 | 0 | NO | 36.7647 | 5706.99 | TOYOTA | 04478-0K130 |  | 01 | 1 | 2CAC | [7 empty] | 41003
13219 | 29200000TL | 03483 | EG1003004 | P | 58021518 | 58 | EGTL Spares | Mtce | 86 | 86Z | KIT:PISTON,FOR BRAKE | CONTAINS PISTON,SEALS | Automotive - Parts and Accessories: MA, KUN25L-PRMDHV 2009 | EA | 1 | 0 | 0 | NO | 33.7944 | 5245.9 | TOYOTA | 04493-0K010 |  | 01 | 1 | 2CAC | [7 empty] | 41003
13220 | 29200000TL | 03483 | EG1004009 | P | 58021519 | 58 | EGTL Spares | Mtce | 86 | 86Z | KIT:SHOE,PICKUP TRUCK& MINIBUS | CONTAINS SHOES,BOLTS,NUTS,PINS | Automotive - Parts and Accessories: KUN25L-PRMDHV 2009 | EA | 2 | 0 | 0 | NO | 36.4447 | 5657.31 | TOYOTA | 04495-0K120 |  | 01 | 1 | 2CAC | [7 empty] | 41003
13221 | 29200000TL | 03483 | EG1004004 | P | 58021520 | 58 | EGTL Spares | Mtce | 54 | 54A | GASKET:PICKUP TRUCK & MINIBUS | ALUM, KUN25L-PRMDHV 2009 | Seals : | EA | 10 | 0 | 0 | NO | 0.6401 | 99.36 | TOYOTA | 90080-43030 |  | 01 | 1 | 2CAC | 1BBB | [6 empty] | 41003
13222 | 29200000TL | 03483 | EG1004009 | P | 58021522 | 58 | EGTL Spares | Mtce | 72 | 72Z | FILTER: OIL,3.404 IN H X | 2.921 IN OD,PAPER ELEMENT | *OBS*Filtration-Elem : 21 MICRON,METAL HSG, KUN25L-PRMDHV 2009 | EA | 8 | 0 | 0 | NO | 8.6911 | 1349.12 | TOYOTA | 90915-20003 |  | 01 | 1 | 2CAC | 2CAC | [6 empty] | 41003 | 44116
13223 | 29200000TL | 03483 | EG1003004 | P | 58021527 | 58 | EGTL Spares | Mtce | 86 | 86Z | PLUG:GLOW,SMALL,METAL | ASSY, KUN25L-PRMDHV 2009 | Automotive - Parts and Accessories: | EA | 4 | 0 | 0 | NO | 15.732 | 2442.08 | TOYOTA | 19850-0L010 |  | 01 | 1 | 2CAC | [7 empty] | 41003
13224 | 29200000TL | 03483 | EG1004009 | P | 58021529 | 58 | EGTL Spares | Mtce | 86 | 86Z | COVER:CLUTCH,STL, ASSY | PICKUP TRUCKS & MINIBUS | Automotive - Parts and Accessories: | EA | 1 | 0 | 0 | NO | 98.6127 | 15307.65 | TOYOTA | 31210-0K040 |  | 01 | 1 | 2CAC | [7 empty] | 41003
13225 | 29200000TL | 03483 | EG1003004 | P | 58021530 | 58 | EGTL Spares | Mtce | 86 | 86Z | BEARING:CLUTCH,2 IN,OPEN,IRON | ASSY, KUN25L-PRMDHV 2009 | Automotive - Parts and Accessories: | EA | 1 | 0 | 0 | NO | 41.6654 | 6467.72 | TOYOTA | 31230-71011 |  | 01,21,22 | 1 | 2CAC | [7 empty] | 41003
13226 | 29200000TL | 03483 | EG1004014 | P | 58021531 | 58 | EGTL Spares | Mtce | 86 | 86Z | DISC:CLUTCH,STL, ASSY | PICKUP TRUCKS & MINIBUS | Automotive - Parts and Accessories: | EA | 1 | 0 | 0 | NO | 79.1702 | 12289.59 | TOYOTA | 31250-0K204 |  | 01,22 | 1 | 2CAC | [7 empty] | 41003
13227 | 29200000TL | 03483 | EG1003001 | P | 58021532 | 58 | EGTL Spares | Mtce | 86 | 86Z | ABSORBER: SHOCK | PICKUP TRUCKS & MINIBUS | Automotive - Parts and Accessories: ASSY, KUN25L-PRMDHV 2009 | EA | 2 | 1 | 2 | NO | 102.53 | 15917.78 | TOYOTA | 48510-09J10 |  | 01 | 1 | 2CAC | [7 empty] | 41003
13228 | 29200000TL | 03483 | EG1003004 | P | 58021536 | 58 | EGTL Spares | Mtce | 51 | 51B | LAMP:INCANDESCENT BULB,YELLOW | 21W,12 V,METAL BASE | Electric Components - Lighting : | EA | 8 | 0 | 0 | NO | 2.34 | 363.29 | TOYOTA | 90981-15020 |  | 01,10 | 1 | 2CAC | [7 empty] | 41003
13229 | 29200000TL | 03483 | EG1003004 | P | 58021537 | 58 | EGTL Spares | Mtce | 51 | 51B | LAMP:INCANDESCENT BULB,CLEAR | 21/5W,12V,METAL BASE | Electric Components - Lighting : | EA | 8 | 0 | 0 | NO | 1.8 | 279.45 | TOYOTA | 99132-21210-75 |  | 01,10 | 1 | 2CAC | [7 empty] | 41003
13230 | 29200000TL | 03483 | EG1003004 | P | 58021538 | 58 | EGTL Spares | Mtce | 51 | 51B | LAMP:INCANDESCENT BULB,CLEAR | 21W,12V,CLEAR,METAL BASE | Electric Components - Lighting : | EA | 16 | 0 | 0 | NO | 1.7 | 263.93 | TOYOTA | 99132-11210 |  | 01,10 | 1 | 2CAC | [7 empty] | 41003
13231 | 29200000TL | 03483 | EG1003004 | P | 58021539 | 58 | EGTL Spares | Mtce | 51 | 51Z | FUSE:MINI,30A,32 VDC,1,000A @ | 32VDC IR,BLADE,PLASTIC,.430INW | Electric-Other : X .64 IN H X .15 IN TH, KUN25L-PRMDHV 2009 | EA | 20 | 0 | 0 | NO | 0.43 | 66.76 | TOYOTA | 90982-09013 |  | 01 | 1 | 2CAC | [7 empty] | 41003
13232 | 29200000TL | 03483 | EG1003004 | P | 58021540 | 58 | EGTL Spares | Mtce | 51 | 51Z | FUSE:MINI,7.5 A,BLADE,PLASTIC | KUN25L-PRMDHV 2009 | Electric-Other : | EA | 20 | 0 | 0 | NO | 0.43 | 66.76 | TOYOTA | 90982-09020 |  | 01 | 1 | 2CAC | [7 empty] | 41003
13233 | 29200000TL | 03483 | EG1003004 | P | 58021541 | 58 | EGTL Spares | Mtce | 51 | 51Z | FUSE:MINI,10A,BLADE,PLASTIC | PICKUP TRUCKS & MINIBUS | Electric-Other : | EA | 20 | 10 | 20 | NO | 0.43 | 66.76 | TOYOTA | 90982-09021 |  | 01 | 1 | 2CAC | [7 empty] | 41003
13234 | 29200000TL | 03483 | EG1003004 | P | 58021542 | 58 | EGTL Spares | Mtce | 51 | 51Z | FUSE:MINI,15A,32 VDC,1,000A @ | 32VDC IR,BLADE,PLASTIC | Electric-Other : | EA | 20 | 0 | 0 | NO | 0.43 | 66.76 | TOYOTA | 90982-09022 |  | 01 | 1 | 2CAC | [7 empty] | 41003
13235 | 29200000TL | 03483 | EG1003004 | P | 58021543 | 58 | EGTL Spares | Mtce | 51 | 51Z | FUSE:MINI,20A,32VDC,1,000A @ | 32VDC IR,BLADE,PLASTIC | Electric-Other : | EA | 20 | 0 | 0 | NO | 0.43 | 66.76 | TOYOTA | 90982-09023 |  | 01 | 1 | 2CAC | [7 empty] | 41003
13236 | 29200000TL | 03483 | EG1003004 | P | 58021544 | 58 | EGTL Spares | Mtce | 51 | 51Z | FUSE:MINI,25,32VDC,1,000A @ | 32VDC IR,BLADE,PLASTIC | Electric-Other : | EA | 20 | 0 | 0 | NO | 0.43 | 66.76 | TOYOTA | 90982-09024 |  | 01 | 1 | 2CAC | [7 empty] | 41003
13237 | 29300000TL | 03483 | EG1003004 | P | 58021547 | 58 | EGTL Spares | Mtce | 86 | 86Z | KIT:CYLINDER,FOR CLUTCH | CONTAINS RINGS,PISTONS | Automotive - Parts and Accessories: HZB50L-ZGMSS 2009 | EA | 1 | 0 | 1 | YES | 51.3 | 60965.433 | TOYOTA | 04311-26050 |  | 01 | 1 | 2CAC | [7 empty] | 43770 |  | 45385
13238 | 29200000TL | 03483 | EG1003004 | P | 58021548 | 58 | EGTL Spares | Mtce | 86 | 86Z | KIT:CYLINDER,FOR CLUTCH | CONTAINS CYLINDER,SEALS | Automotive - Parts and Accessories: | EA | 1 | 0 | 0 | NO | 8.93 | 1386.3825 | TOYOTA | 04313-36180 |  | 01 | 1 | 2CAC | [7 empty] | 41003
13239 | 29200000TL | 03483 | EG1003004 | P | 58021550 | 58 | EGTL Spares | Mtce | 86 | 86Z | KIT:CYLINDER | CONTAINS CYLINDER,SEALS | Automotive - Parts and Accessories: FOR PICKUP TRUCK & MINIBUS | EA | 2 | 1 | 2 | NO | 40.38 | 6268.995 | TOYOTA | 04479-36020 |  | 01 | 1 | 2CAC | [7 empty] | 41003
13240 | 29200000TL | 03483 | EG1003004 | P | 58021551 | 58 | EGTL Spares | Mtce | 86 | 86Z | KIT:PISTON,FOR BRAKE | CONTAINS PISTONS,RINGS | Automotive - Parts and Accessories: | EA | 1 | 0 | 0 | NO | 38.14 | 5921.235 | TOYOTA | 04493-37022 |  | 01 | 1 | 2CAC | [7 empty] | 41003
13241 | 29200000TL | 03483 | EG1004015 | P | 58021553 | 58 | EGTL Spares | Mtce | 86 | 86Z | KIT:SHOE,FOR FRONT BRAKE | CONTAINS SHOES,BOLTS,PINS,NUTS | Automotive - Parts and Accessories: | EA | 2 | 0 | 0 | NO | 56.1 | 8709.525 | TOYOTA | 04494-36300 |  | 01 | 1 | 2CAC | [7 empty] | 41003
13242 | 29200000TL | 03483 | EG1003004 | P | 58021554 | 58 | EGTL Spares | Mtce | 86 | 86Z | KIT:CUP,FOR FRONT WHEEL | CONTAINS CUP,SEALS | Automotive - Parts and Accessories: | EA | 1 | 0 | 0 | NO | 7.54 | 1170.585 | TOYOTA | 04905-36140 |  | 01 | 1 | 2CAC | [7 empty] | 41003
13243 | 29200000TL | 03483 | EG1003004 | P | 58021555 | 58 | EGTL Spares | Mtce | 86 | 86Z | KIT:CUP,FOR REAR BRAKE | CONTAINS CUP,SEALS | Automotive - Parts and Accessories: | EA | 1 | 0 | 0 | NO | 12.11 | 1880.0775 | TOYOTA | 04906-36170 |  | 01 | 1 | 2CAC | [7 empty] | 41003
13244 | 29200000TL | 03483 | EG1003004 | P | 58021556 | 58 | EGTL Spares | Mtce | 54 | 54A | GASKET:PICKUP TRUCKS & MINIBUS | ALUMINUM,FLAT,HZB50L-ZGMSS2009 | Seals : | EA | 30 | 15 | 30 | NO | 0.43 | 66.7575 | TOYOTA | 90430-12031 |  | 01 | 1 | 2CAC | 1BBB | [6 empty] | 41003
13245 | 29200000TL | 03483 | EG1004014 | P | 58021558 | 58 | EGTL Spares | Mtce | 72 | 72Z | FILTER: OIL,4.720 IN H X | 4.090 IN OD,24.15MM THD | Engines - Parts : PAPER ELEMENT,21 MICRON,METAL HSG, HZB50L-ZGMSS 2009, BTT115410-0840 | EA | 10 | 0 | 0 | NO | 14.68 | 2279.07 | TOYOTA | 90915-30002-8T |  | 01 | 1 | 2CAC | 1CCC | [6 empty] | 41003
13246 | 29200000TL | 03483 | EG1003004 | P | 58021563 | 58 | EGTL Spares | Mtce | 86 | 86Z | PLUG:GLOW,SMALL,METAL,ASSY | PICKUP TRUCKS & MINIBUS | Automotive - Parts and Accessories: | EA | 2 | 0 | 0 | NO | 15.302 | 2375.33 | TOYOTA | 19850-17010 |  | 01 | 1 | 2CAC | [7 empty] | 41003 | 44827
13247 | 29200000TL | 03483 | EG1004014 | P | 58021567 | 58 | EGTL Spares | Mtce | 86 | 86Z | DISC:CLUTCH,STL,ASSY | PICKUP TRUCKS & MINIBUS | Automotive - Parts and Accessories: | EA | 1 | 0 | 0 | NO | 97.9726 | 15208.29 | TOYOTA | 31250-36620 |  | 01,22 | 1 | 2CAC | [7 empty] | 41003
13248 | 29200000TL | 03483 | EG1003004 | P | 58021571 | 58 | EGTL Spares | Mtce | 51 | 51B | LAMP:INCANDESCENT BULB,WHITE | 5W,24V,HZB50L-ZGMSS 2009 | Electric Components - Lighting : | EA | 14 | 0 | 0 | NO | 1.7003 | 263.93 | TOYOTA | 90981-12015 |  | 01,10 | 1 | 2CAC | [7 empty] | 41003 | 44696
13249 | 29200000TL | 03483 | EG1003004 | P | 58021572 | 58 | EGTL Spares | Mtce | 51 | 51B | LAMP:INCANDESCENT BULB,WHITE | 21W,24V,METAL BASE | Electric Components - Lighting : PICKUP TRUCK & MINIBUS,HZB50L-ZGMSS 2009 | EA | 6 | 0 | 0 | NO | 2.5503 | 395.89 | TOYOTA | 90981-16014 |  | 01,10 | 1 | 2CAC | [7 empty] | 41003
13250 | 29200000TL | 03483 | EG1003004 | P | 58021573 | 58 | EGTL Spares | Mtce | 51 | 51B | LAMP:INCANDESCENT BULB | 21/5W,24V,METAL BASE | Electric Components - Lighting : PICKUP TRUCK & MINIBUS, HZB50L-ZGMSS 2009 | EA | 4 | 0 | 0 | NO | 3.2904 | 510.77 | TOYOTA | 90981-16015 |  | 01,10 | 1 | 2CAC | [7 empty] | 41003 | 44696
13251 | 29200000TL | 03483 | EG1003004 | P | 58021575 | 58 | EGTL Spares | Mtce | 51 | 51Z | FUSE:MINI BLADE,10A,32 VDC | 1,000A @ 32VDC IR,BLADE,PLASTI | Electric-Other : (.430 IN W X .64 IN H X .15 IN TH, HZB50L-ZGMSS 2009 | EA | 15 | 0 | 0 | NO | 0.4301 | 66.76 | TOYOTA | 90982-09009 |  | 01 | 1 | 2CAC | [7 empty] | 41003
13252 | 29200000TL | 03483 | EG1003004 | P | 58021576 | 58 | EGTL Spares | Mtce | 51 | 51Z | FUSE:MINI BLADE,15 A,32 VDC | 1,000A@ 32VDC IR,BLADE,PLASTIC | Electric-Other : (.430 IN W X .64 IN H X .15 IN TH, HZB50L-ZGMSS 2009 | EA | 15 | 8 | 15 | NO | 0.4301 | 66.76 | TOYOTA | 90982-09010 |  | 01 | 1 | 2CAC | [7 empty] | 41003
13253 | 29200000TL | 03483 | EG1003004 | P | 58021577 | 58 | EGTL Spares | Mtce | 51 | 51Z | FUSE:MINI,20 A,32 VDC,1,000A @ | 32VDC IR,BLADE,PLASTIC,.430INW | Electric-Other : X .64 IN H X .15 IN TH, HZB50L-ZGMSS 2009 | EA | 15 | 8 | 15 | NO | 0.4301 | 66.76 | TOYOTA | 90982-09011 |  | 01 | 1 | 2CAC | [7 empty] | 41003
13254 | 29200000TL | 03483 | EG1005005 | P | 58021579 | 58 | EGTL Spares | Mtce | 75 | 75F | BLADE: WIPER,FRONT WINDSHIELD | 1/2 IN WIDTH/ 21 IN LENGTH | *OBS*Matl Hand-Parts : LH, HZB50L-ZGMSS 2009 | EA | 2 | 0 | 0 | NO | 20.0826 | 3117.42 | TOYOTA | 85222-36041 |  | 01 | 1 | 2CAC | 2CAC | [6 empty] | 41003
13255 | 29200000TL | 03483 | EG1004007 | P | 58021583 | 58 | EGTL Spares | Mtce | 72 | 72Z | FILTER: OIL,5.178 IN H X | 3.660IN OD,PAPER/GLASS ELEMENT | *OBS*Filtration-Elem : 10 MICRON,METAL HSG, LAN25L-TRMDEN | EA | 20 | 0 | 0 | NO | 6.2108 | 964.1 | TOYOTA | 90915-TD004 |  | 01 | 1 | 2CAC | 2CAC | [6 empty] | 41003
13256 | 29300000TL | 03483 | EG1004010 | S | 58021608 | 58 | EGTL Spares | Mtce | 66 | 66F | SPRING: VALVE | DISCHARGE VALVE | Valve - Parts & Accessories : | EA | 5 | 3 | 5 | YES | 156 | 240029.4 | NLB |  |  | 01 | 1 | 3XAC | [7 empty] | 43770 |  | 45385
13257 | 29200000TL | 03483 | EG1002015 | P | 58021621 | 58 | EGTL Spares | Mtce | 51 | 51Z | POWER SUPPLY:REDUNDANT | 85-265VAC INPUT | Electric-Other : INTERNAL, CONTROL LOGIX, PS13A/B, PS14A/B, PS15A/B, PS16A/B, PS17A/B#######THIS IS A DUPLICATE OF SYMBOL:57705056 ############## | PC | 6 | 0 | 0 | NO | 1714.3885 | 266158.8 | ROCKWELL AUTOMATION | 1756-PA75 R/A |  | 01,10,22 | 1 | 1AXX |  |  | JZC 7410 |  |  |  |  | 41003 | 46007 |  | -1 | 1 | 0 | 2 | -2 | 2
13258 | 29200000TL | 03483 | EG1040017 | S | 58021676 | 58 | EGTL Spares | Mtce | 72 | 72Z | FILTER: 940/24 | 1 IN x 14 UNS-2B | Filtration - Filters/ Other : PLEATED PAPER, FOR HDL-851/1-250HC (AC4) AUXILLARY PUMP SYSTEM ALTERNATIVE SPARE WK 940/24 PSD 530/1FS1234 / BF1204-5 / LFF8061 / R26 / LFF8958http://www.inlinefilters.co.uk/Filters-Fuel/SpinOn/1.14UN/FBW-BF1204. | EA | 4 | 0 | 0 | NO | 66.5688 | 13091.51 |  | PSD530/1 |  | 01 | 1 | 3XAC | [5 empty] | PSD530/1 |  | 41003 |  | 42132
13259 | 29200000TL | 03483 | EG1004017 | P | 58021710 | 58 | EGTL Spares | Mtce | 76 | 76Z | STUD:1/2 IN DIA,13 IN LG,SS | UTILITY PUMPS & TOWABLE GEN UN | Pumps-Other : | EA | 1 | 0 | 0 | NO | 3.1504 | 489.04 | TSURUMI | TP5958 |  | 02,21,22 | 1 | 3XAC | [7 empty] | 41003
13260 | 29200000TL | 03483 | EG1004017 | P | 58021711 | 58 | EGTL Spares | Mtce | 54 | 54D | O-RING:4-3/8IN ID, 4-9/16IN OD | 3/16 IN WD | *OBS*GS&P-O-Rings : | EA | 1 | 0 | 0 | NO | 10.5014 | 1630.13 | TSURUMI | TP3722 |  | 01 | 1 | 3XAC | 3XAC | [6 empty] | 41003
13261 | 29200000TL | 03483 | EG1004017 | P | 58021712 | 58 | EGTL Spares | Mtce | 54 | 54D | O-RING | UTILITY PUMP | *OBS*GS&P-O-Rings : | EA | 1 | 0 | 0 | NO | 57.0073 | 8849.25 | TSURUMI | TP3737 |  | 01 | 1 | 3XAC | 3XAC | [6 empty] | 41003
13262 | 29200000TL | 03483 | EG1004018 | P | 58021713 | 58 | EGTL Spares | Mtce | 54 | 54A | GASKET | DISCHARGE | Seals : | EA | 1 | 0 | 0 | NO | 10.5014 | 1630.13 | TSURUMI | TP5191 |  | 01 | 1 | 3XAC | 1BBB | [6 empty] | 41003
13263 | 29200000TL | 03483 | EG1004017 | P | 58021715 | 58 | EGTL Spares | Mtce | 54 | 54D | SEAL | SEAT SUPPORT GASKET | *OBS*GS&P-Other : | EA | 1 | 0 | 0 | NO | 10.5014 | 1630.13 | TSURUMI | TP3087 |  | 01 | 1 | 3XAC | 3XAC | [6 empty] | 41003
13264 | 29300000TL | 03483 | EG1004017 | P | 58021716 | 58 | EGTL Spares | Mtce | 54 | 54A | SEAL: MECHANICAL | 1-1/2 IN,SS | Seals : | EA | 1 | 0 | 1 | YES | 456 | 688341.12 | TSURUMI | W105-6A |  | 01,22 | 1 | 3XAC | 1BBB | [6 empty] | 43770 |  | 45350
13265 | 29200000TL | 03483 | EG1004018 | P | 58021717 | 58 | EGTL Spares | Mtce | 54 | 54A | GASKET | PUMP SIDE GASKET | Seals : | EA | 1 | 0 | 0 | NO | 13.5018 | 2095.88 | TSURUMI | TP3076 |  | 01 | 1 | 3XAC | 1BBB | [6 empty] | 41003
13266 | 29200000TL | 03483 | EG1004017 | P | 58021718 | 58 | EGTL Spares | Mtce | 54 | 54D | SEAL | SEAT HOLDER GASKET | *OBS*GS&P-Other : | EA | 1 | 0 | 1 | NO | 7.501 | 1164.38 | TSURUMI | TP3211 |  | 01 | 1 | 3XAC | 3XAC | [6 empty] | 41003
13267 | 29300000TL | 03483 | EG1004017 | P | 58021719 | 58 | EGTL Spares | Mtce | 50 | 50Z | BEARING | BALL, SS | Bearings & Accessories - All : | EA | 1 | 0 | 1 | YES | 823.75 | 1307250.0625 | TSURUMI W16-308NPP | SKF 6308-2RS1 |  | 01,21,22 | 1 | 3XAC | 2CBC | [6 empty] | 43770 |  | 45445
13268 | 29300000TL | 03483 | EG1004016 | P | 58021720 | 58 | EGTL Spares | Mtce | 76 | 76Z | SHAFT | PUMP, OF304 | Pumps-Other : | EA | 1 | 0 | 1 | YES | 3879.04 | 6155842.528 | TSURUMI | TP3210A |  | 00 | 1 | 3XAC | 2CBC | [6 empty] | 43770 |  | 45445
13269 | 29200000TL | 03483 | EG1004017 | P | 58021721 | 58 | EGTL Spares | Mtce | 76 | 76Z | KEY:WOODRUFF | 3/8 IN SQ. X 2-1/8 IN LG | Pumps-Other : | EA | 1 | 0 | 0 | NO | 14.1018 | 2189.03 | TSURUMI | W69-.37QX1.50 |  | 01,22 | 1 | 3XAC | [7 empty] | 41003
13270 | 29200000TL | 03483 | EG1004017 | P | 58021723 | 58 | EGTL Spares | Mtce | 54 | 54A | GASKET | CLEANOUT COVER | Seals : | EA | 1 | 0 | 0 | NO | 9.0012 | 1397.25 | TSURUMI | TP5189 |  | 01 | 1 | 3XAC | 1BBB | [6 empty] | 41003
13271 | 29200000TL | 03483 | EG1004017 | P | 58021724 | 58 | EGTL Spares | Mtce | 54 | 54D | O-RING:5-3/8 IN ID,5-9/16 IN O | 3/16 IN WD, NBR | *OBS*GS&P-O-Rings : | EA | 1 | 0 | 0 | NO | 10.5014 | 1630.13 | TSURUMI | TP5190 |  | 01 | 1 | 3XAC | 3XAC | [6 empty] | 41003
13272 | 29200000TL | 03483 | EG1004017 | P | 58021725 | 58 | EGTL Spares | Mtce | 56 | 56Z | NUT: LOCK | HYDRA LOCK,1/2 IN DIA | *OBS*Fastener-Other : | EA | 1 | 0 | 0 | NO | 0.6001 | 93.15 | TSURUMI | 0813NUS |  | 01,21,22 | 1 | 3XAC | 3XAC | [6 empty] | 41003
13273 | 29200000TL | 03483 | EG1004017 | P | 58021726 | 58 | EGTL Spares | Mtce | 76 | 76Z | CUP | GREASE,LB 2-3/8 IN | Pumps-Other : | EA | 1 | 0 | 0 | NO | 178.0729 | 27642.26 | TSURUMI | W31E6S |  | 01,22 | 1 | 3XAC | [7 empty] | 41003
13274 | 29200000TL | 03483 | EG1004017 | P | 58021727 | 58 | EGTL Spares | Mtce | 76 | 76Z | HANDLE | CLAMP | Pumps-Other : | EA | 1 | 0 | 0 | NO | 51.1566 | 7941.04 | TSURUMI | TP3717 |  | 01 | 1 | 3XAC | 2CBC | [6 empty] | 41003
13275 | 29200000TL | 03483 | EG1004017 | P | 58021728 | 58 | EGTL Spares | Mtce | 76 | 76Z | STUD | 2 IN DIA,11 IN LG | Pumps-Other : | EA | 1 | 0 | 0 | NO | 4.5006 | 698.63 | TSURUMI | TP3728 |  | 02,21,22 | 1 | 3XAC | 2CBC | [6 empty] | 41003
13276 | 29200000TL | 03483 | EG1004018 | P | 58021729 | 58 | EGTL Spares | Mtce | 54 | 54A | GASKET:SUCTION ELBOW | OF304 | Seals : | EA | 1 | 0 | 0 | NO | 24.0031 | 3726 | TSURUMI | TP5192 |  | 01 | 1 | 3XAC | 1BBB | [6 empty] | 41003
13277 | 29200000TL | 03483 | EG1004018 | P | 58021730 | 58 | EGTL Spares | Mtce | 54 | 54A | GASKET | FLAP VALVE HOUSING | Seals : | EA | 1 | 0 | 0 | NO | 28.5037 | 4424.63 | TSURUMI | TP3716 |  | 01 | 1 | 3XAC | 1BBB | [6 empty] | 41003
13278 | 29200000TL | 03483 | EG1004018 | P | 58021731 | 58 | EGTL Spares | Mtce | 66 | 66Z | VALVE: CHECK | CAST IRON BODY,FLAPPER | Valve-Other : OF304 | EA | 1 | 0 | 0 | NO | 49.9565 | 7754.74 | TSURUMI | TP5187 |  | 02 | 1 | 3XAC | [7 empty] | 41003
13279 | 29200000TL | 03483 | EG1004017 | P | 58021733 | 58 | EGTL Spares | Mtce | 87 | 87B | SHIM | 0.01 IN THK,BRASS | *OBS*Machinery-Misc- : OF304 | EA | 1 | 0 | 0 | NO | 1.5002 | 232.88 | TSURUMI | TP3201 |  | 00 | 1 | 3XAC | 3XAC | [6 empty] | 41003
13280 | 29200000TL | 03483 | EG1004017 | P | 58021734 | 58 | EGTL Spares | Mtce | 87 | 87B | SHIM:0.015 IN THK,BRASS | 0F034, SHIM MADE OF BRASS | *OBS*Machinery-Misc- : | EA | 1 | 0 | 0 | NO | 1.5002 | 232.88 | TSURUMI | TP3202 |  | 00 | 1 | 3XAC | 3XAC | [6 empty] | 41003
13281 | 29200000TL | 03483 | EG1004017 | P | 58021736 | 58 | EGTL Spares | Mtce | 72 | 72Z | FILTER: FUEL,PRIMARY | 2 MICRON, SPIN ON | *OBS*Filtration-Elem : | EA | 1 | 0 | 0 | NO | 21.7828 | 3381.35 | TSURUMI | 119802-55801 |  | 01 | 1 | 3XAC | 3XAC | [6 empty] | 41003
13282 | 29200000TL | 03483 | EG1004018 | P | 58021738 | 58 | EGTL Spares | Mtce | 72 | 72Z | FILTER: OIL | 3.402 IN H X 2.685 IN OD | *OBS*Filtration-Elem : PAPER ELEMENT,21 MICRON,METAL HSG | EA | 1 | 0 | 0 | NO | 16.2921 | 2529.02 | TSURUMI | 129150-35153 |  | 01 | 1 | 3XAC | 3XAC | [6 empty] | 41003
13283 | 29200000TL | 03483 | EG1005018 | P | 58021749 | 58 | EGTL Spares | Mtce | 51 | 51B | BALLAST:LIGHTING | 1000W,4 LAMP,METAL-HALIDE | Electric Components - Lighting : OF036 | EA | 1 | 0 | 0 | NO | 495.0638 | 76848.75 | BALDOR | TY5008A15SP |  | 00 | 1 | 3XAC | [7 empty] | 41003
13284 | 29200000TL | 03483 | EG1040021 | S | 58021753 | 58 | EGTL Spares | Mtce | 76 | 76Z | KIT:REPAIR,WETTED END | FOR HYD PRESSURE AND PUMP | Pumps-Other : 2 FOR EA HDF2 | EA | 7 | 0 | 0 | NO | 371.6079 | 57684.69 | RYAN HURCO - SANDPIPER | 476.248.360 |  | 01 | 1 | 3XAC | [7 empty] | 41003
13285 | 29300000TL | 03483 | EG1001020 | P | 58022291 | 58 | EGTL Spares | Mtce | 50 | 50Z | KIT: BEARING SET | CHEMICAL DOSING SKIDS | FOR BALDOR IXDM7006 MOTOR, CONTAINS BG6205C03 DRIVE END BEARING, BG6203C03 OPP-DRIVE END BEARING | ST | 1 | 1 | 2 | YES | 60 | 22770 | BALDOR | BG6203C03+BG6205C03 |  | 01,22 | 1 | 2CAB | 1CCC | [6 empty] | 43770 | 45932 | 45979 | -1 | 1
13286 | 29300000TL | 03483 | EG1001006 | P | 58022368 | 58 | EGTL Spares | Mtce | 50 | 50Z | ISOLATOR:BRZ BEARING | API CENTRIFUGAL PUMPS | *OBS*GS&P-O-Rings : &quot;177-PX-020/021 , EGTL1-SLZ-MEC-DD-771204 PART 301.0 OR 302.0&quot; | PC | 1 | 0 | 1 | YES | 3830.5 | 6077088.25 | SULZER | 64503E54335M8300 | 3E54335M8300 | 01 | 1 | 2BAB | 2BAB |  | CS056919701 |  |  |  |  | 43770 | 45480 | 45524 |  |  | -1 | 1
13287 | 29200000TL | 03483 | EG1030014 | S | 58022630 | 58 | EGTL Spares | Mtce | 51 | 51Z | RELAY: ARTICULATING BOOM LIFT | MAN LIFT & TELE-HANDLER | Electric-Other : | EA | 1 | 0 | 0 | NO | 31.9741 | 4963.34 | JLG | 3740067 |  | 01,10 | 1 | 3XAC |  |  | FIGURES 2-8, 2-10, 2-13 |  |  |  |  | 41086
13288 | 29200000TL | 03483 | EG1030007 | S | 58022632 | 58 | EGTL Spares | Mtce | 75 | 75F | SERVICE: POWERTRACK REPAIR SEC | MAN LIFT & TELE-HANDLER | Material Handling - Lifting Equipment and Accessories : ARTICULATING BOOM LIFT | EA | 2 | 0 | 0 | NO | 67.7287 | 10513.53 | JLG | 7016522 |  | 00 | 1 | 3XAC |  |  | FIGURE 3-4 |  |  |  |  | 41086
13289 | 29200000TL | 03483 | EG1030014 | S | 58022633 | 58 | EGTL Spares | Mtce | 75 | 75F | KIT: POWERTRACK PIN | MAN LIFT & TELE-HANDLER | Material Handling - Lifting Equipment and Accessories : FOR ARTICULATING BOOM LIFT | EA | 6 | 0 | 0 | NO | 9.0912 | 1411.22 | JLG | 7006137 |  | 01 | 1 | 3XAC |  |  | FIGURE 3-4 |  |  |  |  | 41086
13290 | 29200000TL | 03483 | EG1029001 | S | 58022649 | 58 | EGTL Spares | Mtce | 57 | 57D | HOSE: TILT CYLINDER | MAN LIFT & TELE-HANDLER | Hoses - Hydraulic :TELEHANDLER | EA | 2 | 0 | 0 | NO | 90.6717 | 14074.97 | JLG | 1001098179 |  | 01 | 1 | 3XAC |  |  | FIGURE 8-21 |  |  |  |  | 41086
13291 | 29200000TL | 03483 | EG1029007 | S | 58022650 | 58 | EGTL Spares | Mtce | 57 | 57D | HOSE: BOOM | MAN LIFT & TELE-HANDLER | Hoses - Hydraulic :TELEHANDLER | EA | 2 | 0 | 0 | NO | 136.2175 | 21145.05 | JLG | 1001091746 |  | 01 | 1 | 3XAC |  |  | FIGURE 8-25 |  |  |  |  | 41086
13292 | 29200000TL | 03483 | EG1030014 | S | 58022653 | 58 | EGTL Spares | Mtce | 50 | 50Z | SHOE: BEARING | MAN LIFT & TELE-HANDLER | Bearings & Accessories - All :TELEHANDLER, PAD | EA | 2 | 0 | 0 | NO | 34.2444 | 5315.76 | JLG | 91033189 |  | 01 | 1 | 3XAC |  |  | SECTION 2 |  |  |  |  | 41086
13293 | 29200000TL | 03483 | EG1030014 | S | 58022654 | 58 | EGTL Spares | Mtce | 50 | 50Z | SHOE: BEARING | MAN LIFT & TELE-HANDLER | Bearings & Accessories - All :TELEHANDLER, PAD | EA | 12 | 0 | 0 | NO | 25.7733 | 4000.79 | JLG | 91033186 |  | 01 | 1 | 3XAC |  |  | SECTION 2 |  |  |  |  | 41086
13294 | 29200000TL | 03483 | EG1030014 | S | 58022655 | 58 | EGTL Spares | Mtce | 50 | 50Z | SHOE: BEARING | MAN LIFT & TELE-HANDLER | Bearings & Accessories - All :TELEHANDLER, PAD | EA | 4 | 0 | 0 | NO | 82.7607 | 12846.94 | JLG | 91163187 |  | 01 | 1 | 3XAC |  |  | SECTION 2 |  |  |  |  | 41086
13295 | 29200000TL | 03483 | EG1030013 | S | 58022656 | 58 | EGTL Spares | Mtce | 50 | 50Z | SHOE: BEARING | MAN LIFT & TELE-HANDLER | Bearings & Accessories - All :TELEHANDLER, PAD | EA | 8 | 0 | 0 | NO | 78.6101 | 12202.65 | JLG | 91163186 |  | 01 | 1 | 3XAC |  |  | SECTION 2 |  |  |  |  | 41086
13296 | 29200000TL | 03483 | EG1030013 | S | 58022657 | 58 | EGTL Spares | Mtce | 50 | 50Z | SHOE: BEARING | MAN LIFT & TELE-HANDLER | Bearings & Accessories - All :TELEHANDLER, PAD | EA | 6 | 0 | 0 | NO | 35.6146 | 5528.45 | JLG | 61163188 |  | 01 | 1 | 3XAC |  |  | SECTION 2 |  |  |  |  | 41086
13297 | 29200000TL | 03483 | EG1030013 | S | 58022658 | 58 | EGTL Spares | Mtce | 50 | 50Z | SHOE: BEARING | MAN LIFT & TELE-HANDLER | Bearings & Accessories - All :TELEHANDLER, PAD | EA | 2 | 0 | 0 | NO | 50.4565 | 7832.36 | JLG | 91163214 |  | 01 | 1 | 3XAC |  |  | SECTION 2 |  |  |  |  | 41086
13298 | 29200000TL | 03483 | EG1030013 | S | 58022659 | 58 | EGTL Spares | Mtce | 50 | 50Z | SHOE: BEARING | MAN LIFT & TELE-HANDLER | Bearings & Accessories - All :TELEHANDLER, PAD | EA | 4 | 0 | 0 | NO | 27.0935 | 4205.72 | JLG | 91563028 |  | 01 | 1 | 3XAC |  |  | SECTION 2 |  |  |  |  | 41086
13299 | 29200000TL | 03483 | EG1030013 | S | 58022660 | 58 | EGTL Spares | Mtce | 87 | 87B | SHIM: TELEHANDLER | MAN LIFT & TELE-HANDLER | *OBS*Machinery-Misc- : SHIM:TELEHANDLER | EA | 6 | 0 | 0 | NO | 11.1915 | 1737.25 | JLG | 91161184 |  | 00 | 1 | 3XAC | 3XAC |  | SECTION 2 |  |  |  |  | 41086
13300 | 29200000TL | 03483 | EG1030013 | S | 58022661 | 58 | EGTL Spares | Mtce | 87 | 87B | SHIM: TELEHANDLER | MAN LIFT & TELE-HANDLER | *OBS*Machinery-Misc- : SHIM:TELEHANDLER | EA | 6 | 0 | 0 | NO | 11.0215 | 1710.86 | JLG | 90205870 |  | 00 | 1 | 3XAC | 3XAC |  | SECTION 2 |  |  |  |  | 41086
13301 | 29200000TL | 03483 | EG1030013 | S | 58022662 | 58 | EGTL Spares | Mtce | 87 | 87B | SHIM: TELEHANDLER | MAN LIFT & TELE-HANDLER | *OBS*Machinery-Misc- : SHIM:TELEHANDLER | EA | 6 | 0 | 0 | NO | 8.5411 | 1325.84 | JLG | 91121082 |  | 00 | 1 | 3XAC | 3XAC |  | SECTION 2 |  |  |  |  | 41086
13302 | 29200000TL | 03483 | EG1030013 | S | 58022663 | 58 | EGTL Spares | Mtce | 87 | 87B | SHIM: TELEHANDLER | MAN LIFT & TELE-HANDLER | *OBS*Machinery-Misc- : SHIM:TELEHANDLER | EA | 6 | 0 | 0 | NO | 6.5909 | 1023.1 | JLG | 91141302 |  | 00 | 1 | 3XAC | 3XAC |  | SECTION 2 |  |  |  |  | 41086
13303 | 29200000TL | 03483 | EG1030013 | S | 58022664 | 58 | EGTL Spares | Mtce | 54 | 54D | SPACER: TELEHANDLER | MAN LIFT & TELE-HANDLER | *OBS*GS&P-Other : SPACER:TELEHANDLER | EA | 4 | 0 | 0 | NO | 5.1907 | 805.7475 | JLG | 91161183 |  | 00 | 1 | 3XAC | 3XAC |  | SECTION 2 |  |  |  |  | 41086
13304 | 29200000TL | 03483 | EG1030013 | S | 58022665 | 58 | EGTL Spares | Mtce | 54 | 54D | SPACER: TELEHANDLER | MAN LIFT & TELE-HANDLER | *OBS*GS&P-Other : SPACER:TELEHANDLER | EA | 23 | 11 | 22 | NO | 10.0413 | 1558.71 | JLG | 91031236 |  | 00 | 1 | 3XAC | 3XAC |  | SECTION 2 |  |  |  |  | 41086
13305 | 29200000TL | 03483 | EG1030013 | S | 58022666 | 58 | EGTL Spares | Mtce | 54 | 54D | SPACER: TELEHANDLER | MAN LIFT & TELE-HANDLER | *OBS*GS&P-Other : SPACER:TELEHANDLER | EA | 4 | 0 | 0 | NO | 6.5909 | 1023.1 | JLG | 91511094 |  | 00 | 1 | 3XAC | 3XAC |  | SECTION 2 |  |  |  |  | 41086
13306 | 29200000TL | 03483 | EG1030013 | S | 58022667 | 58 | EGTL Spares | Mtce | 54 | 54D | SPACER: TELEHANDLER | MAN LIFT & TELE-HANDLER | *OBS*GS&P-Other : SPACER:TELEHANDLER | EA | 12 | 0 | 0 | NO | 4.9206 | 763.83 | JLG | 91141303 |  | 00 | 1 | 3XAC | 3XAC |  | SECTION 2 |  |  |  |  | 41086
13307 | 29200000TL | 03483 | EG1030013 | S | 58022668 | 58 | EGTL Spares | Mtce | 50 | 50Z | PAD: BOOM HYDRAULIC BEARING | MAN LIFT & TELE-HANDLER | Bearings & Accessories - All :TELEHANDLER | EA | 2 | 0 | 0 | NO | 30.1739 | 4683.89 | JLG | 91033187 |  | 01 | 1 | 3XAC |  |  | SECTION 2 |  |  |  |  | 41086
13308 | 29200000TL | 03483 | EG1029007 | S | 58022669 | 58 | EGTL Spares | Mtce | 87 | 87B | PIN: QUICK SWITCH | MAN LIFT & TELE-HANDLER | *OBS*Machinery-Misc- : TELEHANDLER | EA | 1 | 0 | 0 | NO | 72.7094 | 11286.68 | JLG | 1001105441 |  | 01 | 1 | 3XAC | 3XAC |  | FIGURE 2-9 |  |  |  |  | 41086
13309 | 29200000TL | 03483 | EG1030012 | S | 58022670 | 58 | EGTL Spares | Mtce | 72 | 72Z | FILTER: FUEL | MAN LIFT & TELE-HANDLER | *OBS*Filtration-Elem : PRIMARY, TELEHANDLER | EA | 6 | 0 | 0 | NO | 93.9621 | 14585.74 | JLG | 70022035 |  | 01 | 1 | 3XAC | 3XAC |  | FIGURE 4-1 |  |  |  |  | 41086
13310 | 29200000TL | 03483 | EG1030014 | S | 58022671 | 58 | EGTL Spares | Mtce | 72 | 72Z | FILTER: FUEL | MAN LIFT & TELE-HANDLER | *OBS*Filtration-Elem : SECONDARY, TELEHANDLER | EA | 6 | 0 | 0 | NO | 107.7739 | 16729.74 | JLG | 70021226 |  | 01 | 1 | 3XAC | 3XAC |  | FIGURE 4-4 |  |  |  |  | 41086
13311 | 29200000TL | 03483 | EG1030012 | S | 58022672 | 58 | EGTL Spares | Mtce | 72 | 72Z | FILTER: OIL | MAN LIFT & TELE-HANDLER | *OBS*Filtration-Elem : TELEHANDLER | EA | 6 | 0 | 0 | NO | 26.1034 | 4052.03 | JLG | 8006013 |  | 01 | 1 | 3XAC | 3XAC |  | FIGURE 4-4 |  |  |  |  | 41086
13312 | 29200000TL | 03483 | EG1029009 | S | 58022673 | 58 | EGTL Spares | Mtce | 72 | 72Z | FILTER: AIR | MAN LIFT & TELE-HANDLER | *OBS*Filtration-Elem : PRIMARY ELEMENT (OUTER) | EA | 6 | 3 | 6 | NO | 143.8185 | 22324.95 | JLG | 7026573 |  | 01 | 1 | 3XAC | 3XAC |  | FIGURE 4-8 |  |  |  |  | 41086
13313 | 29200000TL | 03483 | EG1029001 | S | 58022674 | 58 | EGTL Spares | Mtce | 72 | 72Z | FILTER: AIR | MAN LIFT & TELE-HANDLER | *OBS*Filtration-Elem : SAFETY ELEMENT (INNER) | EA | 6 | 0 | 0 | NO | 99.3328 | 15419.43 | JLG | 7026572 |  | 01 | 1 | 3XAC | 3XAC |  | FIGURE 4-8 |  |  |  |  | 41086
13314 | 29200000TL | 03483 | EG1030012 | S | 58022675 | 58 | EGTL Spares | Mtce | 87 | 87B | BELT: ALTERNATOR | MAN LIFT & TELE-HANDLER | *OBS*Engines - Other : TELEHANDLER | EA | 2 | 0 | 0 | NO | 138.2878 | 21466.42 | JLG | 7029901 |  | 01 | 1 | 3XAC | 3XAC |  | FIGURE 4-4 |  |  |  |  | 41086
13315 | 29200000TL | 03483 | EG1030014 | S | 58022676 | 58 | EGTL Spares | Mtce | 72 | 72Z | FILTER: TRANSMISSION | MAN LIFT & TELE-HANDLER | *OBS*Filtration-Elem : TELEHANDLER | EA | 2 | 1 | 2 | NO | 80.6304 | 12516.26 | JLG | 1319726 |  | 01 | 1 | 3XAC | 3XAC |  | FIGURE 4-26 |  |  |  |  | 41086
13316 | 29200000TL | 03483 | EG1030013 | S | 58022677 | 58 | EGTL Spares | Mtce | 54 | 54D | SEAL: WHEEL END | MAN LIFT & TELE-HANDLER | *OBS*GS&P-Other : TELEHANDLER | EA | 2 | 0 | 0 | NO | 40.4952 | 6286.07 | JLG | 7028718 |  | 01,22 | 1 | 3XAC | 3XAC |  | SECTION 5 |  |  |  |  | 41086
13317 | 29200000TL | 03483 | EG1030014 | S | 58022678 | 58 | EGTL Spares | Mtce | 87 | 87B | BUSHING: WHEEL END | MAN LIFT & TELE-HANDLER | *OBS*Engines - Other : TELEHANDLER | EA | 2 | 0 | 0 | NO | 76.7799 | 11918.54 | JLG | 91514111 |  | 01 | 1 | 3XAC | 3XAC |  | SECTION 5 |  |  |  |  | 41086
13318 | 29200000TL | 03483 | EG1030014 | S | 58022679 | 58 | EGTL Spares | Mtce | 54 | 54D | SEAL: WHEEL HUB | MAN LIFT & TELE-HANDLER | *OBS*GS&P-Other : TELEHANDLER | EA | 1 | 0 | 1 | NO | 123.8259 | 19221.5 | JLG | 7029300 |  | 01,22 | 1 | 3XAC | 3XAC |  | SECTION 5 |  |  |  |  | 41086
13319 | 29200000TL | 03483 | EG1030014 | S | 58022680 | 58 | EGTL Spares | Mtce | 87 | 87B | KIT: UNIVERSAL JOINT | MAN LIFT & TELE-HANDLER | *OBS*Machinery-Misc- : TELEHANDLER | EA | 1 | 0 | 0 | NO | 85.821 | 13322 | JLG | 7026911 |  | 01 | 1 | 3XAC | 3XAC |  | FIGURE 5-11 |  |  |  |  | 41086
13320 | 29200000TL | 03483 | EG1030014 | S | 58022681 | 58 | EGTL Spares | Mtce | 87 | 87B | KIT: UNIVERSAL JOINT | MAN LIFT & TELE-HANDLER | *OBS*Machinery-Misc- : TELEHANDLER | EA | 2 | 0 | 0 | NO | 76.1398 | 11819.18 | JLG | 91474035 |  | 01 | 1 | 3XAC | 3XAC |  | FIGURE 5-11 |  |  |  |  | 41086
13321 | 29300000TL | 03483 | EG1030014 | S | 58022682 | 58 | EGTL Spares | Mtce | 56 | 56Z | KIT: SEAL, LIFT CYLINDER | MAN LIFT & TELE-HANDLER | *OBS*GS&P-Other : TELEHANDLER | EA | 2 | 0 | 1 | YES | 329.5554 | 121854.315 | JLG | 7026969 |  | 01 | 1 | 3XAC | 3XAC |  | FIGURE 9-1 |  |  |  |  | 43770 |  | 44053
13322 | 29300000TL | 03483 | EG1030014 | S | 58022683 | 58 | EGTL Spares | Mtce | 56 | 56Z | KIT: SEAL, CROWD CYLINDER | MAN LIFT & TELE-HANDLER | *OBS*GS&P-Other : TELEHANDLER | EA | 1 | 0 | 1 | YES | 392 | 141316 | JLG | 7026467 |  | 01 | 1 | 3XAC | 3XAC |  | FIGURE 9-2 |  |  |  |  | 43770 |  | 43973
13323 | 29200000TL | 03483 | EG1030013 | S | 58022685 | 58 | EGTL Spares | Mtce | 54 | 54D | KIT: SEAL, | FOR COMPENSATING CYLINDER | *OBS*GS&P-Other : TELEHANDLER | EA | 1 | 0 | 0 | NO | 202.7354 | 31490.9101 | JLG | 7026475 |  | 01 | 1 | 3XAC | 3XAC |  | FIGURE 9-4 |  |  |  |  | 41086 | 43964
13324 | 29300000TL | 03483 | EG1030014 | S | 58022686 | 58 | EGTL Spares | Mtce | 56 | 56Z | KIT: SEAL, SWAY CYLINDER | MAN LIFT & TELE-HANDLER | *OBS*GS&P-Other : TELEHANDLER | EA | 2 | 0 | 1 | YES | 298.3782 | 110441.545 | JLG | 7026934 |  | 01 | 1 | 3XAC | 3XAC |  | FIGURE 9-5 |  |  |  |  | 43770 |  | 44053
13325 | 29200000TL | 03483 | EG1030014 | S | 58022687 | 58 | EGTL Spares | Mtce | 54 | 54D | KIT: SEAL, OUTRIGGER CYLINDER | MAN LIFT & TELE-HANDLER | *OBS*GS&P-Other : TELEHANDLER | EA | 1 | 0 | 0 | NO | 93.9621 | 14585.74 | JLG | 91144004 |  | 01 | 1 | 3XAC | 3XAC |  | FIGURE 9-7 |  |  |  |  | 41086
13326 | 29200000TL | 03483 | EG1030012 | P | 58022688 | 58 | EGTL Spares | Mtce | 72 | 72Z | ELEMENT: FILTER | MAN LIFT & TELE-HANDLER | *OBS*Filtration-Elem : TELEHANDLER | EA | 3 | 0 | 0 | NO | 109.0341 | 16925.36 | JLG | 91403159 |  | 01 | 1 | 3XAC | 3XAC |  | FIGURE 9-10 |  |  |  |  | 41086
13327 | 29200000TL | 03483 | EG1030012 | S | 58022689 | 58 | EGTL Spares | Mtce | 72 | 72Z | FILTER: TANK | MAN LIFT & TELE-HANDLER | *OBS*Filtration-Elem : TELEHANDLER | EA | 3 | 2 | 3 | NO | 94.7922 | 14714.6 | JLG | 91563248 |  | 01 | 1 | 3XAC | 3XAC |  | FIGURE 9-10 |  |  |  |  | 41086
13328 | 29200000TL | 03483 | EG1030014 | S | 58022691 | 58 | EGTL Spares | Mtce | 87 | 87B | KEY: IGNITION | MAN LIFT & TELE-HANDLER | *OBS*Machinery-Misc- : TELEHANDLER | EA | 2 | 1 | 2 | NO | 1.6202 | 251.505 | JLG | 77384578 |  | 01,22 |  | 3XAC | 3XAC |  | FIGURE 6-4 |  |  |  |  | 41086
13329 | 29200000TL | 03483 | EG1030012 | S | 58022694 | 58 | EGTL Spares | Mtce | 54 | 54A | KIT: O-RING | MAN LIFT & TELE-HANDLER | Gaskets : TELEHANDLER | EA | 1 | 0 | 0 | NO | 284.62 | 56383.222 | JLG | 24604083 |  | 01 |  | 3XAC | [7 empty] | 41086 | 42024 | 42051
13330 | 29200000TL | 03483 | EG1030012 | P | 58022695 | 58 | EGTL Spares | Mtce | 54 | 54C | KIT: O-RING | MAN LIFT & TELE-HANDLER | *OBS*GS&P-O-Rings : TELEHANDLER | EA | 2 | 0 | 0 | NO | 79.59 | 24390.3555 | JLG | 90214009 |  | 01 |  | 3XAC | [7 empty] | 41086 | 43156 | 43507
13331 | 29200000TL | 03483 | EG1002010 | P | 58022700 | 58 | EGTL Spares | Mtce | 11 | 11Z | MODULE:16 POINT INPUT | 10-31VDC INPUT,PLC POWER | Computer Hardware - Peripherals : 20 PIN, CROSS REF DWG EGTL1-SLF-INS-GA-450003/0004/0005/0006/0007, 20 PIN, CROSS REF DWG EGTL1-SLF-INS-GA-450003/0004/0005/0006/0007 | EA | 7 | 0 | 0 | NO | 344.1819 | 53435.3303 | ROCKWELL AUTOMATION | 1756-IB16 |  | 01,22 | 1 | [8 empty] | 41299
13332 | 29200000TL | 03483 | EG1004012 | P | 58022717 | 58 | EGTL Spares | Mtce | 50 | 50Z | BEARING: BALL,ANGULAR CONTACT | SGL ROW,30MM ID,62MM OD | Bearings & Accessories - All :16MM WD, LIGHT SERIES, OPEN,STL CAGE, SET, 182TC FR, 3600 RPM, 130-CB-001-M, (WAX FILTRATION PACKAGE) | ST | 1 | 0 | 0 | NO | 36.0023 | 5589 | BEARING MAN GROUP | ODE-6206 | ODE-6206 | 01,21,22 |  | 2BAB |  |  | DB-300723 |  |  |  |  | 40914
13333 | 29200000TL | 03483 | EG1040011 | S | 58022782 | 58 | EGTL Spares | Mtce | 66 | 66R | VALVE: GLOBE 3/4 IN, 1500 LB | HANDWHEEL OPERATED | Valve - Globe : BW, CS ASTM A105N (UNS K03504) BODY, COMBINATION NO 12 TRIM, PLUG TYPE DISC, FLEXIBLE GRAPHITE PACKING WITH CORROSION INHIBITOR, BB, Y-BODY, OS&Y, SCH 80 BORE, MOD NACE & HIC SERVICE | EA | 5 | 4 | 10 | NO | 1027.9962 | 159597 |  |  |  | 02 |  | 2CAC | [7 empty] | 41086
13334 | 29200000TL | 03483 | EG1030006 | P | 58022816 | 58 | EGTL Spares | Mtce | 56 | 56Z | SCREW: MACHINE | 1/4 IN DIA, 1-1/2 IN LG | *OBS*Fastener-BottWa : SLOTTED HEX HD, ZINC PLTD, STRUT, COMBO | EA | 1000 | 500 | 1000 | NO | 0.06 | 9.315 |  |  |  | 02,21,22 | 1 | 30AC | [7 empty] | 41086
13335 | 29200000TL | 03483 | EG1030006 | P | 58022817 | 58 | EGTL Spares | Mtce | 56 | 56Z | SCREW: MACHINE | 1/4 IN DIA, 1-1/4 IN LG | *OBS*Fastener-BottWa : SLOTTED HEX HD, ZINC PLTD, STRUT, COMBO | EA | 1000 | 500 | 1000 | NO | 0.05 | 7.7625 |  |  |  | 02,21,22 | 1 | 30AC | [7 empty] | 41086
13336 | 29200000TL | 03483 | EG1030006 | P | 58022818 | 58 | EGTL Spares | Mtce | 56 | 56Z | SCREW: MACHINE | 1/4 IN DIA, 1 IN LG | *OBS*Fastener-BottWa : SLOTTED HEX HD, ZINC PLTD, STRUT, COMBO | EA | 1000 | 500 | 1000 | NO | 0.05 | 7.7625 |  |  |  | 02,21,22 | 1 | 30AC | [7 empty] | 41086
13337 | 29200000TL | 03483 | EG1030006 | P | 58022819 | 58 | EGTL Spares | Mtce | 56 | 56Z | SCREW: MACHINE | 1/4 IN DIA, 3/4 IN LG | *OBS*Fastener-BottWa : SLOTTED HEX HD, ZINC PLTD, STRUT, COMBO | EA | 1000 | 500 | 1000 | NO | 0.04 | 6.21 |  |  |  | 02,21,22 | 1 | 30AC | [7 empty] | 41086
13338 | 29200000TL | 03483 | EG1039004 | S | 58022825 | 58 | EGTL Spares | Mtce | 56 | 56Z | BOLT: U, 2 IN PIPE NOM | 3/8 IN DIA | *OBS*Fastener-BottWa : 4.5 OUNCES, 5/16 IN INSIDE WD, 4-1/4 IN INSIDE LG, 1-3/4 IN THD LG, SS, WITH HEX NUTS, 4.5 OZ | EA | 2 | 50 | 100 | NO | 4.4506 | 690.8625 |  |  |  | 02 | 1 | 30AC | [7 empty] | 41086 | 45896 |  | -36 | 3
13339 | 29200000TL | 03483 | EG1039005 | S | 58022838 | 58 | EGTL Spares | Mtce | 51 | 51E | KIT: TERMINATION | 5/8KV, 350 MCM COND | Electric Components - Conduit / Fitting :VOLTAGE TERMINATION SYSTEM, OKOSEAL | EA | 6 | 3 | 6 | NO | 67.3087 | 10448.33 | RAYCHEM | 350 HVTZ82G/SG |  | 01 | 1 | 30AC | [7 empty] | 41086
13340 | 29200000TL | 03483 | EG1004018 | P | 58022839 | 58 | EGTL Spares | Mtce | 51 | 51E | STRAP: GROUNDING | TIN PLATED COPPER, | Electric Components - Conduit / Fitting :JUMPER, 12 IN, 1/2 IN ENDS, CABLE TRAY, JUMPER | EA | 47 | 25 | 50 | NO | 37.8888 | 6488.6026 | COOPER B LINE | CAM-GJ (99-40 SSG) |  | 00 | 1 | 30AC | [7 empty] | 41086 | 42553 | 42207
13341 | 29300000TL | 03483 | EG1039004 | S | 58022869 | 58 | EGTL Spares | Mtce | 51 | 51E | CONNECTOR: ELECTRICAL TERMINAL | LUG, 4/0 AWG COND | Electric Components - Conduit / Fitting :COPPER, TERMINAL LUG, TINNED COPPER CONNECTOR, (2) HOLE 9/16 IN TERMINATION, NO INSUL, BURGUNDY, SPLICE | EA | 24 | 1 | 2 | YES | 14.9496 | 11871 | RAYCHEM | 4/0 YA282N |  | 01 | 1 | 30AC | 2BBB | [6 empty] | 43960 | 44887 | 45105
13342 | 29200000TL | 03483 | EG1039004 | S | 58022871 | 58 | EGTL Spares | Mtce | 51 | 51E | KIT: TERMINATION | ELECTRICAL BULKS | Electric Components - Conduit / Fitting :HVT-Z HIGH VOLTAGE TERMINATION SYSTEM, 5/8KV, 250 MCM ARMORED CABLE COND | CL | 3 | 3 | 6 | NO | 51.2566 | 7956.56 | RAYCHEM | 250 HVTZ81G/SG |  | 01 | 1 | 30AC | [7 empty] | 41086 | 45387 |  |  |  | -3 | 1
13343 | 29200000TL | 03483 | EG1039005 | S | 58022872 | 58 | EGTL Spares | Mtce | 51 | 51E | KIT: TERMINATION | ELECTRICAL BULKS | Electric Components - Conduit / Fitting :HVT-Z HIGH VOLTAGE TERMINATION SYSTEM, 5/8KV, 4/0 AWG ARMORED COND | EA | 6 | 3 | 6 | NO | 51.2566 | 7956.56 | RAYCHEM |  |  | 01 | 1 | 30AC | [7 empty] | 41086
13344 | 29200000TL | 03483 | EG1039004 | S | 58022873 | 58 | EGTL Spares | Mtce | 51 | 51E | SPLICE: CONDUCTOR | ELECTRICAL BULKS | Electric Components - Conduit / Fitting :SPLICE REDUCER WITH SOLID BARRIER WIRE STOP, 2 AWG COND, ALUM, CU COND, COMP, CU, BROWN, LUG | EA | 21 | 12 | 24 | NO | 1.8502 | 287.2125 | RAYCHEM | YS2C |  | 01,10,22 | 1 | 30AC | [7 empty] | 41086 | 43818
13345 | 29200000TL | 03483 | EG1039005 | S | 58022874 | 58 | EGTL Spares | Mtce | 51 | 51E | KIT: TERMINATION | ELECTRICAL BULKS | Electric Components - Conduit / Fitting :HVT-Z HIGH VOLTAGE TERMINATION SYSTEM, 5/8KV, 2/0 AWG ARMORED COND | EA | 6 | 3 | 6 | NO | 51.2236 | 7956.5625 | RAYCHEM | 2/0 HVTZ81G/SG |  | 01 | 1 | 30AC | [7 empty] | 41086
13346 | 29200000TL | 03483 | EG1039005 | S | 58022876 | 58 | EGTL Spares | Mtce | 51 | 51E | KIT: TERMINATION, 5/8KV | 2 AWG ARMORED COND, HVT-Z | Electric Components - Conduit / Fitting :HIGH VOLTAGE TERMINATION SYSTEM | EA | 4 | 3 | 6 | NO | 46.706 | 7250.18 | RAYCHEM | HVTZ80G/SG |  | 01 | 1 | 30AC | [7 empty] | 41086 | 45387 |  |  |  | -2 | 1
13347 | 29200000TL | 03483 | EG1039004 | S | 58022882 | 58 | EGTL Spares | Mtce | 51 | 51E | KIT: TERMINATION, HVT-Z | 5/8KV,500 MCM ARMORED COND | Electric Components - Conduit / Fitting :HIGH VOLTAGE TERMINATION SYSTEM | EA | 6 | 3 | 6 | NO | 67.3087 | 10448.33 | RAYCHEM | 500 HVTZ82G/SG |  | 01 | 1 | 30AC | [7 empty] | 41086
13348 | 29200000TL | 03483 | EG1039011 | S | 58022884 | 58 | EGTL Spares | Mtce | 51 | 51E | SPLICE: CONDUCTOR | LUG,1/0 AWG COND | Electric Components - Conduit / Fitting :ALUMINUM TIN PLATED COND,SLOTTED SCREW,TINNED CU,PINK | EA | 19 | 12 | 24 | NO | 2.3503 | 364.8375 | RAYCHEM | 1/0 YS25 |  | 00 | 1 | 30AC | [7 empty] | 41086 | 43854
13349 | 29300000TL | 03483 | EG1039011 | S | 58022886 | 58 | EGTL Spares | Mtce | 51 | 51E | CONNECTOR: ELECTRICAL TERMINAL | LUG,1/0 AWG COND,COPPER | Electric Components - Conduit / Fitting :TINNED COPPER CONNECTOR,(2) HOLE TERMINATION,NO INSUL,BURGUNDY, SPLICE | EA | 11 | 9 | 14 | YES | 74.0369 | 110491.3641 | RAYCHEM | 1/0 YA252N |  | 01 | 1 | 30AC | 2CAC | [5 empty] | PDIU072 | 43770 | 45867 | 45681 | -3 | 1 | -29 | 4 | -10 | 1
13350 | 29200000TL | 03483 | EG1040021 | S | 58022887 | 58 | EGTL Spares | Mtce | 51 | 51E | KIT: TERMINATION | 15KV,350 MCM COND | Electric Components - Conduit / Fitting :HVT-Z HIGH VOLTAGE TERMINATION SYSTEM, OKOSEAL | EA | 6 | 3 | 6 | NO | 85.461 | 13266.11 | RAYCHEM | 350 HVT-Z-152SG |  | 01 | 1 | 30AC | [7 empty] | 41086
13351 | 29200000TL | 03483 | EG1039003 | S | 58022891 | 58 | EGTL Spares | Mtce | 51 | 51Z | DRAIN:EXPLOSION-PROOF | 1/2 IN NPT, SS | Electric Components - Conduit / Fitting :COMBINATION DRAIN AND BREATHER | EA | 44 | 10 | 20 | NO | 27.2035 | 4222.8 | CROUSE-HINDS | ECD1-N4D |  | 00 | 1 | 30AC | 1BBB | [6 empty] | 41086 | 42832
13352 | 29200000TL | 03483 | EG1004011 | P | 58022898 | 58 | EGTL Spares | Mtce | 51 | 51E | PLATE: WALL, TOGGLE SWITCH | 3 GANG,MIDWAY,WHITE | Electric Components - Conduit / Fitting :THERMOSET, DEVICE MOUNT | EA | 25 | 13 | 25 | NO | 1.3514 | 209.78 | LEVITON | 80511-W |  | 00 | 1 | 30AC | [7 empty] | 41086
13353 | 29200000TL | 03483 | EG1039002 | S | 58022901 | 58 | EGTL Spares | Mtce | 51 | 51E | FITTING: CONDUIT SEAL | 3/4 IN HUB,FEMALE-FEMALE | Electric Components - Conduit / Fitting :HORIZONTAL OR VERT POSITION,FERALOY | EA | 23 | 13 | 25 | NO | 9.0012 | 1397.25 | CROUSE-HINDS | EYS21 |  | 01,22 | 1 | 30AC | [7 empty] | 41086 | 43649
13354 | 29200000TL | 03483 | EG1004011 | P | 58022905 | 58 | EGTL Spares | Mtce | 51 | 51E | PLATE: WALL, DECORA/GFCI | 1 GANG,MIDWAY,WHITE | Electric Components - Conduit / Fitting :THERMOSET, DEVICE MOUNT | EA | 25 | 13 | 25 | NO | 1.1011 | 170.93 | LEVITON | 80601-W |  | 00 | 1 | 30AC | [7 empty] | 41086
13355 | 29200000TL | 03483 | EG1004010 | P | 58022908 | 58 | EGTL Spares | Mtce | 51 | 51E | SWITCH: TOGGLE | 1-POLE,120V 15A,1P,ON/OFF | Electric Components - Conduit / Fitting :QUICKWIRE PUSH-IN & SIDE WIRED TERMINAL,WHITE,PLASTIC/METAL ENCLOSURE, FRAMED, AC QUIET, RESIDENTIAL GRADE, GROUNDING | EA | 97 | 50 | 100 | NO | 0.951 | 147.62 | LEVITON | 1451-2W |  | 01,10 | 1 | 30AC | [7 empty] | 41086
13356 | 29200000TL | 03483 | EG1004011 | P | 58022909 | 58 | EGTL Spares | Mtce | 51 | 51E | PLATE: WALL, TOGGLE SWITCH | 4 GANG,MIDWAY,WHITE | Electric Components - Conduit / Fitting :THERMOSET, DEVICE MOUNT | EA | 25 | 13 | 25 | NO | 5.1553 | 800.26 | LEVITON | 80512-W |  | 00 | 1 | 30AC | [7 empty] | 41086
13357 | 29200000TL | 03483 | EG1039005 | S | 58022910 | 58 | EGTL Spares | Mtce | 51 | 51E | KIT: TERMINATION | 5/8KV,350 MCM ARMORED COND | Electric Components - Conduit / Fitting :HVT-Z HIGH VOLTAGE TERMINATION SYSTEM | EA | 6 | 3 | 6 | NO | 67.3087 | 10448.33 | RAYCHEM | 350 HVTZ82G/SG |  | 01 | 1 | 30AC | [7 empty] | 41086
13358 | 29200000TL | 03483 | EG1004011 | P | 58022912 | 58 | EGTL Spares | Mtce | 51 | 51E | PLATE: WALL, TOGGLE SWITCH | 2 GANG,MIDWAY,WHITE | Electric Components - Conduit / Fitting :THERMOSET, DEVICE MOUNT | EA | 25 | 13 | 25 | NO | 0.9009 | 139.85 | LEVITON | 80509-W |  | 00 | 1 | 30AC | [7 empty] | 41086
13359 | 29200000TL | 03483 | EG1004011 | P | 58022913 | 58 | EGTL Spares | Mtce | 51 | 51E | PLATE: WALL, TOGGLE SWITCH | 1 GANG,MIDWAY,WHITE | Electric Components - Conduit / Fitting :THERMOSET, DEVICE MOUNT | EA | 25 | 13 | 25 | NO | 0.4505 | 69.93 | LEVITON | 80501-W |  | 00 | 1 | 30AC | [7 empty] | 41086
13360 | 29200000TL | 03483 | EG1004011 | P | 58022914 | 58 | EGTL Spares | Mtce | 51 | 51E | PLATE: WALL, DUPLEX RECEPTACLE | 2 GANG,OVERSIZE,WHITE, | Electric Components - Conduit / Fitting :THERMOSET, DEVICE MOUNT | EA | 25 | 13 | 25 | NO | 2.2023 | 341.86 | LEVITON | 88116 |  | 00 | 1 | 30AC | [7 empty] | 41086
13361 | 29200000TL | 03483 | EG1004011 | P | 58022915 | 58 | EGTL Spares | Mtce | 51 | 51E | PLATE: WALL, DUPLEX RECEPTACLE | 1 GANG,MIDWAY,WHITE | Electric Components - Conduit / Fitting :DEVICE MOUNT, THERMOSET | EA | 25 | 13 | 25 | NO | 0.4505 | 69.93 | LEVITON | 80503-W |  | 00 | 1 | 30AC | [7 empty] | 41086
13362 | 29200000TL | 03483 | EG1038013 | S | 58022919 | 58 | EGTL Spares | Mtce | 51 | 51E | SPLICE: CONDUCTOR | LUG,500 MCM COND,ALUMINUM | Electric Components - Conduit / Fitting :TIN PLATED COND,SLOTTED SCREW,TINNED CU,BROWN | EA | 24 | 12 | 24 | NO | 6.8009 | 1055.7 | RAYCHEM | 500 YS34 |  | 00 | 1 | 30AC | [7 empty] | 41086
13363 | 29200000TL | 03483 | EG1039004 | S | 58022920 | 58 | EGTL Spares | Mtce | 51 | 51E | SPLICE: CONDUCTOR | LUG,350 MCM COND,ALUMINUM | Electric Components - Conduit / Fitting :TIN PLATED COND,SLOTTED SCREW,TINNED CU,RED | EA | 24 | 12 | 24 | NO | 4.6006 | 714.15 | RAYCHEM | 350 YS31 |  | 00 | 1 | 30AC | [7 empty] | 41086
13364 | 29200000TL | 03483 | EG1038013 | S | 58022921 | 58 | EGTL Spares | Mtce | 51 | 51E | SPLICE:LUG,250 MCM | ALUM CU | Electric Components - Conduit / Fitting : | EA | 24 | 12 | 24 | NO | 4.0005 | 621 | RAYCHEM | 250 YS29 |  | 00 | 1 | 30AC | [7 empty] | 41086
13365 | 29200000TL | 03483 | EG1038013 | S | 58022922 | 58 | EGTL Spares | Mtce | 51 | 51E | SPLICE: CONDUCTOR | SPLICE REDUCER WITH SOLID | Electric Components - Conduit / Fitting :BARRIER WIRE STOP,4/0 AWG COND, ALUMINUM TIN PLATED COND, COMP, CU, PURPLE, LUG | EA | 24 | 12 | 24 | NO | 3.6005 | 558.9 | RAYCHEM | 4/0 YS28 |  | 00 | 1 | 30AC | [7 empty] | 41086
13366 | 29200000TL | 03483 | EG1039004 | S | 58022923 | 58 | EGTL Spares | Mtce | 51 | 51E | SPLICE: CONDUCTOR | LUG,2/0 AWG COND,ALUMINUM | Electric Components - Conduit / Fitting :TIN PLATED COND,SLOTTED SCREW,CU,BLACK | EA | 19 | 12 | 24 | NO | 2.8504 | 442.4625 | RAYCHEM | 2/0 YS26 |  | 00 | 1 | 30AC | [7 empty] | 41086 | 43854
13367 | 29200000TL | 03483 | EG1038013 | S | 58023019 | 58 | EGTL Spares | Mtce | 51 | 51E | KIT:CABLE PREPARATION | ELECTRICAL BULKS | Electric Components - Conduit / Fitting :CONTAINS CABLE PREPARATION KIT, 6 WET/DRY TANDEM PACK WIPES,3 STRIPS OF 120-GRIT NON-CONDUCTIVE ALUMINUM OXIDE SANDING CLOTH,1 INSTRUCTION CARD | EA | 24 | 13 | 25 | NO | 10.8514 | 1684.46 | RAYCHEM | P63 |  | 01 | 1 | 30AC | [7 empty] | 41086
13368 | 29200000TL | 03483 | EG1039003 | S | 58023023 | 58 | EGTL Spares | Mtce | 51 | 51E | PLUG: CONDUIT, 3/4 IN, SQ HD | EXPLOSION-PROOF,THREADED | Electric Components - Conduit / Fitting :THD,ALUM | EA | 13 | 50 | 100 | NO | 1.562 | 478.3967 | CROUSE-HINDS | PLG25-SA |  | 01 | 1 | 30AC | [7 empty] | 41086 | 44546 | 43562
13369 | 29200000TL | 03483 | EG1039011 | S | 58023035 | 58 | EGTL Spares | Mtce | 51 | 51E | GASKET: CONDUIT OUTLET BODY | 3/4 IN,FORM 7,SOL NEOPRENE | Electric Components - Conduit / Fitting : | EA | 98 | 50 | 100 | NO | 1.5002 | 232.875 | CROUSE-HINDS | GASK572 |  | 01 | 1 | 30AC | [7 empty] | 41086 | 44212
13370 | 29200000TL | 03483 | EG1039011 | S | 58023038 | 58 | EGTL Spares | Mtce | 51 | 51E | GASKET: CONDUIT OUTLET BODY | 1/2 IN,FORM 7,SOL NEOPRENE | Electric Components - Conduit / Fitting : | EA | 100 | 50 | 100 | NO | 1.5002 | 232.875 | CROUSE-HINDS | GASK571 |  | 01 | 1 | 30AC | [7 empty] | 41086
13371 | 29200000TL | 03483 | EG1039011 | S | 58023039 | 58 | EGTL Spares | Mtce | 51 | 51E | GASKET: CONDUIT OUTLET BODY | 1-1/2 IN,FORM 7,SOL NEOPRENE | Electric Components - Conduit / Fitting : | EA | 25 | 13 | 25 | NO | 2.5503 | 395.8875 | CROUSE-HINDS | GASK574 |  | 01 | 1 | 30AC | [7 empty] | 41086
13372 | 29200000TL | 03483 | EG1030007 | S | 58023042 | 58 | EGTL Spares | Mtce | 65 | 65A | PUNCH SET: KNOCKOUT | SLUG BUSTER,10 CAPACITY | Tools - Hand / Power :15 PIECE,PLASTIC CASE, 1 IN HEX HEAD RATCHET WRENCH, 1/2, 3/4, 1, 1-1/4, 1-1/2 AND 2 IN SLUG BUSTER PUNCHES AND DIES,DRAW STUDS, AND PLASTIC | EA | 1 | 1 | 3 | NO | 360.2222 | 109177.2476 | GREENLEE | 7238SB |  | 01 | 1 | 30AC | [7 empty] | 41086 | 45194 | 43178 |  |  |  |  | -2 | 1
13373 | 29200000TL | 03483 | EG1039011 | S | 58023058 | 58 | EGTL Spares | Mtce | 51 | 51E | GASKET: CONDUIT OUTLET BODY | 2 IN,FORM 7,SOL NEOPRENE | Electric Components - Conduit / Fitting : | EA | 100 | 50 | 100 | NO | 3.0004 | 465.75 | CROUSE-HINDS | GASK576 |  | 01 | 1 | 30AC | [7 empty] | 41086
13374 | 29200000TL | 03483 | EG1039011 | S | 58023060 | 58 | EGTL Spares | Mtce | 51 | 51E | GASKET: CONDUIT OUTLET BODY | 1-1/2 IN,FORM 7,SOL NEOPRENE | Electric Components - Conduit / Fitting : | EA | 25 | 13 | 25 | NO | 2.5503 | 395.8875 | CROUSE-HINDS | GASK575 |  | 01 | 1 | 30AC | [7 empty] | 41086
13375 | 29200000TL | 03483 | EG1039011 | S | 58023062 | 58 | EGTL Spares | Mtce | 51 | 51E | STRAP: CONDUIT, RIGID | 1/2 IN CONDUIT,MALLEABLE IRON | Electric Components - Conduit / Fitting : | EA | 25 | 13 | 25 | NO | 0.4001 | 62.1 | THOMAS & BETTS | 1276 |  | 01 | 1 | 30AC | [7 empty] | 41086
13376 | 29200000TL | 03483 | EG1039004 | S | 58023074 | 58 | EGTL Spares | Mtce | 51 | 51E | KIT: TERMINATION,HVT-Z | HIGH VOLTAGE TERMINATION SYSTM | Electric Components - Conduit / Fitting :5/8KV,1/0 AWG ARMORED CABLE COND | EA | 6 | 3 | 6 | NO | 51.2566 | 7956.56 | RAYCHEM | 1/0 HVTZ81G/SG |  | 01 | 1 | 30AC | [7 empty] | 41086
13377 | 29200000TL | 03483 | EG1039011 | S | 58023075 | 58 | EGTL Spares | Mtce | 51 | 51E | STRAP: CONDUIT | RIGID,1 IN CONDUIT,STEEL | Electric Components - Conduit / Fitting : | EA | 25 | 0 | 0 | NO | 0.7998 | 124.232 | THOMAS & BETTS |  |  | 01 | [9 empty] | 41596
13378 | 29200000TL | 03483 | EG1039011 | S | 58023076 | 58 | EGTL Spares | Mtce | 51 | 51E | STRAP: CONDUIT,RIGID | 3/4 IN CONDUIT,MALLEABLE IRON | Electric Components - Conduit / Fitting : | EA | 25 | 13 | 25 | NO | 0.7001 | 108.675 | THOMAS & BETTS | 1277 |  | 01 | 1 | 30AC | [7 empty] | 41086
13379 | 29200000TL | 03483 | EG1030007 | S | 58023080 | 58 | EGTL Spares | Mtce | 51 | 51E | CUTTER:CONDUIT | CUTTING CAPACITY: CUTS 1/2 IN | Electric Components - Conduit / Fitting :AND 3/4 IN DIA CAPACITY, 8-1/4 IN, FULLY OPEN - 8-1/4 IN (21.0 CM) FULLY CLOSED - 7 IN (17.8 CM), WEIGHT: 1.2 LBS. (.55 KG), FULLY OPEN - 8-1/4 IN (21.0 CM) FULLY CLOSED - 7 IN (17.8) | EA | 15 | 8 | 15 | NO | 21.3528 | 3314.59 | GREENLEE | 8600 |  | 01 | 1 | 30AC | [7 empty] | 41086
13380 | 29200000TL | 03483 | EG1039011 | S | 58023081 | 58 | EGTL Spares | Mtce | 51 | 51E | CONNECTOR: ELECTRICAL TERMINAL | LUG,2 AWG COND,COPPER | Electric Components - Conduit / Fitting :TERMINAL LUG,TINNED COPPER CONNECTOR,(2) HOLE 9/16 IN TERMINATION,NO INSUL,BURGUNDY, SPLICE | EA | 24 | 12 | 24 | NO | 2.8504 | 442.4625 | RAYCHEM | YA2C2N |  | 01 | 1 | 30AC | [7 empty] | 41086
13381 | 29200000TL | 03483 | EG1039005 | S | 58023127 | 58 | EGTL Spares | Mtce | 51 | 51E | KIT: TERMINATION, HVT-Z | 5/8KV,4/0 AWG COND | Electric Components - Conduit / Fitting :HIGH VOLTAGE TERMINATION SYSTEM, OKOSEAL | EA | 6 | 3 | 6 | NO | 51.2566 | 7956.56 | RAYCHEM |  |  | 01 | 1 | 30AC | [7 empty] | 41086
13382 | 29200000TL | 03483 | EG1039004 | S | 58023144 | 58 | EGTL Spares | Mtce | 51 | 51E | KIT: TERMINATION, HVT-Z | 5/8KV,2 AWG COND | Electric Components - Conduit / Fitting :HIGH VOLTAGE TERMINATION SYSTEM, OKOSEAL, NO 2 HVTZ80G/SG | EA | 6 | 3 | 6 | NO | 46.706 | 7250.18 | RAYCHEM | HVTZ80G/SG |  | 01 | 1 | 30AC | [7 empty] | 41086
13383 | 29200000TL | 03483 | EG1039003 | S | 58023152 | 58 | EGTL Spares | Mtce | 51 | 51E | GASKET: CONDUIT OUTLET BODY | 1 IN,FORM 7,SOL NEOPRENE | Electric Components - Conduit / Fitting : | EA | 25 | 13 | 25 | NO | 2.0003 | 310.5 | CROUSE-HINDS | GASK573 |  | 01 | 1 | 30AC | [7 empty] | 41086
13384 | 29200000TL | 03483 | EG1029002 | S | 58023159 | 58 | EGTL Spares | Mtce | 51 | 51E | SWITCH: PUSHBUTTON | RESET,CONTROL STATION | Electric Components - Conduit / Fitting :MOMENTARY CONTACT, UNIVERSAL, GREY,FIBERGLASS ENCLOSURE,SURFACE MOUNT, KRYDON WITH 3/4 IN HUB, DEAD END, NAMEPLATE TO READ RESET CLASS I, DIV II,GROUP B,C,D, UNIVERSAL, KRYDON WITH 3/4 IN | EA | 8 | 3 | 5 | NO | 128.6666 | 19972.91 | CROUSE-HINDS | N2S2110-RESET |  | 01,10 | 1 | 30AC | [7 empty] | 41086 | 43242
13385 | 29200000TL | 03483 | EG1029012 | S | 58023166 | 58 | EGTL Spares | Mtce | 51 | 51E | SWITCH: SELECTOR | ON-OFF,MAINTAINED | Electric Components - Conduit / Fitting :PUSHBUTTON STATION,3 POSITION,SELECTOR SWITCH KNOB OPERATED,FIBERGLASS (KRYDON) ENCLOSURE, CONTROL STATION, FACTORY INSTALLED GROUNDING PLATE, LOCK OUT, 3/4 IN HUB, DEAD END, CL I, DIV II, GROUP B,C | EA | 1 | 5 | 10 | NO | 160.0706 | 24847.76 | CROUSE-HINDS | N2S2122 |  | 01,10 | 1 | 30AC | [7 empty] | 41086 | 45851 |  | -3 | 1 | -1 | 1
13386 | 29200000TL | 03483 | EG1029001 | S | 58023196 | 58 | EGTL Spares | Mtce | 51 | 51B | LAMP: INCANDESCENT | 60W,120V,GREEN,E26 BULB | Electric Components - Lighting : MEDIUM BASE, CFL PARTY 13W GREEN COMPACT FLUORESCENT | EA | 450 | 250 | 500 | NO | 2.3003 | 357.075 | PHILLIPS | 60A19/G-130V-1 |  | 01,10 | 1 | 30AC | [7 empty] | 41086 | 41941
13387 | 29200000TL | 03483 | EG1030015 | S | 58023198 | 58 | EGTL Spares | Mtce | 51 | 51E | CLAMP:BEAM,3/4IN MAX | FLANGE THICKNESS,SS | Electric Components - Conduit / Fitting :FOR B22 CHANNEL | EA | 100 | 50 | 100 | NO | 18.9412 | 4342.096 | COOPER B LINE | B441-22 SS4 |  | 01 | 1 | 30AC | [7 empty] | 41086 | 42513 | 42569
13388 | 29200000TL | 03483 | EG1030010 | S | 58023200 | 58 | EGTL Spares | Mtce | 51 | 51E | CLAMP:CHANNEL HOLD DOWN | 4 IN,316 SS | Electric Components - Conduit / Fitting : | EA | 10 | 5 | 10 | NO | 4.7006 | 729.675 | COOPER B LINE | 9SS6-1246 |  | 01 | 1 | 30AC | [7 empty] | 41086
13389 | 29200000TL | 03483 | EG1030010 | S | 58023201 | 58 | EGTL Spares | Mtce | 51 | 51E | CHANNEL:EXPANSION GUIDE | 4 IN,316 SS | Electric Components - Conduit / Fitting : | PR | 10 | 5 | 10 | NO | 4.7006 | 729.675 | COOPER B LINE | 9SS6-1244 |  | 00 | 1 | 30AC | [7 empty] | 41086
13390 | 29200000TL | 03483 | EG1029009 | S | 58023210 | 58 | EGTL Spares | Mtce | 51 | 51E | COMPOUND: SEALING | DUCT,GRAY-GREEN,1 LB | Electric Components - Conduit / Fitting : | EA | 35 | 18 | 35 | NO | 1.5502 | 240.6375 | DUXSEAL | DUX1 |  | 01 | 1 | 30AC | [7 empty] | 41086
13391 | 29300000TL | 03483 | EG1029001 | P | 58023215 | 58 | EGTL Spares | Mtce | 51 | 51E | ENCLOSURE:JUNCTION BOX | 10 IN X 8 IN X 4 IN,SS | Electric Components - Conduit / Fitting :TYPE 4X HINGED COVER,NEMA 4X,CONTINOUS HINGED COVER | EA | 2 | 0 | 1 | YES | 477.8857 | 363628 | HOFFMAN | A1008CHNFSS |  | 00 | 1 | 30AC | [7 empty] | 43770 |  | 45157
13392 | 29200000TL | 03483 | EG1004007 | P | 58023225 | 58 | EGTL Spares | Mtce | 87 | 87B | KIT:SEAL,PUMP | CONTAINS DECAL, ENERPAC | *OBS*Machinery-Misc- : RESERVOIR,RESERVOIR GASKET Z,GASKET,DECAL BRUSH CAP ZU4,VALVE GASKET,VALVE GASKET (VM22 & VM32 ONLY),O-RING,OIL FILTER PUMP,O-RING,HEAT EXC PUMP,BACK UP,O-RING,CU GASKET,GASKET UNIVERSAL PUMP | KT | 2 | 1 | 2 | NO | 63.0081 | 9780.75 | ENERPAC | ZU4K |  | 01 | 1 | 3XAC | 3XAC | [6 empty] | 41086
13393 | 29200000TL | 03483 | EG1004007 | P | 58023226 | 58 | EGTL Spares | Mtce | 11 | 11Z | KIT:REPAIR,LCD | HYDRAULIC POWER PACK | Computer Hardware - Peripherals : | KT | 2 | 0 | 0 | NO | 513.8162 | 79759.69 | ENERPAC | DC9993930SR |  | 01 | 1 | 3XAC | [7 empty] | 41086
13394 | 29200000TL | 03483 | EG1004012 | P | 58023228 | 58 | EGTL Spares | Mtce | 87 | 87B | KIT:REPAIR, FOR HYDRAULICS | CONTAINS BODY,SET SCREW,O-RING | *OBS*Machinery-Misc- : PLUG,SPRING,GUIDE,BALL 1/8 DIA,O-RING,LOCK NUT,SEAT,GASKET | KT | 2 | 0 | 0 | NO | 65.2584 | 10130.06 | ENERPAC | DC5139900SR |  | 01 | 1 | 3XAC | 3XAC | [6 empty] | 41086
13395 | 29200000TL | 03483 | EG1030007 | S | 58023348 | 58 | EGTL Spares | Mtce | 87 | 87B | GUN:WITH WAND | HIGH PRESSURE WASHER | *OBS*Machinery-Misc- : | EA | 1 | 0 | 0 | NO | 21.4527 | 3330.11 | MI-T-M | 16-0445 |  | 00 | 1 | 3XAC | 3XAC | [6 empty] | 41086 | 44596
13396 | 29200000TL | 03483 | EG1038011 | S | 58023356 | 58 | EGTL Spares | Mtce | 76 | 76Z | PUMP | OIL HIGH PRESSURE WASHER | Pumps-Other : | EA | 12 | 0 | 0 | NO | 5.4307 | 843.0075 | MI-T-M | AW-4085-0016 |  | 00 | 1 | 3XAC | 2CBC | [6 empty] | 41086
13397 | 29200000TL | 03483 | EG1040003 | S | 58023363 | 58 | EGTL Spares | Mtce | 73 | 73A | FAN:BI PLASTIC | 2.5 IN ID X 9.3 IN OD, 460VAC | Heat Transfer - Units & Parts : &quot;60HZ 60 HP, 1800 RPM CAPACITY, FOR MOTOR GE TYPE 5KS364XAA253 364T, 1785 RPM, CROSS REF DWG: EGTL1-UNI-ELE-DD-710103 1289-71-E121-03, SH.15&16, MAN PART NO: 159C7100AA1 GE 5KS364XAA253 &quot; | EA | 2 | 0 | 0 | NO | 854.9638 | 132729.395 | ARGO INTERNATIONAL CORP. |  |  | 01,22 | 1 | [8 empty] | 41086 |  | 41809
13398 | 29200000TL | 03483 | EG1040006 | S | 58023364 | 58 | EGTL Spares | Mtce | 73 | 73A | FAN:BI-DIRECTIONAL PLASTIC | 1.12 IN ID X 1.4 IN OD,460VAC | Heat Transfer - Units & Parts : 60HZ 75 HP,3570 RPM CAPACITY,FOR MOTOR GE TYPE 5KS365XAA143 365:TS, 3570 RPM, CROSS REF DWG: EGTL1-UNI-ELE-DD-710103 1289-71-E121-03, SH.9&10, MAN PART NO: 159C6700G02 FOR GE | EA | 2 | 0 | 0 | NO | 348.0501 | 54033.755 | ARGO INTERNATIONAL CORP. |  |  | 01,22 | 1 | [8 empty] | 41086 |  | 41809
13399 | 29200000TL | 03483 | EG1040006 | S | 58023365 | 58 | EGTL Spares | Mtce | 73 | 73A | FAN:14 BLADE PLASTIC | 1.888/1.878 IN ID X 8.9 IN OD | Heat Transfer - Units & Parts : 460VAC 60HZ 40 HP,1800 RPM CAPACITY, FOR MOTOR GE TYPE 5KS324XAA280 324TS, 1765 RPM, CROSS REF DWG: EGTL1-UNI-ELE-DD-710103 1289-71-E121-03, SH.7&8, MAN PART NO: 159C6900G04 FOR GE | EA | 2 | 0 | 0 | NO | 657.4448 | 102066.43 | ARGO INTERNATIONAL CORP. |  |  | 01,22 | 1 | [8 empty] | 41086 |  | 41809
13400 | 29200000TL | 03483 | EG1040008 | S | 58023366 | 58 | EGTL Spares | Mtce | 73 | 73A | FAN:BI-DIRECTIONAL PLASTIC | 460VAC 60HZ 30 HP,3600 RPM | Heat Transfer - Units & Parts : CAPACITY, FOR MOTOR GE TYPE 5KS324XAA178 CROSS REF DWG: EGTL1-UNI-ELE-DD-710103 1289-71-E121-03, SH.5&6, MAN PART NO: 159C6700G02 FOR GE 5KS324XAA178 | EA | 2 | 1 | 2 | NO | 407.6455 | 63285.91 | ARGO INTERNATIONAL CORP. |  |  | 01,22 | 1 | [8 empty] | 41086 |  | 41809
13401 | 29200000TL | 03483 | EG1040004 | S | 58023368 | 58 | EGTL Spares | Mtce | 73 | 73A | FAN:ASSY,460VAC 60HZ 7.5/10 HP | 3535 RPM CAPACITY | Heat Transfer - Units & Parts : &quot;FOR MOTOR GE TYPE 5KS213XAB171K2 MATERIAL NA 213T, 3535 RPM 215T, 3525 RPM, CROSS REF DWG: EGTL1-UNI-ELE-DD-710103 1289-71-E121-03, SH.25&26 & SH.27&28, MAN PART NO: 159C6704G21&quot; | EA | 2 | 0 | 0 | NO | 555.2419 | 86199.95 | ARGO INTERNATIONAL CORP. |  |  | 01,22 | 1 | [8 empty] | 41086 |  | 41809
13402 | 29200000TL | 03483 | EG1040007 | S | 58023371 | 58 | EGTL Spares | Mtce | 73 | 73A | FAN:PLASTIC | 460VAC 60HZ 1 HP,1200 RPM | Heat Transfer - Units & Parts : CAPACITY, FOR MOTOR GE TYPE 5KS145XAB330K2 145TC, 1155 RPM, CROSS REF DWG: EGTL1-UNI-ELE-DD-710103 1289-71-E121-03, SH.19&20, MAN PART NO: 4001A5914AMG01 FOR GE 5KS145XAB330K2, SUPP PART NO: 400 | EA | 2 | 1 | 2 | NO | 407.9398 | 63331.855 | ARGO INTERNATIONAL CORP. |  |  | 01,22 | 1 | [8 empty] | 41086 |  | 41809
13403 | 29200000TL | 03483 | EG1040007 | S | 58023372 | 58 | EGTL Spares | Mtce | 73 | 73A | FAN:BI-DIRECTIONAL, | 460VAC 60HZ 30 HP,1775 RPM | Heat Transfer - Units & Parts : CAPACITY, FOR MOTOR GE TYPE 5KS286XAB268K2 MATERIAL NA 286TC, 1775 RPM, CROSS REF DWG: EGTL1-UNI-ELE-DD-710103 1289-71-E121-03, SH.3&4, MAN PART NO: 159C6700G22 FOR GE 5KS286XAB268K2, | EA | 2 | 0 | 0 | NO | 361.5212 | 56125.105 | ARGO INTERNATIONAL CORP. |  |  | 01,22 | 1 | [8 empty] | 41086 |  | 41809
13404 | 29200000TL | 03483 | EG1040007 | S | 58023373 | 58 | EGTL Spares | Mtce | 73 | 73A | FAN:PLASTIC,460VAC 60HZ 1 HP | 1750 RPM CAPACITY | Heat Transfer - Units & Parts : FOR MOTOR GE TYPE 5KS143XAB281 143TC, 1750 RPM, CROSS REF DWG: EGTL1-UNI-ELE-DD-710103 1289-71-E121-03, SH.29&30, MAN PART NO: 4001A5914AMG01 FOR GE 5KS143XAB281, SUPP PART NO: 4001A59 | EA | 2 | 0 | 0 | NO | 432.9788 | 67219.15 | ARGO INTERNATIONAL CORP. |  |  | 01,22 | 1 | [8 empty] | 41086 |  | 41809
13405 | 29200000TL | 03483 | EG1040007 | S | 58023376 | 58 | EGTL Spares | Mtce | 73 | 73A | FAN:PLASTIC,460VAC 60HZ 1.5HP | 1740 RPM CAPACITY | Heat Transfer - Units & Parts : FOR MOTOR GE TYPE 5KS145XAB267K2 145TD, 1740 RPM, CROSS REF DWG: EGTL1-UNI-ELE-DD-770603 1289-77-E121-03, SH.11&12, MAN PART NO: 4001A5914AMG01 FOR GE 5KS145XAB267K2, SUPP PART NO: 4 | EA | 1 | 0 | 0 | NO | 382.9009 | 59444.56 | ARGO INTERNATIONAL CORP. |  |  | 01,22 | 1 | [8 empty] | 41086 | 44113 | 41809
13406 | 29200000TL | 03483 | EG1004009 | P | 58023535 | 58 | EGTL Spares | Mtce | 02 | 02A | KIT | AIR MOTOR, PMP-K208 |  | EA | 4 | 0 | 0 | NO | 246.5759 | 38280.91 |  |  |  | 01 |  |  | 1CCC | [6 empty] | 41623
13407 | 29200000TL | 03483 | EG1030007 | S | 58023538 | 58 | EGTL Spares | Mtce | 28 | 28B | LANYARD:NITON ANALYZER | 10.25 IN X 11 IN X 4 IN | Safety-Personal : (256 MM X 275 MM X 100 MM), SCIENTIFIC | EA | 3 | 0 | 0 | NO | 15.001 | 2328.9 |  | 187-580 |  | 00 | 1 | 3XAC |  |  | EGTL1-OEP-PTO-OM-ZZ5204 |  |  |  |  | 41086
13408 | 29200000TL | 03483 | EG1040004 | S | 58023557 | 58 | EGTL Spares | Mtce | 73 | 73A | FAN:MOTOR,460VAC 60HZ 10HP | 3525 RPM CAPACITY | Heat Transfer - Units & Parts : &quot;FOR MOTOR GE TYPE 5KS215XAB159K2, MATERIAL NA, 215T, 3525 RPM, CROSS REF DWG: EGTL1-UNI-ELE-DD-710103 1289-71-E121-03, SH.27&28, MAN PART NO: 159C6704G21. FOR GE 5KS215XAB159K2&quot; | EA | 2 | 0 | 0 | NO | 69.1428 | 10733.085 | ARGO INTERNATIONAL CORP. |  |  | 01,22 | 1 | [8 empty] | 41086 |  | 41809
13409 | 29200000TL | 03483 | EG1028015 | S | 58023812 | 58 | EGTL Spares | Mtce | 36 | 36Z | GROMMET:TAGS | LABELING MACHINE | Office Supplies & Desk Accessories - Other: | EA | 2 | 0 | 0 | NO | 11.53 | 1789.8053 | BRADY | 20596 |  | 00 | 1 | 3XAC | [7 empty] | 41086
13410 | 29300000TL | 03483 | EG1030003 | S | 58023842 | 58 | EGTL Spares | Mtce | 14 | 14I | PROBE: PROXIMITY | MAGNETIC,5/8 IN TIP DIA | Temperature and heat measuring instruments : 92MM CASE LG,250MM CABLE LG | UN | 1 | 0 | 1 | YES | 579.51 | 845528.2704 | GO SWITCH | 73-135-23A2 |  | 00 | 1 |  |  |  | EGTL1-SLF-INS-DS-450001 |  |  |  |  | 43770 |  | 45894
13411 | 29200000TL | 03483 | EG1038015 | S | 58024033 | 58 | EGTL Spares | Mtce | 66 | 66Q | VALVE: GATE | DN15 (0.5 IN),800 LB | Valve - Gate : THD X FNPT,CS ASTM A105N BODY,CS ASTM A105N BONNET,SS ASTM A182 GR F6A STELITED STEM/WEDGE/SEAT,416 SS HANDWHEEL BUSHING,CS ASTM A105 GLAND FLG,ALLOY STL ASTM A193 GR B7/ASTM A194 GR 2H BOLTS/STUDS/NUTS,WEDGE,MANUAL HANDWHE | EA | 11 | 0 | 0 | NO | 221.39 | 34373.0114 | CAPITAL | R252/TH |  | 02 |  | 2BAC | [7 empty] | 41086 | 45725 | 41453 | -1 | 1
13412 | 29200000TL | 03483 | EG1004019 | P | 58024245 | 58 | EGTL Spares | Mtce | 78 | 78B | GASKET: AL PAL MGSI | NUOVO PIGNONE, KBA002602120 |  | EA | 1 | 0 | 0 | NO | 2.1002 | 326.05 |  |  |  | 01 |  |  | 1CCC | [6 empty] | 41623
13413 | 29200000TL | 03483 | EG1004015 | P | 58024249 | 58 | EGTL Spares | Mtce | 54 | 54A | KIT:REPAIR, | CRYOGENIC BUTTERFLY VALVES | Gaskets : | ST | 1 | 1 | 2 | NO | 4806.8704 | 746314.7 |  |  |  | 01 | [9 empty] | 41395
13414 | 29200000TL | 03483 | EG1005020 | P | 58024286 | 58 | EGTL Spares | Mtce | 54 | 54A | GASKET: 0650-0101-23 | FOR ATLAS COPCO DD 780F INLINE |  | EA | 2 | 0 | 0 | NO | 88.876 | 13798 |  |  |  | 01 |  |  | 1CCC | [6 empty] | 41623
13415 | 29200000TL | 03483 | EG1005020 | P | 58024287 | 58 | EGTL Spares | Mtce | 54 | 54A | GASKET: 0650-0101-89 | FOR ATLAS COPCO DD 780F INLINE |  | EA | 2 | 0 | 0 | NO | 74.8663 | 11623 |  |  |  | 01 |  |  | 1CCC | [6 empty] | 41623
13416 | 29200000TL | 03483 | EG1002021 | S | 58030007 | 58 | EGTL Spares | Mtce | 54 | 54D | MODULE:HIGH VOLATAGE AC POWER | INPUT(PIM),120 VAC INPUT | *OBS*GS&P-Other : 120VAC 10A OUTPUT,120VAC POWER, 3500/15 POWER SUPPLY HIGH VOLTAGE AC POWER INPUT MODULE | EA | 4 | 6 | 10 | NO | 569.7194 | 88471.7239 | BENTLY NEVADA | 125840-01 |  | 01,22 | 1 | 1BAA | 1BAA |  | 129767-01 |  |  |  |  | 41209
13417 | 29200000TL | 03483 | EG1004014 | P | 58030022 | 58 | EGTL Spares | Mtce | 51 | 51K | MODULE: POWER SUPPLY | 24VDC INPUT,75 W | Power conditioning equipment : &quot;AT 60 °C OUTPUT,PLASTIC , 173-CP-173-GE-013A/B/C/D-001, EGTL1-MPS-ELE-SC-730054 PART 19F , GENERATOR CONTROL PANEL&quot; | EA | 1 | 1 | 2 | NO | 1124.7088 | 191952.535 | A-B | 1756-PB72 |  | 01,22 | 1 |  |  |  | 9721E01-5 |  |  |  |  | 41299 | 45034 | 42068 |  |  |  |  | -1 | 1
13418 | 29200000TL | 03483 | EG1003020 | S | 58030028 | 58 | EGTL Spares | Mtce | 66 | 66F | KIT: DVC ELASTOMER | FOR DVC 6000 | Valve - Parts & Accessories :FOR FISHER POSI SEAL CONTROL VALVE SERIAL NUMBER 18292380 FOR DVC 6000; CONTAINS: 3 O-RING 1D6825X0022; 1 O-RING 1D687506992; 1 O-RING 1H8762X0012; 1 O-RING 10A3802X012; 2 BOOT 12B4131X012; 1 O-RING 13A1584X072. | KI | 20 | 0 | 0 | NO | 93.0715 | 14449.533 | FISHER | 19B5402X012 |  | 01,22 | 1 | 2AAB | [7 empty] | 41245 | 45950 |  | -25 | 16 | -9 | 2
13419 | 29200000TL | 03483 | EG1002019 | P | 58030041 | 58 | EGTL Spares | Mtce | 54 | 54D | PACKING:VALVE,S31600 | RING,25MM DIAMETER, BOX | Packing / Glands / Stuffing Boxes : &quot;316-A FMS 20B64, PART. NO. 16A6086X012 TAG. 171-FV-0501, EQUIPMENT: CONTROL VALVE,FOR VALVE MODEL V300B-10 IN 1052/60, BOX&quot; | EA | 6 | 0 | 0 | NO | 12.15 | 1886.29 | EMERSON | 16A6086X012 |  | 01,22 | 1 | 2BAB |  |  | 5290 |  |  |  |  | 41086 | 45201 | [5 empty] | -1 | 1
13420 | 29200000TL | 03483 | EG1002018 | P | 58030052 | 58 | EGTL Spares | Mtce | 54 | 54D | PACKING:CONTROL VALVE | GTK GRAFOIL DIE MLDD RBN | Packing / Glands / Stuffing Boxes : RING,1 IN X 1-3/8 IN X 3/16 INCH, GR 17D29,W/O ZN | EA | 2 | 1 | 2 | NO | 21.75 | 3376.69 | FISHER | 12A9137X012 |  | 01,22 | 1 | 1BAA |  |  | FORM 5236 |  |  |  |  | 41086
13421 | 29200000TL | 03483 | EG1030007 | S | 58060078 | 58 | EGTL Spares | Mtce | 76 | 76Z | PUMP | HYDRAULIC | Pumps-Other : P-JC01-018 | EA | 1 | 0 | 0 | NO | 0 | 0 | ALLEN BRADLEY | GHE3691102R0006 |  | 00 |  |  | 2CBC |  |  |  |  | ESB6340/230 |  | 41425
13422 | 29200000TL | 03483 | EG1040019 | S | 58060107 | 58 | EGTL Spares | Mtce | 66 | 66Z | SHIM: FOR VALVE (TYR) | 16A1940X012 | Valve-Other : | EA | 2 | 0 | 0 | NO | 0 | 0 | SIEMENS | 4BU5397-0MG30-2DA0 |  | 00 | [9 empty] | 41425
13423 | 29200000TL | 03483 | EG1039013 | S | 58060109 | 58 | EGTL Spares | Mtce | 66 | 66Z | GASKET: FOR VALVE (TYR) | 10A3437X062 | Valve-Other : | EA | 1 | 0 | 0 | NO | 0 | 0 | MK | K2142 WHI |  | 01 | [9 empty] | 41425
13424 | 29200000TL | 03483 | EG1039013 | S | 58060110 | 58 | EGTL Spares | Mtce | 66 | 66Z | GASKET: FOR VALVE (TYR) | 10A3438X062 | Valve-Other : | EA | 1 | 0 | 0 | NO | 0 | 0 | MK | K5423 WHI |  | 01 | [9 empty] | 41425
13425 | 29200000TL | 03483 | EG1039013 | S | 58060113 | 58 | EGTL Spares | Mtce | 66 | 66Z | GASKET: FOR VALVE (TYR) | 1R3484X0042 | Valve-Other : | EA | 1 | 0 | 0 | NO | 0 | 0 | ACKERNANN | 7405 34 8 |  | 01 | [9 empty] | 41425
13426 | 29200000TL | 03483 | EG1039013 | S | 58060114 | 58 | EGTL Spares | Mtce | 66 | 66Z | SHIM: FOR VALVE (TYR) | 16A1940X012 | Valve-Other : | EA | 1 | 0 | 0 | NO | 0 | 0 | HUBBLE | HBL5352W |  | 00 | [9 empty] | 41425
13427 | 29200000TL | 03483 | EG1039013 | S | 58060115 | 58 | EGTL Spares | Mtce | 66 | 66Z | GASKET: FOR VALVE (TYR) | 10A3436 X042 | Valve-Other : | EA | 2 | 0 | 0 | NO | 0 | 0 | KESM | HIS-150 |  | 01 | [9 empty] | 41425
13428 | 29200000TL | 03483 | EG1039013 | S | 58060117 | 58 | EGTL Spares | Mtce | 66 | 66Z | GASKET: FOR VALVE (TYR) | 10A3438 X062 | Valve-Other : | EA | 2 | 0 | 0 | NO | 0 | 0 | GLAMOX | DLTRT600418DL |  | 01 | [9 empty] | 41425
13429 | 29200000TL | 03483 | EG1039013 | S | 58060119 | 58 | EGTL Spares | Mtce | 66 | 66Z | GASKET: FOR VALVE (TYR) | 1R2859 X0042 | Valve-Other : | EA | 1 | 0 | 0 | NO | 0 | 0 | WEIDMULLER | WTL 6/1 EN/STB |  | 01 | [9 empty] | 41425
13430 | 29200000TL | 03483 | EG1039013 | S | 58060124 | 58 | EGTL Spares | Mtce | 66 | 66Z | RING:PACKING VALVE | 1V3160 X0022 | Valve-Other : | EA | 2 | 0 | 0 | NO | 0 | 0 | ALLEN BRADLEY | 2CDS273317R0117 |  | 01 | [7 empty] | S 203 UP-K 0.3 |  | 41425
13431 | 29200000TL | 03483 | EG1040016 | P | 58060125 | 58 | EGTL Spares | Mtce | 66 | 66Z | RING:SEAT VALVE | 2U8561 46052 | Valve-Other : | EA | 1 | 0 | 0 | NO | 0 | 0 | ALLEN BRADLEY | 2CDS273317R0157 |  | 01 | [7 empty] | S 203 UP-K 0.5 |  | 41425
13432 | 29200000TL | 03483 | EG1039013 | S | 58060127 | 58 | EGTL Spares | Mtce | 66 | 66Z | GASKET: FOR VALVE (TYR) | 1R3101 X0032 | Valve-Other : | EA | 1 | 0 | 0 | NO | 0 | 0 | ALLEN BRADLEY | 2CDS273317R0217 |  | 01 | [7 empty] | S 203 UP-K 1 |  | 41425
13433 | 29200000TL | 03483 | EG1039013 | S | 58060128 | 58 | EGTL Spares | Mtce | 66 | 66Z | GASKET: FOR VALVE (TYR) | 1R3099 99442 | Valve-Other : | EA | 1 | 0 | 0 | NO | 0 | 0 | ALLEN BRADLEY | 2CDS273317R0257 |  | 01 | [7 empty] | S 203 UP-K 1.6 |  | 41425
13434 | 29200000TL | 03483 | EG1039013 | S | 58060129 | 58 | EGTL Spares | Mtce | 66 | 66Z | GASKET: FOR VALVE (TYR) | 1R3098 X0052 | Valve-Other : | EA | 1 | 0 | 0 | NO | 0 | 0 | ALLEN BRADLEY | 2CDS273317R0277 |  | 01 | [7 empty] | S 203 UP-K 2 |  | 41425
13435 | 29200000TL | 03483 | EG1039013 | S | 58060132 | 58 | EGTL Spares | Mtce | 66 | 66Z | RING:PACKING VALVE | 1V3160 X0022 | Valve-Other : | EA | 2 | 0 | 0 | NO | 0 | 0 | ALLEN BRADLEY | 2CDS273317R0357 |  | 01 | [7 empty] | S 203 UP-K 5 |  | 41425
13436 | 29200000TL | 03483 | EG1030003 | S | 58060159 | 58 | EGTL Spares | Mtce | 56 | 56Z | NUTS | ALLOY 602 CA, M12 | Fasteners / Hardware : | EA | 39 | 0 | 0 | NO | 0 | 0 | ALLEN BRADLEY | 2CSF204005R1900 |  | 00 |  |  | 2CBC |  |  |  |  | F 204 AC-100/0.03 |  | 41425
13437 | 29200000TL | 03483 | EG1030013 | S | 58060161 | 58 | EGTL Spares | Mtce | 56 | 56Z | BOLTS: INCONEL 602 CA | M12 X 80 | Fasteners / Hardware : TAIL GAS STUFFING BOX | PC | 27 | 0 | 0 | NO | 0 | 0 | ALLEN BRADLEY | 2CSF204005R2400 |  | 02 | [7 empty] | F 204 AC-40/0.01 |  | 41425
13438 | 29200000TL | 03483 | EG1030013 | S | 58060162 | 58 | EGTL Spares | Mtce | 56 | 56Z | NUTS: INCONEL 602 CA | M12 | Fasteners / Hardware : TAIL GAS STUFFING BOX | PC | 24 | 0 | 0 | NO | 0 | 0 | ALLEN BRADLEY | 2CSF204005R2630 |  | 00 | [7 empty] | F 204 AC-63/0.01 |  | 41425
13439 | 29200000TL | 03483 | EG1030013 | S | 58060163 | 58 | EGTL Spares | Mtce | 56 | 56Z | NUTS: INCONEL 602 CA | M12 | Fasteners / Hardware : TAIL GAS STUFFING BOX | PC | 38 | 0 | 0 | NO | 0 | 0 | ALLEN BRADLEY | 2CSF204005R2800 |  | 00 | [7 empty] | F 204 AC-80/0.01 |  | 41425
13440 | 29200000TL | 03483 | EG1030007 | S | 58060166 | 58 | EGTL Spares | Mtce | 56 | 56Z | NUT:HEX, HEAVY 1-7/8IN | ASME A 194 - 8 | Fasteners / Hardware : GAS FLANGE NUTS | PC | 22 | 0 | 0 | NO | 0 | 0 | ALLEN BRADLEY | 2CSF204005R3400 |  | 01,21,22 | [7 empty] | F 204 AC-40/0.3 |  | 41425
13441 | 29200000TL | 03483 | EG1030003 | S | 58060169 | 58 | EGTL Spares | Mtce | 54 | 54A | GASKET:AISI 316S R37 (OVAL) | FOR 4IN 600lb | Gaskets : STEAM SLEEVE INL. FLG | PC | 9 | 0 | 0 | NO | 0 | 0 | ALLEN BRADLEY | 2CSF204005R3900 |  | 01 | [7 empty] | F 204 AC-100/0.3 |  | 41425 | 43619
13442 | 29200000TL | 03483 | EG1030003 | S | 58060171 | 58 | EGTL Spares | Mtce | 56 | 56Z | NUT:HEX,HEAVY, 7/8IN | ASME A 194 - 8 | Fasteners / Hardware : STEAM SLEEVE INL. FLG NUTS | PC | 5 | 0 | 0 | NO | 0 | 0 | ALLEN BRADLEY | 2CSF204005R4900 |  | 01,21,22 | [7 empty] | F 204 AC-100/0.5 |  | 41425
13443 | 29200000TL | 03483 | EG1030012 | S | 58060172 | 58 | EGTL Spares | Mtce | 56 | 56Z | GASKET:AISI 316S R20 (OVAL) | OX. SHIELD INLET | Fasteners / Hardware : FOR 1-1/2IN 600# | PC | 12 | 0 | 0 | NO | 0 | 0 | MK | K4870D2WHI |  | 01 | [7 empty] | K4870D2WHI |  | 41425
13444 | 29200000TL | 03483 | EG1030003 | S | 58060174 | 58 | EGTL Spares | Mtce | 56 | 56Z | NUT: 3/4IN HEAVY HEX | CTS-BURNEROX. SHIELD INLET | Fasteners / Hardware : ASME A 194 - 8 | PC | 3 | 0 | 0 | NO | 0 | 0 |  |  |  | 01,21,22 | [9 empty] | 41425
13445 | 29200000TL | 03483 | EG1030013 | S | 58060184 | 58 | EGTL Spares | Mtce | 56 | 56Z | NUT:5/8IN HEAVY HEX | THERMOWELL INLET FLG | Fasteners / Hardware : ASME A 194 - 8 | PC | 3 | 0 | 0 | NO | 0 | 0 |  |  |  | 01,21,22 | [9 empty] | 41425
13446 | 29200000TL | 03483 | EG1030013 | S | 58060185 | 58 | EGTL Spares | Mtce | 54 | 54A | GASKET:AISI 316S R16 (OVAL) | THERMOWELL INLET FLG | Gaskets : FOR 1&quot; 600# | PC | 12 | 0 | 0 | NO | 0 | 0 |  |  |  | 01 | [9 empty] | 41425
13447 | 29200000TL | 03483 | EG1030012 | S | 58060187 | 58 | EGTL Spares | Mtce | 54 | 54A | GASKET:AISI 316S R20(OVAL) | FOR 1½IN 600lb | Gaskets : | PC | 20 | 0 | 0 | NO | 0 | 0 |  |  |  | 01 | [9 empty] | 41425
13448 | 29200000TL | 03483 | EG1030003 | S | 58060189 | 58 | EGTL Spares | Mtce | 56 | 56Z | NUT:3/4 HEAVY HEX | ASME A 194 - 8 | Fasteners / Hardware : THERMOWELL FLANGE NUTS | PC | 3 | 0 | 0 | NO | 0 | 0 |  |  |  | 01,21,22 | [9 empty] | 41425 | 41655
13449 | 29200000TL | 03483 | EG1030013 | S | 58060197 | 58 | EGTL Spares | Mtce | 53 | 53Z | NIPPLE:PIPE, FITTING | 1/2IN X 3IN TBE | Fittings - Pipe - Metal - Non CS :FTTG-R-1246; PSP033 | EA | 28 | 0 | 0 | NO | 0 | 0 |  |  |  | 02,22 | [9 empty] | 41425 | 44468
13450 | 29200000TL | 03483 | EG1039007 | S | 58060198 | 58 | EGTL Spares | Mtce | 66 | 66Z | VALVE: ASSY 316 SS BODY | 1/2 FNPT X 1/2 FNP | Valve-Other : V3-509S6G; PSP033 | EA | 18 | 0 | 0 | NO | 0 | 0 |  |  |  | 02 | [9 empty] | 41425 | 45813 |  | -5 | 3 | -5 | 2 | -1 | 1
13451 | 29200000TL | 03483 | EG1030013 | S | 58060205 | 58 | EGTL Spares | Mtce | 54 | 54A | GASKET | 11040112 | Gaskets : | EA | 4 | 0 | 0 | NO | 0 | 0 |  |  |  | 01 |  |  | 2CBC | [6 empty] | 41425
13452 | 29200000TL | 03483 | EG1029001 | S | 58060206 | 58 | EGTL Spares | Mtce | 54 | 54A | GASKET | 11040109 X 006 | Gaskets : | EA | 6 | 0 | 0 | NO | 0 | 0 |  |  |  | 01 |  |  | 2CBC | [6 empty] | 41425
13453 | 29200000TL | 03483 | EG1038010 | S | 58060228 | 58 | EGTL Spares | Mtce | 57 | 57A | HOSE:VACUUM SUCTION | 1M LONG X DIN ISO-40KF | Hoses & Parts : | EA | 2 | 0 | 0 | NO | 497.25 | 77198.0625 | OERLIKON LEYBOLD VACUUM | 86805 | 86805 | 01 |  |  | 2BBB | [6 empty] | 41425 |  | 41563
13454 | 29300000TL | 03483 | EG1028016 | S | 58060314 | 58 | EGTL Spares | Mtce | 54 | 54A | GASKET: SPIRAL WOUND | 304 SS IR/OR 3IN 300LB D-5 | Gaskets : ASME B.16.20 3-4-600 FG. GASKET 2X300# D-05 150-VD-0031 MD507 | EA | 1 | 0 | 1 | YES | 75 | 122945.25 | FLEXITALLLIC |  |  | 01,22 | [9 empty] | 45317 |  | 45517
13455 | 29300000TL | 03483 | EG1039013 | P | 58061391 | 58 | EGTL Spares | Mtce | 54 | 54A | GASKET: SPIRAL WOUND, 1/2 IN | ASME B16.20; CLASS 150 | Gaskets : STAINLESS STEEL WINDING; GRAPHITE FILLER; TYPE 304 STAINLESS STEEL INNER RING; CARBON STEEL OUTER RING | EA | 74 | 51 | 73 | YES | 3.1 | 4918.15 | LAMONS GASKET COMPANY |  |  | 01,02 | 1 | 2BAC | [6 empty] | DMO227 | 43770 | 46016 | 45155 | -2 | 1 |  |  | -100 | 4
13456 | 29200000TL | 03483 | EG1039013 | S | 58061393 | 58 | EGTL Spares | Mtce | 54 | 54A | GASKET: SPIRAL WOUND, 2 IN | ASME B16.20; CLASS 150 | Gaskets : STAINLESS STEEL WINDING; GRAPHITE FILLER; TYPE 304 STAINLESS STEEL INNER RING; CARBON STEEL OUTER RING | EA | 1 | 60 | 100 | NO | 10.39 | 2041.5311 | LAMONS GASKET COMPANY |  |  | 01,02 | 1 | 2BAC | [7 empty] | 42254 | 45739 | 42282 | -1 | 1 |  |  | -30 | 3
13457 | 29200000TL | 03483 | EG1003003 | P | 58064130 | 58 | EGTL Spares | Mtce | 54 | 54A | STARTER: AN16DN | ZZ-STR-AN16DN | STARTER;600V;27A/SIZE 1 WITH C30CGN3 COIL;CUTLER HAMMER,PART #AN16DN0AB | EA | 2 | 0 | 0 | NO | 550 | 168531 | TURTLE AND HUGHES |  |  | 00 | 1 | 2BAC | 1BBB | [6 empty] | 43329 |  | 43363
13458 | 29200000TL | 03483 | EG1039009 | S | 58064542 | 58 | EGTL Spares | Mtce | 54 | 54A | GASKET: 1 IN | PN50/CL300, 4.5 MM THK | GASKET: 1 INPN50/CL300, 4.5 MM THKFLEXITALLIC GASKET 1 IN 4.5THK 300 LB(3.0 MM COMPRESSED), CGI S.STL/FLEXICARB, SPIRAL WOUND TO AP SPEC 4WPI-MW GWFADGAAAADDAEAD.FLEXITALLIC GASKETSTYLE CGI316 INNER RING AND 316 OUTER RINGQA Code 01A | EA | 188 | 100 | 200 | NO | 0.6386 | 195 | FLEXITALLIC GASKET |  |  | 01A | [7 empty] | STYLE CGI |  | 43013 | 44485
13459 | 29200000TL | 03483 | EG1029006 | S | 58064591 | 58 | EGTL Spares | Mtce | 54 | 54A | GASKET:6 IN RAISED FACE | PN20/CL150, 1.5 MM THICK | FLAT, SIGMA 511 TO AP SPEC 4WPI-MWFG07 GWFAGGADAABDABAAQA Code 01A | EA | 87 | 0 | 0 | NO | 0 | 0 | FLEXITALLIC |  |  | 01A | [9 empty] | 43500 | 45772 |  | -1 | 1
13460 | 29200000TL | 03483 | EG1040001 | S | 58064592 | 58 | EGTL Spares | Mtce | 54 | 54A | GASKET:8 IN RAISED FACE | PN20/CL150, 1.5 MM THICK | FLEXITALLIC GASKET SIGMA 511 IS A HIGH PERFORMANCE BIAXIALLY ORIENTATED SHEET SEALING MATERIAL CONTAINING PTFE WITH SILICA FILLER COLOUR PINK FLAT, SIGMA 511 TO AP SPEC 4WPI-MWFG07 GWFAGGADAABDABAAQA Code 01A | EA | 183 | 100 | 200 | NO | 7.3376 | 2240.55 | FLEXITALLIC GASKET | SIGMA 511 |  | 01A |  |  | 1BBB |  |  |  |  | SIGMA11 |  | 43023 | 45772 |  | -2 | 1
13461 | 29300000TL | 03483 | EG1029013 | P | 58064918 | 58 | EGTL Spares | Mtce | 56 | 56Z | U-BOLT: UB1-2-A-SS | M10 X35MM THREAD, 65MM | U-BOLT M10 X35MM THREAD, 65MM INSIDE DIAM, 100MM INSIDE HEIGHT T316 STAINLESS STEEL COMPLETE WITH 2 NUTS 316 STAINLESS STEELhttps://www.u-bolts-r-us.co.uk/125469-t316-stainless-steel | EA | 3 | 1 | 2 | YES | 146 | 231629 | NERO / FASTENERS / U BOLT | UB1-2-A-SS |  | 00 | 1 |  | 1BBB |  |  |  |  | UBOLT/T316/M10*65*100*35 |  | 43770 |  | 45400
13462 | 29200000TL | 03483 | EG1028016 | P | 58065463 | 58 | EGTL Spares | Mtce | 56 | 56Z | U-BOLT: 12 IN | CARBON STEEL | U-BOLT 12 IN ROUND STEEL U-BOLT CARBON STEEL ST430 CODE CD U-BOLTS WITH 4 NUTS AND WASHERS. | EA | 7 | 0 | 0 | NO | 0 | 0 | U-BOLT CLAMP / TORGY GROU | CD 18 |  | 00 |  |  | 1BBB |  |  |  |  | TYPE 5-21 |  | 43016
13463 | 29300000TL | 03483 | EG1002021 | P | 58071205 | 58 | EGTL Spares | Mtce | 66 | 66H | VALVE : KIT PSV | 150-PSV-0685 | SS-RL4S8 DO NOT ORDER SYMBOL NUMBER 58071205 REPLACED WITH SYMBOL NUMBER 58100213 | EA | 9 | 0 | 0 | NO | 327.1826 | 124165.8107 | SWAGELOK | SS-RL4S8 |  | 01A |  |  | 1BBB |  | EGTL1-PBL-INS-DS-500108 |  |  | SS-RL4S8 |  | 44144
13464 | 29200000TL | 03483 | EG1003015 | P | 58100012 | 58 | EGTL Spares | Mtce | 66 | 66H | DISC:RUPTURE,110-PSE-0601 | 200MM,150LB FLANGE, RAISED FAC | DISC RUPTURE - MODEL# 8" R-C-CDCV-C (FS)QA Codes 02, 01A, 21. | EA | 1 | 0 | 0 | NO | 4450 | 691219.1862 | FIKE | 915010584 |  | 00 | 1 |  |  |  | EGTL1-APP-PRO-PI-100031B |  |  |  |  | 43073 | 44488
13465 | 29200000TL | 03483 | EG1001018 | P | 58100016 | 58 | EGTL Spares | Mtce | 66 | 66H | DISC:RUPTURE,110-PSE-0707 | 50MM,150LB FLANGE, RAISED FACE | FOR LIN STORAGE TANK; MODEL NUMBER-PLOY-SD BT CS QA Codes 02, 01A, 21 | EA | 1 | 0 | 0 | NO | 2129.4229 | 651177.5333 | FIKE | 1507788 |  | 00 | 1 |  |  |  | EGTL1-APP-PRO-PI-100041 |  |  |  |  | 43073 | 44466
13466 | 29300000TL | 03483 | EG1004011 | P | 58100053 | 58 | EGTL Spares | Mtce | 66 | 66H | VALVE:PRESSURE,110-PSV-1867 | INLET SIZE-19MM, OUTLET-25MM | INLET-MNPT, & OUTLET-FNPT,; FOR EXPANDER LUBE OIL COOLER B; MODEL NUMBER-6010EDM01-KM0110QA Code 02, 04, 05, 07, 23, 27 | EA | 2 | 0 | 1 | YES | 463.995 | 730909.2555 | KUNKLE | E40060-1-2 |  | 00 | 1 |  | 1BBB |  | EGTL1-APP-PRO-PI-100016B |  |  |  |  | 43770 |  | 45544
13467 | 29300000TL | 03483 | EG1004011 | P | 58100069 | 58 | EGTL Spares | Mtce | 66 | 66H | VALVE:PRESSURE,110-PSV-2866 | INLET SIZE-19MM, OUTLET-25MM | VALVE FULL ASSEMBLY MODEL# 6010ED01-KM0110QA Code 02, 04, 05, 07, 23, 27 | EA | 2 | 0 | 1 | YES | 463.995 | 730909.2555 | KUNKLE | E40060-1-1 |  | 00 | 1 |  | 1BBB |  | EGTL1-APP-PRO-PI-100016B |  |  |  |  | 43770 |  | 45544
13468 | 29300000TL | 03483 | EG1001018 | P | 58100087 | 58 | EGTL Spares | Mtce | 66 | 66H | VALVE:RELIEF TYPE:PROPORTIONAL | SET PRESS.:4.5 BARG (65 PSIG) | INLET SIZE:1/4 IN (6MM) INLET CONN:TUBE FITTING OUTLET SIZE:1/4 IN (6MM) OUTLET CONN:TUBE FITTING DESIGN RATING:198 SL/MIN BODY MATL: 316 SS TRIM: 316 SS OPERATED:PRESSURE TEMP RATING:35 DEG CELCIOUS SOFTGOODS:FLUOROCARBON FKM MODEL NUMBER-RL3 | EA | 1 | 0 | 1 | YES | 242.59 | 99377.8128 | SWAGELOK |  |  | 01A,02,07 | 1 |  | 1BBB |  | EGTL1-SEA-INS-SC-201352 |  |  |  |  | 43782 |  | 44379
13469 | 29300000TL | 03483 | EG1004010 | P | 58100118 | 58 | EGTL Spares | Mtce | 66 | 66H | VALVE:PRESSURE,130-PSV-0111 | INLET SIZE-32MM, OUTLET-32MM | INLET-THREADED - MALE, & OUTLET-THREADED - FEMALE,; FOR CATALYST LOADING BIN; MODEL NUMBER-1-1/4" 1657-125700QA Code 02, 04, 05, 07, 23, 27 | EA | 1 | 0 | 1 | YES | 271.6 | 414426.292 | GITS MANUFACTURING |  |  | 00 | 1 |  | 1BBB |  | EGTL1-MGN-PRO-PI-300003 |  |  |  |  | 43785 |  | 45927
13470 | 29300000TL | 03483 | EG1004010 | P | 58100119 | 58 | EGTL Spares | Mtce | 66 | 66H | VALVE:PRESSURE,130-PSV-0112 | INLET SIZE-32MM, OUTLET-32MM | INLET-THREADED - MALE, & OUTLET-THREADED - FEMALE,; FOR CATALYST LOADING BIN; MODEL NUMBER-1-1/4" 1657-125700QA Code 02, 04, 05, 07, 23, 27 | EA | 1 | 0 | 1 | YES | 271.6 | 414426.292 | GITS MANUFACTURING |  |  | 00 | 1 |  | 1BBB |  | EGTL1-MGN-PRO-PI-300003 |  |  |  |  | 43785 |  | 45927
13471 | 29300000TL | 03483 | EG1004010 | P | 58100120 | 58 | EGTL Spares | Mtce | 66 | 66H | VALVE:PRESSURE,130-PSV-0113 | INLET SIZE-32MM, OUTLET-32MM | INLET-THREADED - MALE, & OUTLET-THREADED - FEMALE,; FOR CATALYST LOADING BIN; MODEL NUMBER-1-1/4" 1657-125700QA Code 02, 04, 05, 07, 23, 27 | EA | 1 | 0 | 1 | YES | 271.6 | 414426.292 | GITS MANUFACTURING |  |  | 00 | 1 |  | 1BBB |  | EGTL1-MGN-PRO-PI-300003 |  |  |  |  | 43785 |  | 45927
13472 | 29200000TL | 03483 | EG1005002 | P | 58100144 | 58 | EGTL Spares | Mtce | 66 | 66H | VALVE:PRESSURE,130-PSV-0641 | INLET SIZE-12MM, OUTLET-12MM | CIRCLE SEAL CONTROLS SAFETY RELIEF VALVE, 500 SERIES ADJUSTABLE POPO-FF & INLINE RELIEF VALVES 0.5 TO 150 PSIG (10 BAR), SET-PRESSURE 0.2[BARG] NOZZLE: K/559A2M-A/F, MODEL NUMBER: 559A-4M-3, PART NUMBER 77781018. KINDLY SEE LINK FOR DETAIL INFORMATION: ht | EA | 1 | 0 | 0 | NO | 355 | 108793.3 | CIRCLE SEAL CONTROLS | 77781018 |  | 01A,02,07 | 1 |  | 1BBB |  | EGTL1-MGN-PRO-PI-300113 |  |  | 559A-4M3 |  | 43073 |  | 43418
13473 | 29200000TL | 03483 | EG1005007 | P | 58100171 | 58 | EGTL Spares | Mtce | 66 | 66H | VALVE:PRESSURE,135-PSV-0232 | INLET SIZE-19MM, OUTLET-19MM | INLET-THREADED - MALE, & OUTLET-THREADED - FEMALE,; FOR MTR LB OIL PMP B RELIEF; MODEL NUMBER-FVSS-4RV/3SS-WSQA Code 02, 04, 05, 07, 23, 27 | EA | 2 | 0 | 0 | NO | 122.99 | 19093 | FULFLO |  |  | 02, 04, 05, 07, 23, 27 | 1 |  | 1BBB |  | EGTL1-MUP-MEC-PI-352001-4 |  |  |  |  | 43073
13474 | 29200000TL | 03483 | EG1005003 | P | 58100184 | 58 | EGTL Spares | Mtce | 66 | 66H | DISC:RUPTURE,145-PSE-0026 | 2IN | Disk Type: RA8 (Model No. RA8) Size: 2 INCode: ASMESpecified Burst Rating: 21 Bar (304.58 Psig) (Burst Tolerance: +/- 5%)Specified Temperature: 230 C (446.0 F)MDR: 0.0%Media: GasMaterial(s): Disk: 316SS QA Codes 02, 01A, 21. | EA | 11 | 0 | 0 | NO | 465 | 142494.6 | ZOOK | 2 IN RA8 |  | 00 | 1 |  | 1BBB |  | PRO-PI-450012 |  |  | RA8 |  | 43073 | 45429 | 43612 |  |  | -1 | 1
13475 | 29200000TL | 03483 | EG1005003 | P | 58100186 | 58 | EGTL Spares | Mtce | 66 | 66H | DISC:RUPTURE,145-PSE-0030 | 50MM | RUPTURE DISC: 2", ANSI 300, 230DEG C, BURST PRESSURE - 21BARG, PN: ZOOK-RA-8 , MODEL NUMBER: ZOOK-RA-8 | EA | 1 | 8 | 10 | NO | 519.1016 | 159024.18 | ZOOK, CANADA | ZOOK-RA-8 |  | 00 | 1 |  | 1BBB |  | PRO-PI-450013 |  |  | ZOOK-RA-8 |  | 43073 | 45456 |  |  |  | -1 | 1
13476 | 29200000TL | 03483 | EG1004003 | P | 58100205 | 58 | EGTL Spares | Mtce | 66 | 66H | VALVE: HIGH PRESSURE RELIEF | SIZE: 1/2IN PIPE | SWAGELOK SS-R4S8 / SSR4S8 RELIEF VALVE, 1/2IN PIPE, HIGH PRESSURE, STAINLESS STEELQA Code 02, 04, 05, 07, 23, 27. | EA | 1 | 2 | 4 | NO | 451.47 | 138352.9815 | SWAGELOK | SS-R4S8 |  | 00 | 1 |  | 1BBB |  | EGTL1-SEA-INS-SC-500654 |  |  | R4S8 |  | 43073 |  | 43432
13477 | 29300000TL | 03483 | EG1001018 | P | 58100228 | 58 | EGTL Spares | Mtce | 66 | 66H | VALVE:RELIEF TYPE:PROPORTIONAL | SET PRESS.:40 BARG (58 PSIG) | INLET SIZE:1/4 IN INLET CONN:TUBE FITTING OUTLET SIZE:1/4 IN OUTLET CONN:TUBE FITTING DESIGN RATING:302.6 SL/MIN BODY MATL:316 SS TRIM:316 SS OPERATED:PRESSURE TEMP RATING:40 DEG CELCIOUS SOFTGOODS:FLUOROCARBON FKM MODEL NUMBER - SS-RL3. FOR 160-AT-0002 | EA | 1 | 0 | 1 | YES | 462.87 | 697276.6254 | SWAGELOK |  |  | 01A,02,07 | 1 |  | 1BBB |  | INS-SC-603852 |  |  |  |  | 43782 |  | 45299
13478 | 29200000TL | 03483 | EG1005002 | P | 58100232 | 58 | EGTL Spares | Mtce | 66 | 66H | VALVE:PRESSURE,160-PSV-0873 | INLET SIZE-19MM, OUTLET-MM | CIRCLE SEAL CONTROLS SAFETY RELIEF VALVE, 500 SERIES ADJUSTABLE POPO-FF & INLINE RELIEF VALVES 0.5 TO 150 PSIG (10 BAR), SET-PRESSURE 0.17[BARG] NOZZLE: K/D559T16M-A/C, MODEL NUMBER: D559T1-6M-2.4, PART NUMBER 77780269, KINDLY SEE LINK FOR DETAIL INFORMAT | EA | 1 | 0 | 0 | NO | 400 | 122584 | CIRCLE SEAL CONTROLS | 77780269 |  | 01A,02,07 | 1 |  | 1BBB |  | PRO-PI-600827 |  |  | D559T1-6M-2.4 |  | 43073 |  | 43418
13479 | 29300000TL | 03483 | EG1005002 | P | 58100233 | 58 | EGTL Spares | Mtce | 66 | 66H | VALVE:PRESSURE,160-PSV-0874 | INLET SIZE-19MM | CIRCLE SEAL CONTROLS SAFETY RELIEF VALVE, 500 SERIES ADJUSTABLE POPO-FF & INLINE RELIEF VALVES 0.5 TO 150 PSIG (10 BAR), SET-PRESSURE 0.17[BARG] NOZZLE: K/D559T16M-A/C, MODEL NUMBER: D559T1-6M-2.4, PART NUMBER 77780269, KINDLY SEE LINK FOR DETAIL INFORMAT | EA | 1 | 0 | 1 | YES | 415.8 | 330174.306 | CIRCLE SEAL CONTROLS | 77780269 |  | 01A,02,07 | 1 |  | 1BBB |  | PRO-PI-600827 |  |  | D559T1-6M-2.4 |  | 43770 |  | 45064
13480 | 29200000TL | 03483 | EG1004003 | P | 58100258 | 58 | EGTL Spares | Mtce | 66 | 66H | VALVE:PRESSURE,171-PSV-0813 | INLET SIZE-19MM, OUTLET-MM | INLET-THREADED - MALE, & OUTLET-THREADED - FEMALE,; FOR OIL MIST HEATER; MODEL NUMBER-D559T1-6M-2.4 | EA | 1 | 0 | 1 | NO | 224.46 | 68785.767 | CIRCLE SEAL CONTROLS |  |  | 02, 04, 05, 07, 23, 27 | 1 |  | 1BBB |  | PRO-PI-710015 |  |  |  |  | 43073 |  | 43432
13481 | 29200000TL | 03483 | EG1004003 | P | 58100259 | 58 | EGTL Spares | Mtce | 66 | 66H | VALVE:PRESSURE,171-PSV-0814 | INLET SIZE-19MM, OUTLET-MM | INLET-THREADED - MALE, & OUTLET-THREADED - FEMALE,; FOR OIL MIST HEATER; MODEL NUMBER-D559T1-6M-2.4 | EA | 1 | 0 | 0 | NO | 224.46 | 68785.767 | CIRCLE SEAL CONTROLS |  |  | 02, 04, 05, 07, 23, 27 | 1 |  | 1BBB |  | PRO-PI-710015 |  |  |  |  | 43073 |  | 43432
13482 | 29200000TL | 03483 | EG1004003 | P | 58100260 | 58 | EGTL Spares | Mtce | 66 | 66H | VALVE:PRESSURE,171-PSV-0873 | INLET SIZE-19MM, OUTLET-MM | INLET-THREADED - MALE, & OUTLET-THREADED - FEMALE,; FOR OIL MIST HEATER; MODEL NUMBER-D559T1-6M-2.4 | EA | 1 | 0 | 0 | NO | 224.46 | 68785.767 | CIRCLE SEAL CONTROLS |  |  | 02, 04, 05, 07, 23, 27 | 1 |  | 1BBB |  | PRO-PI-710011 |  |  |  |  | 43073 |  | 43432
13483 | 29200000TL | 03483 | EG1004003 | P | 58100262 | 58 | EGTL Spares | Mtce | 66 | 66H | VALVE:PRESSURE,171-PSV-0887 | INLET SIZE-19MM, OUTLET-MM | INLET-THREADED - MALE, & OUTLET-THREADED - FEMALE,; FOR OIL MIST HEATER; MODEL NUMBER-D559T1-6M-2.4 | EA | 1 | 0 | 1 | NO | 224.46 | 68785.767 | CIRCLE SEAL CONTROLS |  |  | 02, 04, 05, 07, 23, 27 | 1 |  | 1BBB |  | PRO-PI-710012 |  |  |  |  | 43073 |  | 43432
13484 | 29200000TL | 03483 | EG1005002 | P | 58100279 | 58 | EGTL Spares | Mtce | 66 | 66H | VALVE:PRESSURE,172-PSV-0074 | INLET SIZE-19MM | CIRCLE SEAL CONTROLS SAFETY RELIEF VALVE, 500 SERIES ADJUSTABLE POPO-FF & INLINE RELIEF VALVES 0.5 TO 150 PSIG (10 BAR), SET-PRESSURE 0.2[BARG] NOZZLE: K/559A2M-A/F, MODEL NUMBER: 559A-4M-3, PART NUMBER 77781018. KINDLY SEE LINK FOR DETAIL INFORMATION: ht | EA | 1 | 0 | 0 | NO | 355 | 108793.3 | CIRCLE SEAL CONTROLS | 77781018 |  | 01A,02,07 | 1 |  | 1BBB |  | PRO-PI-720185 |  |  | 559A-4M3 |  | 43073 |  | 43418
13485 | 29200000TL | 03483 | EG1005002 | P | 58100280 | 58 | EGTL Spares | Mtce | 66 | 66H | VALVE:PRESSURE,172-PSV-0075 | INLET SIZE-19MM | CIRCLE SEAL CONTROLS SAFETY RELIEF VALVE, 500 SERIES ADJUSTABLE POPO-FF & INLINE RELIEF VALVES 0.5 TO 150 PSIG (10 BAR), SET-PRESSURE 0.21[BARG] NOZZLE: K/559A2M-A/F, MODEL NUMBER: 559A-4M-3, PART NUMBER 77781018. KINDLY SEE LINK FOR DETAIL INFORMATION: h | EA | 1 | 0 | 0 | NO | 355 | 108793.3 | CIRCLE SEAL CONTROLS | 77781018 |  | 01A,02,07 | 1 |  | 1BBB |  | PRO-PI-720185 |  |  | 559A-4M3 |  | 43073 |  | 43418
13486 | 29200000TL | 03483 | EG1005002 | P | 58100282 | 58 | EGTL Spares | Mtce | 66 | 66H | VALVE:PRESSURE,172-PSV-0077 | INLET SIZE-19MM | CIRCLE SEAL CONTROLS SAFETY RELIEF VALVE, 500 SERIES ADJUSTABLE POPO-FF & INLINE RELIEF VALVES 0.5 TO 150 PSIG (10 BAR), SET-PRESSURE 0.21[BARG] NOZZLE: K/559A2M-A/F, MODEL NUMBER: 559A-4M-3, PART NUMBER 77781018. KINDLY SEE LINK FOR DETAIL INFORMATION: h | EA | 1 | 0 | 0 | NO | 355 | 108793.3 | CIRCLE SEAL CONTROLS | 77781018 |  | 01A,02,07 | 1 |  | 1BBB |  | PRO-PI-720185 |  |  | 559A-4M3 |  | 43073 |  | 43418
13487 | 29300000TL | 03483 | EG1005002 | P | 58100284 | 58 | EGTL Spares | Mtce | 66 | 66H | VALVE:PRESSURE,172-PSV-0091 | INLET SIZE-19MM | CIRCLE SEAL CONTROLS SAFETY RELIEF VALVE, 500 SERIES ADJUSTABLE POPO-FF & INLINE RELIEF VALVES 0.5 TO 150 PSIG (10 BAR), SET-PRESSURE 0.21[BARG] MAIN SOFT GOODS KIT: K/559A2M-A/F, MODEL NUMBER: 559A-4M-3, PART NUMBER 77781018, KINDLY SEE LINK FOR DETAIL I | EA | 1 | 0 | 1 | YES | 413.9 | 635026.075 | CIRCLE SEAL CONTROLS | 77781018 |  | 01A,02,07 | 1 |  | 1BBB |  | PRO-PI-720186 |  |  | 559A-4M3 |  | 43770 |  | 45749
13488 | 29200000TL | 03483 | EG1005002 | P | 58100286 | 58 | EGTL Spares | Mtce | 66 | 66H | VALVE:PRESSURE,172-PSV-0093 | INLET SIZE-19MM | CIRCLE SEAL CONTROLS SAFETY RELIEF VALVE, 500 SERIES ADJUSTABLE POPO-FF & INLINE RELIEF VALVES 0.5 TO 150 PSIG (10 BAR), SET-PRESSURE 0.21[BARG] MAIN SOFT GOODS KIT: K/559A2M-A/F, MODEL NUMBER: 559A-4M-3, PART NUMBER 77781018, KINDLY SEE LINK FOR DETAIL I | EA | 1 | 0 | 0 | NO | 355 | 108793.3 | CIRCLE SEAL CONTROLS | 77781018 |  | 01A,02,07 | 1 |  | 1BBB |  | PRO-PI-720186 |  |  | 559A-4M-3 |  | 43073 |  | 43418
13489 | 29200000TL | 03483 | EG1039010 | S | 58100364 | 58 | EGTL Spares | Mtce | 66 | 66H | VALVE:PRESSURE,182-PSV-0006 | INLET SIZE-12MM, OUTLET-19MM | INLET-THREADED - MALE, & OUTLET-THREADED - FEMALE,; FOR U35 EAST DELUGE VOL TK 182-VD-002; MODEL NUMBER-913BDEM01-JE175 QA Code 02, 04, 05, 07, 23, 27 | EA | 1 | 0 | 0 | NO | 600 | 183726 | KUNKLE | I-16117-B |  | 02, 04, 05, 07, 23, 27 | 1 |  | 1BBB |  | PRO-PI-820008 |  |  |  |  | 43073 |  | 43431
13490 | 29200000TL | 03483 | EG1039010 | S | 58100366 | 58 | EGTL Spares | Mtce | 66 | 66H | VALVE:PRESSURE,182-PSV-0038 | INLET SIZE-19MM, OUTLET-MM | INLET-THREADED - MALE, & OUTLET-THREADED - FEMALE,; FOR PRIMARY BLADDER TANK 181-XP-003 SAFETY; MODEL NUMBER-913BDEM01-JE175 QA Code 02,04,05,07,23,27 | EA | 1 | 0 | 1 | NO | 600 | 183726 | KUNKLE |  |  | 02, 04, 05, 07, 23, 27 | 1 |  | 1BBB |  | #N/A |  |  |  |  | 43073 |  | 43431
13491 | 29200000TL | 03483 | EG1005002 | P | 58100378 | 58 | EGTL Spares | Mtce | 66 | 66H | VALVE:PRESSURE,183-PSV-0873 | INLET SIZE-19MM | CIRCLE SEAL CONTROLS SAFETY RELIEF VALVE, 500 SERIES ADJUSTABLE POPO-FF & INLINE RELIEF VALVES 0.5 TO 150 PSIG (10 BAR), SET-PRESSURE 0.17[BARG] MAIN SOFT GOODS KIT: K/D559T16M-A/C, MODEL NUMBER: D559T1-6M-2.4, PART NUMBER 77780269, KINDLY SEE LINK FOR DE | EA | 1 | 0 | 0 | NO | 400 | 122584 | CIRCLE SEAL CONTROLS | 77780269 |  | 01A,02,07 | 1 |  | 1BBB |  | PRO-PI-830025 |  |  | D559T1-6M-2.4 |  | 43073 |  | 43418
13492 | 29300000TL | 03483 | EG1005002 | P | 58100379 | 58 | EGTL Spares | Mtce | 66 | 66H | VALVE:PRESSURE,183-PSV-0874 | INLET SIZE-19MM | CIRCLE SEAL CONTROLS SAFETY RELIEF VALVE, 500 SERIES ADJUSTABLE POPO-FF & INLINE RELIEF VALVES 0.5 TO 150 PSIG (10 BAR), SET-PRESSURE 0.17[BARG] NOZZLE: K/D559T16M-A/C, MODEL NUMBER: D559T1-6M-2.4, PART NUMBER 77780269, KINDLY SEE LINK FOR DETAIL INFORMAT | EA | 1 | 0 | 1 | YES | 354.5 | 147255.755 | CIRCLE SEAL CONTROLS | 77780269 |  | 01A,02,07 | 1 |  | 1BBB |  | PRO-PI-830025 |  |  | D559T1-6M-2.4 |  | 43770 |  | 44636
13493 | 29200000TL | 03483 | EG1040007 | S | 58100648 | 58 | EGTL Spares | Mtce | 66 | 66H | BELLOWS TYPE:BELLOW BELLOW: | SAFETY RELIEF VALVE | BELLOWS: INCONEL 625 LCF (1910/20) ORIFICE D & E-2, F-1,-2, PART NUMBER: 4659829, RELIEF VALVE MODEL NUMBER: 1910-30DC-2-CC-MS-31-RF-GS-HP, 1910-30F-115-CC-MS-31-RF-LA-HP | EA | 3 | 2 | 3 | NO | 1192.42 | 365405.1848 | GE-CONSOLIDATED | 4659829 |  | 00 |  |  | 1BBB |  |  |  |  | SEE ITEM NOTES |  | 43290 | 44427 | 43758
13494 | 29300000TL | 03483 | EG1002002 | P | 58100658 | 58 | EGTL Spares | Mtce | 66 | 66H | BELLOWS TYPE:BELLOW | MATL:INCONEL 625 LCF BELLOW: | BELLOW: 1910 ORIFICE J, INCONEL 625 LCF (HP), PN:4660702, MODEL NUMBER:1910-30JT-4-CC-MS-31-RF-GS-HPQA CODES: 01A,02, 21 | EA | 1 | 0 | 1 | YES | 1409.27 | 1072327.6357 | GE-CONSOLIDATED | 4660702 |  | 00 | [8 empty] | MACN155 | 43769 |  | 44975
13495 | 29200000TL | 03483 | EG1040005 | S | 58100661 | 58 | EGTL Spares | Mtce | 66 | 66H | BELLOWS TYPE:BELLOW | MATL:INCONEL 625 LCF BELLOW: | BELLOWS: INCONEL 625 LCF (1910/20) ORIFICE K, PART NUMBER: 4660920, RELIEF VALVE MODEL NUMBER: 1910-30K-115-N1-MS-31-RF-GS-HP | EA | 2 | 1 | 2 | NO | 1409.27 | 431842.6061 | GE-CONSOLIDATED | 4660920 |  | 00 | [7 empty] | 1910-30K-115-N1-MS-31-RF- |  | 43290 | 44414 | 43758
13496 | 29200000TL | 03483 | EG1005004 | P | 58100742 | 58 | EGTL Spares | Mtce | 66 | 66H | DISC:VALVE VALVE STYLE:RELIEF | VALVE SIZE:3/4 IN; 1 IN | MATL:316 SS DISC METAL: SAFETY RELIEF VALVE (145-PSV-0001B, 183-TSV-0182) MODEL NUMBER - 19096HCF-2-CC-MS-31-10-05-LAQA Codes 02, 01A, 21 | EA | 1 | 1 | 2 | NO | 114.35 | 35043.3026 | GE-CONSOLIDATED | 5097301 |  | 00 | [9 empty] | 43290 | 45222 | 43447 |  |  |  |  | -1 | 1
13497 | 29300000TL | 03483 | EG1040007 | P | 58100743 | 58 | EGTL Spares | Mtce | 66 | 66H | DISC:VALVE VALVE STYLE:RELIEF | VALVE SIZE:3 IN; 4 IN MATL:316 | SS DISC METAL: SAFETY RELIEF VALVE (160-PSV-0303-R1, 160-PSV-0306A-R1, 160-PSV-0306B-R1) MODEL NUMBER - 2716D-1-X3-F3, 2726B -1-X3-F1. PART NUMBER 6028602 REPLACED WITH PART NUMBER C00460286- C002000 QA Codes 02, 01A, 21 | EA | 2 | 1 | 2 | YES | 6302.93 | 2748833.8316 | GE-CONSOLIDATED | C00460286-C002000 |  | 00 |  |  | 1BBB | [5 empty] | MACN239 | 43769 |  | 44631
13498 | 29300000TL | 03483 | EG1005004 | P | 58100751 | 58 | EGTL Spares | Mtce | 54 | 54A | SEAL:O-RING DISC O-RING: | SAFETY RELIEF VALVE | (150-PSV-0010) MODEL NUMBERS 1916-30DC-2-S4-DA-31-RJ-LA | EA | 2 | 0 | 1 | YES | 199.025 | 326255.7118 | GE-CONSOLIDATED | 31006116 |  | 00 |  |  | 2BAC | [6 empty] | 43785 | 44467 | 45441
13499 | 29200000TL | 03483 | EG1040007 | S | 58100781 | 58 | EGTL Spares | Mtce | 66 | 66H | DISC:VALVE VALVE STYLE:RELIEF | VALVE SIZE:1.5 IN X 2 IN | MATL:316 SS DISC METAL : SAFETY RELIEF VALVE (130-PSV-1060-R1, 130-PSV-1061-R1, 105-PSV-0020-R1, 105-PSV-0021-R1, 130-PSV-2060-R1, 130-PSV-2061-R1) MODEL NUMBERS - 15-1543H-3-21-LP1, 15432H-3-21-LP1, 1543H-3-21-LP1. PART NUMBER WQQ815 REPLACED WITH PART N | EA | 5 | 2 | 3 | NO | 426.63 | 130745.0298 | GE-CONSOLIDATED | C03WQ Q815G024000 |  | 00 | [9 empty] | 43290 | 44383 | 43460
13500 | 29200000TL | 03483 | EG1039009 | S | 58100817 | 58 | EGTL Spares | Mtce | 66 | 66H | KIT TYPE:PILOT SOFTGOODS | APPLICATION:3 & 6 IN PRESSURE | PILOT SOFTGOODS KIT:FLUOROCARBON (39PV07-2GS), PART NUMBER:PSGK-38V022, MODEL NUMBERS - 4" 3910N-5-S4-*-MS-RF-GS/39PV07-2-CC-V-GS-60-LF, 4" 3910P-4-CC-*-DA-RF-GS/39PV07-2-CC-V-GS-60, 4-3910L-5-CC-MS-RF-GS-HH/39PV07-2-CC-V-GS-BN-L, 4-3910N-5-N1-*-MS-RF- | EA | 25 | 1 | 2 | NO | 618.0118 | 189145.5608 | GE-CONSOLIDATED | PSGK-38V022 |  | 01A, 02, 21 | [9 empty] | 43294 | 45039 | 43423 |  |  |  |  | -1 | 1
13501 | 29200000TL | 03483 | EG1039010 | S | 58100836 | 58 | EGTL Spares | Mtce | 66 | 66H | KIT:REBUILD TYPE:MAIN SOFT | GOODS KIT | APPLICATION:PROPORTIONAL RELIEF VALVES CONTAINS A:O-RING CONTAINS B:QUAD SEAL CONTAINS C:BONDED DISC CONTAINS D:RETAINER CONTAINS E:MECHA CONTAINS F:GASKET FLUOROCARBON FKM SEAL KIT FOR RL4 SERIES PROPORTIONAL RELIEF VALVES 130-PSV-0624, 130-PSV-0627, 130 | KI | 43 | 8 | 23 | NO | 34.2122 | 10482.1012 | SWAGELOCK USA | SS-3K-RL4-VI |  | 07 |  |  | 2BBB |  |  |  |  | RL4 SERIES |  | 43288 | 44533 | 43535
13502 | 29200000TL | 03483 | EG1030004 | S | 58100863 | 58 | EGTL Spares | Mtce | 66 | 66H | DISC:VALVE VALVE STYLE:RELIEF | VALVE SIZE:3/4 IN X 1 IN | DISK METAL: PN: 001038-263, MODEL: 2B/2CF422/CS 110-PSV-1885, 1886, 1887, 2207-R1, 2208-R1, 2211-R1, 2219-R1, 2236-R1, 2237-R1, 2239-R1, 2248-R1, 2274-R1, 2277-R1, 2288-R1, 2297-R1, 2399-R1, 2874, 2875, 2876, 2877QA Codes 02, 01A, 21 | KI | 3 | 0 | 0 | NO | 70.03 | 21460.6935 | BAILEY BIRKETT | 001038-263Q |  | 00 |  |  | 1BBB |  |  |  |  | 2B/2CF422/CS |  | 43373 | 44731 | 43420
13503 | 29200000TL | 03483 | EG1030004 | S | 58100865 | 58 | EGTL Spares | Mtce | 66 | 66H | DISC:VALVE VALVE STYLE:RELIEF | VALVE SIZE:1 IN X 2 IN SIZE:NA | PRESS. RATING:NA MATL:NA DISC METAL: PRESSURE SAFETY RELIEF VALVE: (110-PSV-0431, 110-PSV-0438, 110-PSV-0663, 110-PSV-0664); INLET 1 IN 600LB RF/OUTLET 2 IN 150LB RF; MODEL NUMBER- 1D2H4111A2/DS; SERIAL NUMBER S338942/C 1359-317QA Codes 02, 01A, 21 | KI | 1 | 1 | 2 | NO | 190.64 | 58421.628 | BAILEY BIRKETT | 007446-263 |  | 00 | [7 empty] | 1D2H4111A2/DS |  | 43373 | 44319 | 43420
13504 | 29300000TL | 03483 | EG1030004 | P | 58100868 | 58 | EGTL Spares | Mtce | 66 | 66H | DISC:VALVE VALVE STYLE:RELIEF | VALVE SIZE:3 IN X 4 IN SIZE:NA | PRESS. RATING:NA MATL:NA DISC METAL: PRESSURE SAFETY RELIEF VALVE: (110-PSV-1396-R1, 110-PSV-2396-R1); INLET 3 IN 150LB RF/OUTLET 4 IN 150LB RF; MODEL NUMBER- 3L4H111A2/DS; SERIAL NUMBER 653268/CO935-317QA Codes 02, 01A, 21 | KI | 2 | 1 | 2 | YES | 865.12 | 1331116.888 | BAILEY BIRKETT | 016388-263 |  | 00 | [7 empty] | 3L4H111A2/DS |  | 43770 |  | 45435
13505 | 29200000TL | 03483 | EG1030004 | P | 58100869 | 58 | EGTL Spares | Mtce | 66 | 66H | DISC:VALVE VALVE STYLE:RELIEF | VALVE SIZE:4 IN X 6 IN SIZE:NA | DISC METAL: WB300 TYPE, PART NUMBER: 016426-263, MODEL NUMBER: 4M6H4111A2/DSQA Codes 02, 01A, 21 | KI | 2 | 2 | 3 | NO | 491.49 | 150617.1105 | BAILEY BIRKETT | 016426-263 |  | 00 | [7 empty] | 4M6H4111A2/DS |  | 43373 |  | 43420
13506 | 29200000TL | 03483 | EG1030004 | P | 58100870 | 58 | EGTL Spares | Mtce | 66 | 66H | DISC:VALVE VALVE STYLE:RELIEF | VALVE SIZE:4 IN X 6 IN SIZE:NA | DISC METAL: WB 400R/H DISC TYPE, PN: 016501-263Q, MODEL NUMBER: 4N6H411422/DSQA Codes 02, 01A, 21. | KI | 2 | 2 | 3 | NO | 505.77 | 154993.2165 | BAILEY BIRKETT | 016501-263Q |  | 00 |  |  | 1BBB |  |  |  |  | 4N6H411422/DS |  | 43373 | 44383 | 43420
13507 | 29200000TL | 03483 | EG1030004 | P | 58100871 | 58 | EGTL Spares | Mtce | 66 | 66H | DISC:VALVE VALVE STYLE:RELIEF | VALVE SIZE:8 IN X 10 IN | SIZE:NA PRESS. RATING:NA MATL:NA DISC METAL: PRESSURE SAFETY RELIEF VALVE: (110-PSV-1204-R1, 110-PSV-2204-R1); INLET 8 IN 150LB RF/OUTLET 10 IN 150LB RF; MODEL NUMBER- 8T10H411422/DS; SERIAL NUMBER 5GB1-1508-004958QA Codes 02, 01A, 21. | KI | 2 | 1 | 2 | NO | 1101.01 | 337404.5145 | BAILEY BIRKETT | 016565-263 |  | 00 |  |  | 1BBB |  |  |  |  | 8T10H411422/DS |  | 43373 |  | 43420
13508 | 29200000TL | 03483 | EG1030004 | S | 58100872 | 58 | EGTL Spares | Mtce | 66 | 66H | DISC:VALVE VALVE STYLE:RELIEF | VALVE SIZE:1-1/2 IN X 3 IN | SIZE:NA PRESS. RATING:NA MATL:NA DISC METAL: PRESSURE SAFETY RELIEF VALVE: (110-PSV-0607, 110-PSV-0706, 110-PSV-0708); INLET 1-1/2 IN 150LB RF/OUTLET 3 IN 150LB RF; MODEL NUMBER- 1.5G3H411422/DS; SERIAL NUMBER S332084/C0908-302QA Codes 02, 01A, 21. | KI | 1 | 1 | 2 | NO | 1101.01 | 337404.5145 | BAILEY BIRKETT | 016566-263 |  | 00 | [7 empty] | 1.5G3H411422/DS |  | 43373 | 44566 | 43420
13509 | 29300000TL | 03483 | EG1030004 | S | 58100873 | 58 | EGTL Spares | Mtce | 66 | 66H | DISC:VALVE VALVE STYLE:RELIEF | VALVE SIZE:6 IN X 10 IN | SIZE:NA PRESS. RATING:NA MATL:NA DISC METAL: PRESSURE SAFETY RELIEF VALVE: (110-PSV-1090-R1, 110-PSV-2090-R1); INLET 6 IN 300LB RF/OUTLET 10 IN 150LB RF; MODEL NUMBER- 6R10H2211A2/DS; SERIAL NUMBER 5GB1-1512-021451QA Codes 02, 01A, 21 | KI | 3 | 0 | 1 | YES | 3131.6683 | 3693193.9335 | BAILEY BIRKETT | 016620-263 |  | 00 | [7 empty] | 6R10H2211A2/DS | CDSL 536 | 43770 | 45237 | 45338 |  |  |  |  | -1 | 1
13510 | 29200000TL | 03483 | EG1030004 | P | 58100874 | 58 | EGTL Spares | Mtce | 66 | 66H | DISC:VALVE VALVE STYLE:RELIEF | VALVE SIZE:3 IN X 4 IN SIZE:NA | PRESS. RATING:NA MATL:NA DISC METAL: PRESSURE SAFETY RELIEF VALVE: (110-PSV-1444, 110-PSV-2444); 3 IN INLET RF/4 IN OUTLET RF; MODEL NUMBER- 3L4H4111A2/DS; SERIAL NUMBER S332093/C1396-317QA Codes 02, 01A, 21 | KI | 2 | 1 | 2 | NO | 363.77 | 111477.3165 | BAILEY BIRKETT | 022485-263 |  | 00 | [7 empty] | 3L4H4111A2/DS |  | 43373 |  | 43420
13511 | 29200000TL | 03483 | EG1030004 | P | 58100875 | 58 | EGTL Spares | Mtce | 66 | 66H | DISC:VALVE VALVE STYLE:RELIEF | VALVE SIZE:3 IN X 4 IN SIZE:NA | PRESS. RATING:NA MATL:NA DISC METAL: PRESSURE SAFETY RELIEF VALVE: (110-PSV-1108-R1, 110-PSV-2108-R1); INLET 3 IN 150 LB; RF/ OUTLET 4 IN 150 LB;RF; MODEL NUMBER- 3L4H4111A2/DS; SERIAL NUMBER 656513/C1400-323QA Codes 02, 01A, 21 | KI | 2 | 0 | 0 | NO | 352.09 | 107897.9805 | BAILEY BIRKETT | 022699-263 |  | 00 | [7 empty] | 3K4H411162/DS |  | 43373 |  | 43420
13512 | 29200000TL | 03483 | EG1030004 | P | 58100876 | 58 | EGTL Spares | Mtce | 66 | 66H | DISC:VALVE VALVE STYLE:RELIEF | VALVE SIZE:2 IN X 3 IN SIZE:NA | PRESS. RATING:NA MATL:NA DISC METAL: PRESSURE SAFETY RELIEF VALVE: (110-PSV-0444, 110-PSV-0717); INLET 2 IN 150 LB RF/ OUTLET 3 IN 150 LBRF; MODEL NUMBER-2J3H4111A2/DS; SERIAL NUMBER S338949/C0896-317QA Codes 02, 01A, 21. | KI | 2 | 0 | 0 | NO | 352.09 | 107897.9805 | BAILEY BIRKETT | 022752-263 |  | 00 | [7 empty] | 2J3H4111A2/DS |  | 43373 |  | 43420
13513 | 29200000TL | 03483 | EG1040003 | S | 58100970 | 58 | EGTL Spares | Mtce | 66 | 66H | NOZZLE:VALVE VALVE SIZE:3 IN | MATL:STD NOZZLE: FOR SAFETY | RELIEF VALVE: NZL NOZZLE 3 J 4 JOS/JBS-55,56,6() RF SS, PN: 10055906; Legacy PN: 109752C5, MODEL NUMBER - 3J4JOS-E55RC-S; SET PRESSURE 71 BARG. | EA | 2 | 2 | 3 | NO | 6927.0898 | 2497215.865 | CROSBY | 10055906 |  | 01,01A,02,21 |  |  | 1BBB |  |  |  |  | 3J4JOS-E55RC-S |  | 43813
13514 | 29300000TL | 03483 | EG1004021 | P | 58100978 | 58 | EGTL Spares | Mtce | 66 | 66H | NOZZLE:VALVE VALVE SIZE:4 IN X | 6 IN MATL:SS STD NOZZLE: WB | 400 TYPE, FOR PRESSURE SAFETY RELIEF VALVE (110-PSV-1203-R1); MODEL NUMBER - 4N6H411422/DS; SET PRESSURE – 7.7 BAR; PART NUMBER - 016492-104Q; MANUFACTURER - BAILEY BIRKETT. | EA | 10 | 7 | 10 | YES | 1969.11 | 747277.245 | BAILEY BIRKETT | 016492-104Q |  | 01,01A,02,21 |  |  | 1AAA | [6 empty] | 43821 |  | 43861
13515 | 29300000TL | 03483 | EG1002020 | P | 58100980 | 58 | EGTL Spares | Mtce | 66 | 66H | NOZZLE:VALVE VALVE SIZE:1 IN X | 2 IN MATL:316 SS NOZZLE: FOR | PRESSURE SAFETY RELIEF VALVE (110-PSV-0431, 110-PSV-0438); MODEL NUMBER - 1D2H4111A2/DS; SET PRESSURE – 8.399 BAR; PART NUMBER - 006458-104Q; MANUFACTURER - BAILEY BIRKETT. | EA | 3 | 2 | 3 | YES | 814.275 | 309017.3625 | BAILEY BIRKETT | 006458-104Q |  | 01,01A,02,21 | [7 empty] | 1D2H4111A2/DS |  | 43821 | 44319 | 43861
13516 | 29300000TL | 03483 | EG1001011 | P | 58100991 | 58 | EGTL Spares | Mtce | 66 | 66H | INSERT TYPE:PALLET INSERT | SIZE:STD MATL:PTFE PALLET | INSERT: VACUUM PTFE (3”); P/N 02-09704-093; FOR 172-PSV-0570 172-PSV-0571, VALVE MODEL 2020B23TFRTS0202 | EA | 3 | 2 | 3 | YES | 121.25 | 43710.625 | VAREC | 02-09704-093 |  | 01,01A,07 | [9 empty] | 43822 |  | 43857
13517 | 29300000TL | 03483 | EG1003002 | P | 58101183 | 58 | EGTL Spares | Mtce | 66 | 66H | SPINDLE:VALVE TYPE:PSV | SIZE:STD MATL:STD SPINDLE: FOR | PRESSURE SAFETY VALVE,EQUIPMENT TAG # 172-TSV-0002 PART # 5055601 | EA | 1 | 0 | 1 | YES | 187.11 | 280157.9319 | DRESSER CONSOLIDATED | 5055601 |  | 01,01A,02 | [9 empty] | 44455 |  | 45681
13518 | 29300000TL | 03483 | EG1003002 | P | 58101184 | 58 | EGTL Spares | Mtce | 54 | 54A | GASKET:VALVE TYPE:PSV | STYLE:STD MATL:STD ID:STD | OD:STD THCK:STD GASKET: 5-15/32 X 5 X .031 FOR PRESSURE SAFETY VALVE, PART # 3650405 | EA | 1 | 0 | 1 | YES | 581.38 | 870490.717 | DRESSER CONSOLIDATED | 3650405 |  | 01,01A | [9 empty] | 44455 |  | 45681
13519 | 29300000TL | 03483 | EG1001018 | P | 58101410 | 58 | EGTL Spares | Mtce | 66 | 66H | DIAPHRAGM TYPE:SEE DESCRIPTION | SIZE:SEE DESCRIPTION | RATING:SEE DESCRIPTION MATL:SEE DESCRIPTION DIAPHRAGM - 1/4" – 1 /2” T-SERIES VALVE - VITON, MODEL:DIAPHRAGM, MODEL:PRM050-CPVS, P/N: PV-00802 | EA | 1 | 0 | 1 | YES | 151.61 | 111262.4581 | GRIFFCO | PV-00802 |  | 01A,02,21 | [7 empty] | PRM050-CPVS | IZN003 | 44036 | 45617 | 45112 |  |  | -1 | 1 | -1 | 1
13520 | 29300000TL | 03483 | EG1003010 | P | 58101411 | 58 | EGTL Spares | Mtce | 66 | 66H | KIT:REBUILD TYPE:SOFT GOODS & | COVER APPLICATION:SEE | DESCRIPTION CONTAINS A:PALLET SOFT GOODS KIT & COVER CONTAINS B:PALLET SOFT GOODS KIT & COVER CONTAINS C:PALLET SOFT GOODS KIT & COVER CONTAINS D:PALLET SOFT GOODS KIT & COVER CONTAINS E:PALLET SOFT GOODS KIT & COVER CONTAINS F:PALLET SOFT GOODS KIT & COV | EA | 3 | 2 | 3 | YES | 107.7785 | 43060.3143 | PROTECTOSEAL | 8546D-318-107 |  | 01A,02,21 | [7 empty] | F18546D6 |  | 44036 | 44595 | 44764
13521 | 29300000TL | 03483 | EG1029014 | S | 58101414 | 58 | EGTL Spares | Mtce | 66 | 66H | VALVE:RELIEF TYPE:SAFETY SET | PRESS.:5BARG INLET SIZE:1/2 IN | INLET CONN:FLG OUTLET SIZE:1/2 IN OUTLET CONN:FLG DESIGN RATING:10 - 150 PSIG BODY MATL:316 SS TRIM:SS OPERATED:PRESSURE TEMP RATING:300 DEG C SOFTGOODS:V I T ON O-R 174-PSV-0341, 174-PSV-0342, 174 -PSV-0344, 174-PSV-0345 | EA | 5 | 3 | 5 | YES | 1842.75 | 699415.4933 | GRIFFCO | PRG0 50-SVF-OSS |  | 01,01A,08 |  |  | 1BBB |  |  |  |  | PRG0 50-SVF-OSS |  | 44082 |  | 44113
13522 | 29300000TL | 03483 | EG1004002 | S | 58102064 | 58 | EGTL Spares | Mtce | 66 | 66H | VALVE:RELIEF TYPE:SAFETY SET | PRESS.:6.2 BARG INLET SIZE:12 | MM INLET CONN:MNPT OUTLET SIZE:12 MM OUTLET CONN:FNPT DESIGN RATING:0.378 AM3 /MIN BODY MATL:BRONZE TRIM:STAINLESS STEEL OPERATED:PRESSURE TEMP RATING:119.84 DEG F SOFTGOODS:SILICON VALVE: PRESSURE RELIEF; INLET 12MM MNPT X OUTLET 12MM FNPT; 6.2 BARG SET | EA | 1 | 2 | 3 | YES | 192 | 78762.4884 | KIM HOTSTART | PRP203-018-000 |  | 01,01A,02,05,07,22 |  |  | 1ABB | [6 empty] | 44326 | 44735 | 44448
13523 | 29200000TL | 03483 | EG1004012 | P | 58800002 | 58 | EGTL Spares | Mtce | 54 | 54A | O RING: 010 VITON | TEFLON COATED | Gaskets : TOC ANALYZER | EA | 12 | 6 | 12 | NO | 22.64 | 3514.6336 | GE SIEVERS | HOR 90010-01 |  | 01 | 6 |  |  |  |  | 56749 |  | 902 |  | 41090 |  | 41302
13524 | 29200000TL | 03483 | EG1004012 | P | 58800003 | 58 | EGTL Spares | Mtce | 53 | 53Z | CONNECTOR:TUBE | FOR DI LOOP | Fittings - Tube :TOC ANALYZER | EA | 12 | 6 | 12 | NO | 52.81 | 8198.2244 | GE SIEVERS | MTM 96012-04 |  | 01 | 6 |  | 1BBB |  |  | 56749 |  |  |  | 41090 |  | 41302
13525 | 29200000TL | 03483 | EG1004012 | P | 58800004 | 58 | EGTL Spares | Mtce | 14 | 14A | ASSEMBLY:FAN, 900 LAB | TOC ANALYZER | Analyzers & Monitors : | EA | 1 | 0 | 0 | NO | 71.66 | 11124.4984 | GE SIEVERS | AFN 96010-01 |  | 01 | 1 |  | 2BBB |  |  | 56749 |  |  |  | 41090 |  | 41302
13526 | 29200000TL | 03483 | EG1004012 | P | 58800005 | 58 | EGTL Spares | Mtce | 76 | 76Z | TUBING: SYRINGE PUMP | OXIDIZER OUTLET | Pumps-Other : TOC ANALYZER | EA | 4 | 2 | 4 | NO | 90.25 | 14010.41 | GE SIEVERS | CASM01008 A |  | 00 | 2 |  |  |  |  | 56749 |  |  |  | 41090 |  | 41302
13527 | 29200000TL | 03483 | EG1004012 | P | 58800006 | 58 | EGTL Spares | Mtce | 76 | 76Z | TUBING: SYRINGE PUMP | ACID OULET | Pumps-Other : TOC ANALYZER | EA | 3 | 2 | 4 | NO | 81.71 | 12684.6604 | GE SIEVERS | CASM 01007 B |  | 00 | 2 |  |  |  |  | 56749 |  | 902 |  | 41090 | 44164 | 41302
13528 | 29200000TL | 03483 | EG1004012 | P | 58800008 | 58 | EGTL Spares | Mtce | 14 | 14A | TUBING:SYRINGE PUMP, INLET | TOC ANALYZER | Analyzers & Monitors : | EA | 4 | 0 | 0 | NO | 81.71 | 12684.6604 | GE SIEVERS | CASM 01005-01 |  | 00 | 2 |  |  |  |  | 56749 |  |  |  | 41090 |  | 41302
13529 | 29200000TL | 03483 | EG1004012 | P | 58800009 | 58 | EGTL Spares | Mtce | 14 | 14A | KIT: 900 POWER SUPPLY | TOC ANALYZER | Analyzers & Monitors : | EA | 1 | 0 | 0 | NO | 357.35 | 55475.014 | GE SIEVERS | CAPK 96001-01 |  | 01,22 | 1 |  | 2BBB |  |  | 56749 |  |  |  | 41090 |  | 41302
13530 | 29200000TL | 03483 | EG1004011 | P | 58800010 | 58 | EGTL Spares | Mtce | 14 | 14A | SYRINGE REPLACEMENT OXIDIZER | TOC ANALYZER | Analyzers & Monitors : SYRINGE REPLACEMENT OXIDIZER FOR GE SIEVERS 900 TOC ON-LINE ANALYZER PART NUMBER: CAPK 96159-01 TAG: 172-AT-0012 MANUFACTURER: GE SIEVERS WATER & PROCESS TECHNOLOGIES, ANALYTICAL INSTRUMENTS, 6060 SPINE ROAD, BOULDER, CO 80301, | EA | 1 | 1 | 2 | NO | 949.55 | 289769.1958 | GE SIEVERS, BOULDER, USA | APK 96159-01 |  | 01,22 | 1 |  |  |  |  | 56749 |  |  |  | 41090 | 43738 | 43092
13531 | 29200000TL | 03483 | EG1004012 | P | 58800011 | 58 | EGTL Spares | Mtce | 14 | 14A | KIT: 900 DISPLAY BOARD | TOC ANALYZER | Analyzers & Monitors : Old PN: CAPK 96020-01 | EA | 1 | 0 | 0 | NO | 580.54 | 90123.0296 | GE SIEVERS | CAPK 96740-01 |  | 01,22 | 1 |  | 2BBB |  |  | 56749 |  |  |  | 41090 |  | 41302
13532 | 29200000TL | 03483 | EG1004012 | P | 58800012 | 58 | EGTL Spares | Mtce | 14 | 14A | POWER SUPPLY: UV 900 | TOC ANALYZER | Analyzers & Monitors : | EA | 1 | 0 | 0 | NO | 608.59 | 94477.5116 | GE SIEVERS | APS 96067-02 |  | 01,10,22 | 1 |  | 2BBB |  |  | 56749 |  |  |  | 41090 |  | 41302
13533 | 29200000TL | 03483 | EG1004012 | P | 58800013 | 58 | EGTL Spares | Mtce | 14 | 14A | KIT:900 DISPLAY REPLACEMENT | TOC ANALYZER | Analyzers & Monitors : Old PN: CAPK 96026-01 | EA | 1 | 0 | 0 | NO | 1325.72 | 205804.7728 | GE SIEVERS | CAPK 96710-01 |  | 01,22 | 1 |  | 2BBB |  |  | 56749 |  |  |  | 41090 |  | 41302
13534 | 29200000TL | 03483 | EG1004012 | P | 58800014 | 58 | EGTL Spares | Mtce | 14 | 14A | KIT: IWAKI PUMP REPLACEMENT | TOC ANALYZER | Analyzers & Monitors : | EA | 2 | 1 | 2 | NO | 1228.15 | 190658.006 | GE SIEVERS | DAPK 96112-01 |  | 01,22 | 1 |  |  |  |  | 56749 |  |  |  | 41090 |  | 41302
13535 | 29200000TL | 03483 | EG1004012 | P | 58800015 | 58 | EGTL Spares | Mtce | 76 | 76Z | KIT: PUMP REPLACEMENT | 900 SAMPLE | Pumps-Other : TOC ANALYZER. | EA | 2 | 1 | 2 | NO | 1555.01 | 241399.7524 | GE SIEVERS | CAPK 96200 |  | 01,22 | 1 |  |  |  |  | 56749 |  |  |  | 41090 |  | 41302
13536 | 29200000TL | 03483 | EG1004012 | P | 58800016 | 58 | EGTL Spares | Mtce | 14 | 14A | KIT: 900 ANALOG BOARD | TOC ANALYZER | Analyzers & Monitors : | EA | 1 | 0 | 0 | NO | 1920.9 | 298200.516 | GE SIEVERS | CAPK 96007-01 |  | 01,22 | 1 |  |  |  |  | 56749 |  |  |  | 41090 |  | 41302
13537 | 29200000TL | 03483 | EG1004012 | P | 58800017 | 58 | EGTL Spares | Mtce | 76 | 76Z | KIT: PUMP REPLACEMENT | 900 SYRINGE | Pumps-Other : TOC ANAYLZER. OLD PN : CAPK 96150-02, Replaced with CAPK 96150-01 Later Replaced with CAPK 96156-01 | EA | 2 | 1 | 2 | NO | 2233.2425 | 605714.7255 | GE SIEVERS | CAPK 96156-01 |  | 01 | 1 |  | 1CCC |  |  | 56749 |  |  |  | 41090 | 43649 | 43815
13538 | 29200000TL | 03483 | EG1004012 | P | 58800018 | 58 | EGTL Spares | Mtce | 14 | 14A | ASSEMBLY:900 UV REACTOR | TOC ANALYZER | Analyzers & Monitors : Old PN: ARE 96155-02 | EA | 1 | 0 | 0 | NO | 2608.76 | 404983.9024 | GE SIEVERS | ARE 96155-01 |  | 01,22 | 1 |  | 2BBB |  |  | 56749 |  |  |  | 41090 |  | 41302
13539 | 29200000TL | 03483 | EG1004012 | P | 58800019 | 58 | EGTL Spares | Mtce | 14 | 14A | KIT: 900 SYSTEM BOARD | TOC ANALYZER | Analyzers & Monitors : | EA | 1 | 0 | 0 | NO | 953.74 | 148058.5976 | GE SIEVERS | CAPK 96015-01 |  | 01,22 | 1 |  |  |  |  | 56749 |  |  |  | 41090 |  | 41302
13540 | 29200000TL | 03483 | EG1004012 | P | 58800020 | 58 | EGTL Spares | Mtce | 14 | 14A | ASSEMBLY: CPVC IOS | TOC ANALYZER | Analyzers & Monitors : | EA | 1 | 0 | 0 | NO | 5031 | 1534958.1 | GE SIEVERS | ASM 00650-01 |  | 01,22 | 1 |  | 2BBB |  |  | 56749 |  |  |  | 41090 | 42863 | 42912
13541 | 29200000TL | 03483 | EG1004012 | P | 58800021 | 58 | EGTL Spares | Mtce | 14 | 14A | TUBING: 900 SAMPLE PUMP | FOR TOC ANALYZER | Analyzers & Monitors : | EA | 1 | 2 | 4 | NO | 90.25 | 14010.41 | GE SIEVERS | CATU 96200 |  | 00 | 1 |  |  |  |  | 56749 |  |  |  | 41090 | 44984 | 41302 |  |  |  |  | -1 | 1
13542 | 29300000TL | 03483 | EG1005006 | P | 58800023 | 58 | EGTL Spares | Mtce | 14 | 14A | SENSOR: O2 (OXYGEN) | LABORATORY AND ANALYZER HOUSE | Model Number:GTSO225VT: Date of manufacture should not be more than 4 month at the time of delivery. | EA | 5 | 2 | 3 | YES | 881 | 1369234.94 | DETRONICS | 009471-309 |  | 01,07,22 | 1 |  |  |  |  | 56751 |  | GTSO225VSES |  | 43782 | 45814 | 45384 | -1 | 1 |  |  | -9 | 5
13543 | 29200000TL | 03483 | EG1040002 | S | 58800033 | 58 | EGTL Spares | Mtce | 66 | 66C | VALVE | BUTTERFLY 4IN | Valve-Butterfly : | EA | 1 | 0 | 1 | NO | 2832.417 | 439645.64 | ATLAS COPCO | 1617 6536 80 |  | 02,22 | 1 |  | 2CBC |  |  | 56897 |  |  |  | 41090 | 41536 | 41572
13544 | 29200000TL | 03483 | EG1040002 | S | 58800034 | 58 | EGTL Spares | Mtce | 66 | 66C | VALVE | BUTTERFLY 3IN | Valve-Butterfly : | EA | 1 | 0 | 0 | NO | 2294.0842 | 356086.02 | ATLAS COPCO | 1617 6513 80 |  | 02,22 | 1 |  | 2CBC |  |  | 56897 |  |  |  | 41090 | 41536 | 41572
13545 | 29200000TL | 03483 | EG1040002 | S | 58800035 | 58 | EGTL Spares | Mtce | 66 | 66C | VALVE | BUTTERFLY | Valve-Butterfly : | EA | 1 | 0 | 1 | NO | 4341.2713 | 673848.87 | ATLAS COPCO | 1617 6537 80 |  | 02,22 | 1 |  | 2CBC |  |  | 56897 |  |  |  | 41096 | 41536 | 41572
13546 | 29200000TL | 03483 | EG1030011 | P | 58800113 | 58 | EGTL Spares | Mtce | 58 | 58Z | IDENTIFICATION: | TAG | Signs - Non illuminated :Grainger Item #4ZH18, Material Cardstock, Legend Description___ Part No.___ Serial No.___ Job No.___ P.O. No.___ Quantity___ By___ Date___, Legend/Background Color Black/Yellow, Height 3 In., Width 5-3/4 In., Hole Size 3/8 In., Gr | EA | 8 | 7 | 10 | NO | 97.5 | 15136.875 | BRADY | 86740 | 4ZH18 | 00 | 1 |  | 1CCC |  |  | 58534 |  |  |  | 41183 | 42257 | 41401
13547 | 29200000TL | 03483 | EG1030011 | S | 58800114 | 58 | EGTL Spares | Mtce | 58 | 58Z | TAG | REPAIR | Signs - Non illuminated :Grainger # 2RMV6, Material Cardstock, Legend/Background Color Black/Yellow, Height 3 In., Width 5-3/4 In., Standards ISO 9001, Package Quantity 100 | EA | 10 | 3 | 10 | NO | 97.5 | 15136.875 |  |  | 2RMV6 | 00 | 1 |  | 2CBC |  |  | 58534 |  |  |  | 41183 |  | 41401
13548 | 29200000TL | 03483 | EG1030011 | P | 58800115 | 58 | EGTL Spares | Mtce | 58 | 58Z | TAG: PERFORATED | FOR GAS CYLINDER | Signs - Non illuminated :Indicating Full/In Service/Empty; Package of 100; Grainger Item # 9HN35; UNSPSC # 55121503, | PK | 10 | 7 | 10 | NO | 39.7 | 6493.825 | BADGER TAG & LABEL |  | 9HN35 | 00 | 1 |  |  |  |  | 58534 |  |  |  | 41183 | 41965 | 41984
13549 | 29200000TL | 03483 | EG1029013 | S | 58800209 | 58 | EGTL Spares | Mtce | 14 | 14I | IGNITOR: ASSEMBLY | FOR FLO-CAL 5000 WOBBE | Temperature and heat measuring instruments : CALORIFIC ANALYZER | EA | 2 | 2 | 4 | NO | 391.6943 | 60814.46 | THERMO ELECTRIC | 89-2555-0 |  | 00 | 1 |  |  |  |  | 59356 |  |  |  | 41291 | 44169 | 41396
13550 | 29200000TL | 03483 | EG1029013 | S | 58800210 | 58 | EGTL Spares | Mtce | 14 | 14I | DIAPHRAGM: COMPENSATION | FOR FLO-CAL 5000 WOBBE | Temperature and heat measuring instruments : CALORIFIC ANALYZER. | EA | 3 | 2 | 4 | NO | 431.0594 | 105451.5775 | THERMO ELECTRIC | 52-1002-0 |  | 00 | 1 |  |  |  |  | 59356 |  |  |  | 41291 | 43604 | 42507
13551 | 29200000TL | 03483 | EG1029013 | S | 58800211 | 58 | EGTL Spares | Mtce | 14 | 14I | DIAPHRAGM | FLO-CAL 5000 WOBBE | Temperature and heat measuring instruments : CALORIFIC ANALYZER. | EA | 3 | 2 | 4 | NO | 333.8569 | 81799.5975 | THERMO ELECTRIC | 52-1000-0 |  | 00 | 1 |  | 2CBC |  |  | 59356 |  |  |  | 41291 | 43604 | 42507
13552 | 29200000TL | 03483 | EG1029013 | S | 58800212 | 58 | EGTL Spares | Mtce | 14 | 14H | SWITCH: PRESSURE 0.4 IN W.C | - 1.6 W.C | Pressure measuring and control Instruments : FOR FLO-CAL 5000 WOBBE CALOFIFIC ANALYZER | EA | 3 | 2 | 3 | NO | 354.12 | 69559.7916 | DWYER | 25-1012-0 |  | 01,10 | 1 |  |  |  |  | 59356 |  |  |  | 41291 | 42108 | 42326
13553 | 29200000TL | 03483 | EG1029013 | S | 58800213 | 58 | EGTL Spares | Mtce | 14 | 14H | SWITCH: PRESSURE 3IN W.C | FOR FLO-CAL 5000 WOBBE | Pressure measuring and control Instruments : CALORIFIC ANALYZER. | EA | 3 | 2 | 3 | NO | 156.3035 | 28253.9467 | THERMO ELECTRIC | 25-1103-0 |  | 01,10 | 1 |  |  |  |  | 59356 |  |  |  | 41291 | 42181 | 42213
13554 | 29200000TL | 03483 | EG1029013 | S | 58800214 | 58 | EGTL Spares | Mtce | 14 | 14I | CALORIMETER | WOBBE | Temperature and heat measuring instruments : FLO-CAL MODEL 5000 EXPLOSION PROOF; USED TO MEASURE THE HEATING VALUE OF COMBUSTIBLE GASES | EA | 3 | 1 | 3 | NO | 292.7851 | 45457.81 | THERMO ELECTRIC | 64-1003-0 |  | 00 | 1 |  | 2CBC |  |  | 59356 |  |  |  | 41291 |  | 41396
13555 | 29200000TL | 03483 | EG1029013 | S | 58800234 | 58 | EGTL Spares | Mtce | 76 | 76Z | DIAPHRAGM: FOR FLO-CAL 5000 | WOBBE CALORIFIC VALUE ANALYZER | Pumps-Other : TAG: 178-AT-0001A & 178-AT-0001B | EA | 3 | 2 | 4 | NO | 406.4294 | 97828.5925 | THREMO ELECTRON CORPORATI | 52-1001-0 |  | 00 | 1 |  |  |  |  | 59811 |  |  |  | 41302 | 43604 | 42528
13556 | 29200000TL | 03483 | EG1029013 | S | 58800245 | 58 | EGTL Spares | Mtce | 14 | 14I | RELAY | TIMER | Temperature and heat measuring instruments : FOR FLO CAL 5000 WOBBE CALORIFIC ANALYZER. TAG: 178 AT 0001A & 178 AT 0001B | EA | 2 | 1 | 2 | NO | 531.7499 | 96443.055 | THERMO ELECTRIC | 14-1214-0 |  | 01,10 | 1 |  | 2CBC |  |  | 59892 |  |  |  | 41305 | 42000 | 42100
13557 | 29200000TL | 03483 | EG1029013 | S | 58800246 | 58 | EGTL Spares | Mtce | 14 | 14I | WAND | MAGNETIC ASSY VII | Temperature and heat measuring instruments : FOR FLO CAL 5000 WOBBE CALORIFIC ANALYZER. TAG: 178 AT 0001A & 178 AT 0001B | EA | 4 | 2 | 4 | NO | 369.1882 | 57320.16 | THERMO ELECTRIC | HA-001633 |  | 00 | 1 |  | 2CBC |  |  | 59892 |  |  |  | 41305 |  | 41396
13558 | 29200000TL | 03483 | EG1029013 | S | 58800247 | 58 | EGTL Spares | Mtce | 14 | 14I | IGNITOR | CALORIFIC ANALYZER | Temperature and heat measuring instruments : FOR FLO CAL 5000 WOBBE CALORIFIC ANALYZER. TAG: 178 AT 0001A & 178 AT 0001B | EA | 1 | 1 | 2 | NO | 498.7525 | 77436.32 | THERMO ELECTRIC | 3-1004-0 |  | 00 | 1 |  | 2CBC |  |  | 59892 |  |  |  | 41305 | 44193 | 41396
13559 | 29200000TL | 03483 | EG1030012 | S | 58800254 | 58 | EGTL Spares | Mtce | 56 | 56Z | PLUG:NUPRO HEX | MARK II FIRE PUMP CONT | Fasteners / Hardware : | EA | 19 | 10 | 20 | NO | 20 | 3105 | NUPRO | SS-6-P |  | 01 | 1 |  |  |  |  | 59902 |  |  |  | 41305 | 45154 | 41376 |  |  |  |  | -1 | 1
13560 | 29200000TL | 03483 | EG1030010 | S | 58800269 | 58 | EGTL Spares | Mtce | 66 | 66Z | WRENCH: VALVE WHEEL 8 IN LG | DOUBLE END FORGED | Valve-Other : TITAN TYPE: STEEL 14 OZS CATALOGUE NUMBER: VW0 WEBSITE: HTTP://WWW.GEARENCH.COM/PRODUCTS/TITAN-VALVE-WHEEL-WRENCH.ASP | EA | 5 | 14 | 20 | NO | 45.5 | 13452.25 | GEARENCH | VW0 |  | 01 | 20 |  |  |  |  | 59803 |  |  |  | 41334 | 44926 | 42516
13561 | 29200000TL | 03483 | EG1030003 | P | 58800270 | 58 | EGTL Spares | Mtce | 66 | 66Z | WRENCH REFINERY TITAN | 1/8 IN - 1 IN, 10 IN LG | Valve-Other : 3/4 OPENING TYPE: STEEL 1-1/2 LBS . CATALOGUE NUMBER: RW1; WEBSITE: HTTP://WWW.GEARENCH.COM/PRODUCTS/REFINERY-WRENCH.ASP | EA | 2 | 7 | 12 | NO | 151.5845 | 46133.7082 | GEARENCH | RW1 |  | 01 | 20 |  |  |  |  | 59803 |  |  |  | 41334 | 44939 | 43187 |  |  |  |  | -5 | 1
13562 | 29200000TL | 03483 | EG1030013 | P | 58800281 | 58 | EGTL Spares | Mtce | 28 | 28A | ACTUATOR: HF ELECTRONIC | FIRE SUPPRESSION MUSTANGS CPG | Fire Protection / Prevention Equipment & Materials : TAG: 173-GE-013A,B,C AND D FOR CPG. | EA | 3 | 2 | 4 | NO | 392.69 | 60996.5983 | ANSUL | 73327 |  | 01,10,22 | 1 |  |  |  |  | 59923 |  |  |  | 41339 | 45998 | 41579 | 0 | 2
13563 | 29300000TL | 03483 | EG1040011 | P | 58800289 | 58 | EGTL Spares | Mtce | 87 | 87B | COUPLING | SHAFT PROTECTOR | Engines - Parts : S/A, 1.18-6B SPL, MON, 538 BOI X 538 PROT, FACT SHIM, 1019 HP (PROTECTOR - PROTECTOR) | EA | 2 | 0 | 1 | YES | 851.625 | 880694.9438 | SCHLUMBERGER | 100191221 |  | 01,02 | 1 |  | 2CBC |  |  | 60277 |  |  |  | 43854 | 45425 | 45168 |  |  | -1 | 1 | -1 | 1
13564 | 29200000TL | 03483 | EG1002017 | P | 58800308 | 58 | EGTL Spares | Mtce | 66 | 66F | BOARD: PRINTED WIRING | HC TIER DVC6200 PWB KIT | Valve - Parts & Accessories :DIAGNOSTICS FOR DVC 6000 DIGITAL VALVE CONTROLLER HARTDVC6KPWB-HC ? HC Tier Diagnostics (Hart) Part No DVC-1895-376755 | EA | 16 | 0 | 0 | NO | 1106.7333 | 181836.7667 | FISHER | 19B3866X072 |  | 01,02,22 | 1 |  |  |  |  | 60958 |  | DVC6000 |  | 41383 | 45761 | 41862 | -6 | 4
13565 | 29200000TL | 03483 | EG1002010 | P | 58800309 | 58 | EGTL Spares | Mtce | 66 | 66P | BOARD TYPE:PRINTED WIRING | BOARD HART PD SIZE:PART NO | :DVC-1895-3597949 MATL:FISHER DVC6200 HART POSITIONER MANUFACTURER: FISHER ITEM: PRINTED WIRING BOARD (PWB) HW2 KIT FOR FISHER DVC 6200 HART POSITIONERS PD (PERFORMANCE) TIER DIAGNOSTICS PART NO :DVC-1895-3597949 | EA | 9 | 10 | 30 | NO | 1931.2143 | 318522.3929 | FISHER | 19B3869X072 |  | 01,02,22 | 1 |  |  |  |  | 60958 |  |  | KGISL040 | 41383 | 45507 | 41862 |  |  | -5 | 4 | -1 | 1
13566 | 29200000TL | 03483 | EG1040005 | S | 58800316 | 58 | EGTL Spares | Mtce | 71 | 71D | SOLENOID:VALVE 24VDC | FOR THE KV VALVES ON MOL SIEVE | Compressor - Gas - Unit & Parts : Ceramic Size 3 Double PACKAGE OF UNIT 10(ASU)110-KV-1130,110-KV-1110,110-KV-1120,110-KV-1148,110-KV-1147,110-KV-1145,110-KV-1146,110-KV-1140,110-KV-1141,110-KV-1142,110-KV-1143,110-KV-1149 & 110-KV-1144 FOR TRAIN 1 SAME F | EA | 2 | 4 | 8 | NO | 547.69 | 126229.2365 | REXROTH | R432009269 |  | 02,22 | 1 |  |  |  |  | 60963 |  |  |  | 41384 | 45926 | 42790 | -2 | 1 |  |  | -1 | 1
13567 | 29200000TL | 03483 | EG1040018 | S | 58800317 | 58 | EGTL Spares | Mtce | 71 | 71D | SWITCH: LIMIT | POSITION INDICATOR/TRANSMITTER | Compressor - Gas - Unit & Parts : FOR KV VALVES ON MOL SIEVE PACKAGE OF UNIT 10 (ASU) 110-KV-1130,110-KV-1110,110-KV-1120,110-KV-1148,110-KV-1147,110-KV-1145,110-KV-1146,110-KV-1140,110-KV-1141,110-KV-1142,110-KV-1143,110-KV-1149 & 110-KV-1144 FOR TRAIN 1 | EA | 7 | 4 | 8 | NO | 296.71 | 46067.1946 | STONEL VALVE POINT | QX2VE03SRA | QX2VE03SRA | 01,02,10,22 | 1 |  | 1BBB |  |  | 60963 |  |  |  | 41384 | 44754 | 41533
13568 | 29200000TL | 03483 | EG1002021 | P | 58800334 | 58 | EGTL Spares | Mtce | 66 | 66Z | BATH: INSULATION | FOR COLD FILTER | Valve-Other : PLUG POINT ANALYZER CFPP. TAG: 150-AT-0011 MANUFRACTURER: PAC, 2340 S ARLINGTON HEIGHTS ROAD, SUITE 512, ARLINGTON HEIGHTS, ILLINOIS, 60005, USA | EA | 2 | 1 | 2 | NO | 257.69 | 40001.2187 | PRECISION SCIENTIFIC | 576705 |  | 01 | 1 |  |  |  |  | 61241 |  |  |  | 41409 |  | 41706
13569 | 29200000TL | 03483 | EG1002021 | P | 58800335 | 58 | EGTL Spares | Mtce | 76 | 76Z | PUMP: SAMPLE RECOVERY | FOR COLD FILTER | Pumps-Other : PLUG POINT ANALYZER CFPP. TAG: 150-AT-0011 MANUFRACTURER: PAC, 2340 S ARLINGTON HEIGHTS ROAD, SUITE 512, ARLINGTON HEIGHTS, ILLINOIS, 60005, USA | EA | 2 | 0 | 0 | NO | 5425.89 | 842260.9047 | PRECISION SCIENTIFIC | 576140 |  | 22 | 1 |  |  |  |  | 61241 |  |  |  | 41409 |  | 41706
13570 | 29200000TL | 03483 | EG1002021 | P | 58800336 | 58 | EGTL Spares | Mtce | 11 | 11Z | SWITCH: FLOW | FOR COLD FILTER | Flow Measuring Instruments : PLUG POINT ANALYZER CFPP TAG: 150-AT-0011 MANUFRACTURER: PAC, 2340 S ARLINGTON HEIGHTS ROAD, SUITE 512, ARLINGTON HEIGHTS, ILLINOIS, 60005, USA | EA | 1 | 0 | 1 | NO | 1972.79 | 306236.1917 | PRECISION SCIENTIFIC | 576692 |  | 01,10,22 | 1 |  | 1BBB |  |  | 61241 |  |  |  | 41409 | 42807 | 41706
13571 | 29200000TL | 03483 | EG1040008 | S | 58800366 | 58 | EGTL Spares | Mtce | 78 | 78Z | VALVE | GP-DIVERTER-6-7 | *OBS* Turbines - Other : DO NOT REORDER | EA | 1 | 0 | 0 | NO | 0 | 0 | JLG | JG1001104477 |  | 02 |  |  | 2CBC | [6 empty] | 41412
13572 | 29200000TL | 03483 | EG1040008 | S | 58800377 | 58 | EGTL Spares | Mtce | 87 | 87B | HARNESS: QC DASH CD | C12 | Engines - Parts : DO NOT REORDER | EA | 2 | 0 | 0 | NO | 0 | 0 | JLG | 10010900067 |  | 00 | [9 empty] | 41412
13573 | 29200000TL | 03483 | EG1040012 | S | 58800382 | 58 | EGTL Spares | Mtce | 87 | 87B | HOSE | ASSEMBLY | Engines - Parts : DO NOT REORDER | EA | 1 | 0 | 0 | NO | 0 | 0 | JLG | JG84719455 |  | 01 |  |  | 2CBC | [6 empty] | 41412
13574 | 29200000TL | 03483 | EG1040012 | S | 58800386 | 58 | EGTL Spares | Mtce | 76 | 76B | HARNESS: BOOM AUX | ELECTRIC | *OBS* Pumps - Parts : DO NOT REORDER | EA | 1 | 0 | 0 | NO | 0 | 0 | JLG | JG1001126834 |  | 01,10,22 | [9 empty] | 41412
13575 | 29200000TL | 03483 | EG1040008 | S | 58800387 | 58 | EGTL Spares | Mtce | 76 | 76B | HARNESS | BOOM WIRE | *OBS* Pumps - Parts : DO NOT REORDER | EA | 1 | 0 | 0 | NO | 0 | 0 | JLG | GL91363151 |  | 00 |  |  | 2CBC | [6 empty] | 41412
13576 | 29200000TL | 03483 | EG1040010 | S | 58800402 | 58 | EGTL Spares | Mtce | 14 | 14Z | COVER | CYLINDER FRONT | Instruments - Other & Parts : DO NOT REORDER | EA | 1 | 0 | 0 | NO | 0 | 0 | JLG | JG1001001587 |  | 01 |  |  | 2CBC | [6 empty] | 41412
13577 | 29200000TL | 03483 | EG1040010 | S | 58800409 | 58 | EGTL Spares | Mtce | 77 | 77Z | SHIELD | FLEX TRIM | *OBS* Tank-Other : DO NOT REORDER | EA | 1 | 0 | 0 | NO | 0 | 0 | JLG | JG4060804 |  | 00 |  |  | 2CBC | [6 empty] | 41412
13578 | 29200000TL | 03483 | EG1029004 | S | 58800470 | 58 | EGTL Spares | Mtce | 28 | 28E | TUBE: TESTER SULFUR DIOXIDE | 1/A, 1-25PPM | Fire and Gas Control Systems : DRAGER TUBES - SULFUR DIOXIDE 1/A, 1-25PPM MANUFACTURER: DRAGER MODEL #CH 31701. (COMES IN PACK OF 10 EA) | EA | 30 | 10 | 30 | NO | 88.37 | 17380.6116 | DRAEGER | CH 31701 |  | 01 | [9 empty] | 41412 |  | 41879
13579 | 29200000TL | 03483 | EG1040019 | S | 58800474 | 58 | EGTL Spares | Mtce | 51 | 51Z | HOSE | EXTENSION 3M | Electric-Other : DRAGER EXTENSION HOSES, 3M MANUFACTURER: DRAGER PART #6400077 | EA | 15 | 5 | 10 | NO | 116.0075 | 18009 | DRAEGER | 6400077 |  | 01 |  |  | 2CBC | [6 empty] | 41412
13580 | 29200000TL | 03483 | EG1029006 | S | 58800492 | 58 | EGTL Spares | Mtce | 34 | 34Z | BAR | STIR SAMPLE CELL | Laboratory - Other :PART OF INSTALLATION KIT FOR SILICA ANALYZER. TAG: 172 AT 0503, 0506, 0509 AND 0512 | EA | 7 | 4 | 8 | NO | 59 | 9160.34 | HACH | 44936-00 |  | 01,22 | 1 |  | 2CBC |  |  | 61441 |  |  |  | 41423 | 45868 | 41500 | -1 | 1
13581 | 29200000TL | 03483 | EG1029006 | P | 58800495 | 58 | EGTL Spares | Mtce | 14 | 14A | GAUGE: SPACER FITTING | FOR SILICA ANALYZER | Analyzers & Monitors : PART OF INSTALLATION KIT FOR SILICA ANALYZER. TAG: 172 AT 0503, 0506, 0509 AND 0512 | EA | 6 | 2 | 6 | NO | 27.85 | 4323.991 | HACH | 45548-00 |  | 05 | 1 |  |  |  |  | 61441 |  |  |  | 41423 |  | 41500
13582 | 29200000TL | 03483 | EG1028013 | S | 58800501 | 58 | EGTL Spares | Mtce | 14 | 14Z | KEYBOARD | ASSEMBLY | Instruments - Other & Parts : FOR HACH SILICA ANALYZER. TAG: 172 AT 0503, 0506, 0509 AND 0512 | EA | 4 | 2 | 4 | NO | 640.69 | 99473.5294 | HACH | 47659-00 |  | 01,22 | 1 |  | 2CBC |  |  | 61445 |  |  |  | 41423 |  | 41500
13583 | 29200000TL | 03483 | EG1029006 | S | 58800502 | 58 | EGTL Spares | Mtce | 72 | 72Z | FILTER: ASSEMBLY | COMPLETE WITH REGULATOR | Filtration - Filters/ Other : FOR HACH SILICA | EA | 4 | 0 | 0 | NO | 310.56 | 48217.5456 | GVSI, LLC | 46125-00 |  | 01,22 | 1 |  |  |  |  | 61445 |  |  |  | 41423 | 43343 | 41500
13584 | 29200000TL | 03483 | EG1029006 | S | 58800503 | 58 | EGTL Spares | Mtce | 72 | 72Z | FILTER | REAGENT BOTTLE | Filtration - Filters/ Other : FOR HACH SILICA ANALYZER. TAG: 172 AT 0503, 0506, 0509 AND 0512 | EA | 10 | 0 | 0 | NO | 12.03 | 1867.7778 | HACH | 44953-00 |  | 01,22 | 1 |  | 2CBC |  |  | 61445 |  |  |  | 41423 |  | 41500
13585 | 29200000TL | 03483 | EG1029006 | S | 58800504 | 58 | EGTL Spares | Mtce | 14 | 14Z | CELL | SAMPLE | Instruments - Other & Parts : FOR HACH SILICA ANALYZER. TAG: 172 AT 0503, 0506, 0509 AND 0512 | EA | 4 | 2 | 4 | NO | 101.27 | 15723.1802 | HACH | 44907-00 |  | 01,22 | 1 |  | 2CBC |  |  | 61477 |  |  |  | 41423 |  | 41500
13586 | 29200000TL | 03483 | EG1029006 | S | 58800506 | 58 | EGTL Spares | Mtce | 14 | 14Z | COVER | SAMPLE CELL ASSY | Instruments - Other & Parts : FOR HACH SILICA ANALYZER. TAG: 172 AT 0503, 0506, 0509 AND 0512 | EA | 4 | 2 | 4 | NO | 223.03 | 34627.6378 | HACH | 45427-50 |  | 01 | 1 |  | 2CBC |  |  | 61477 |  |  |  | 41423 |  | 41500
13587 | 29200000TL | 03483 | EG1029006 | S | 58800507 | 58 | EGTL Spares | Mtce | 14 | 14Z | SHIELD | SAMPLE CELL LIGHT | Instruments - Other & Parts : FOR HACH SILICA ANALYZER. TAG: 172 AT 0503, 0506, 0509 AND 0512 | EA | 2 | 2 | 4 | NO | 50.8 | 7887.208 | HACH | 45994-00 |  | 22 | 1 |  | 2CBC |  |  | 61477 |  |  |  | 41423 | 45367 | 41500 |  |  | -1 | 1
13588 | 29200000TL | 03483 | EG1040020 | S | 58800508 | 58 | EGTL Spares | Mtce | 14 | 14Z | RELAY | VOLUME BOOSTER | Instruments - Other & Parts : | EA | 3 | 2 | 6 | NO | 345.35 | 53604.967 | SMC | EIL100-F03-L |  | 01,10 | 2 |  | 2CBC |  |  | 61494 |  | EIL100-F03-L |  | 41423 | 45307 | 41535 |  |  | -2 | 1 | -1 | 1
13589 | 29300000TL | 03483 | EG1040006 | P | 58800523 | 58 | EGTL Spares | Mtce | 72 | 72C | ELEMENT: AIR FILTER | SUCTION | Filtration-Media : FOR 110-CB-103 OIL MIST SEPERATOR; PRODUCT STYLE: RUBBER BASE CRANKCASE VENT FILTERSFLANGE INSIDE DIAMETER: 1.25 IN (32 MM)OUTSIDE DIAMETER: 3 IN (76 MM)HEIGHT: 2.5 IN (64 MM)TOP STYLE: RUBBERTOP MATERIAL/FINISH: NONEFILTER MATERIAL: CO | EA | 2 | 0 | 1 | YES | 85 | 127539.95 | K&N | 62-1380 |  | 01,22 | 1 |  |  |  |  | 62027 |  |  |  | 43770 | 45604 | 45701 |  |  | -1 | 1
13590 | 29200000TL | 03483 | EG1039011 | S | 58800540 | 58 | EGTL Spares | Mtce | 14 | 14I | GUAGE: TEMPERATURE | 0-120 DEG | Temperature and heat measuring instruments : 65mm Stem: Threaded. Material: 316SS, Stem or Union Thread: 1/2", Dial size: 5" Diameter, Colour: | EA | 4 | 2 | 4 | NO | 259.58 | 40320.6014 | WIKA INSTRUMENTS | A52.100 |  | 00 | 1 |  |  |  |  | 62497 |  | A52.100 |  | 41466 |  | 41533
13591 | 29200000TL | 03483 | EG1040001 | S | 58800561 | 58 | EGTL Spares | Mtce | 54 | 54A | SEAL: DOOR EPDM COLOR BLACK | COIL LENGTH 50 METER | Seals : For CO2 Cabinet doors Supplied by Coruba Units 28-30 Purdeys Way Purdeys Industrial Estate Rochford Essex SS4 1ND UK | EA | 8 | 0 | 0 | NO | 181.85 | 28232.2125 | CORUBA | M111000500 |  | 01,22 | 1 |  | 1BBB |  |  | 63386 |  |  |  | 41521 |  | 41708
13592 | 29200000TL | 03483 | EG1040017 | S | 58800563 | 58 | EGTL Spares | Mtce | 14 | 14Z | HOOD:SEALED-SEAM | WITH COLLAR, TYCHEM SL | Instruments - Other & Parts : HTC: 6217.10.9530; ECCN: 1A995 (5pc/case) | EA | 21 | 14 | 28 | NO | 100 | 15525.0574 | 3M | H-610-5 |  | 00 | 1 |  |  |  |  | 63391 |  |  |  | 41521 | 42750 | 41707
13593 | 29200000TL | 03483 | EG1040017 | S | 58800564 | 58 | EGTL Spares | Mtce | 14 | 14Z | INSERT CONES: MALE GLOVES | KAP AG0AR | Instruments - Other & Parts : FOR USE WITH CHEMICAL SPLASH COVERALLS WITH ELASTIC WRISTS | EA | 51 | 0 | 0 | NO | 16.38 | 2543.0044 | KAPPLER | 237197 |  | 00 | 1 |  |  |  |  | 63391 |  |  | FCNLL582 | 41521 | 42750 | 41708
13594 | 29200000TL | 03483 | EG1040018 | S | 58800593 | 58 | EGTL Spares | Mtce | 87 | 87B | FILTER | FUEL PRIMARY ENGINE | Engines - Parts : SULLAIR 900H; Air Compressor S/N 201112020056; Mod # 900HAFDTQ-CA3; Engine Model Caterpillar C9 Tier 3; Engine S/N JSC22700; Engine P/N 7E8070 | EA | 1 | 8 | 12 | NO | 43.4837 | 10647.7839 | CATERPILLAR | 1R-0762 |  | 01 | 1 |  | 2CBC |  |  | 63533 |  |  |  | 41529 | 45544 | 43307 |  |  | -4 | 2 | -2 | 1
13595 | 29200000TL | 03483 | EG1038008 | S | 58800599 | 58 | EGTL Spares | Mtce | 66 | 66H | VALVE: PRESSURE SAFETY | SIZE:IN1IN MNPT OUT1-1/2INFNPT | Valve-Safety Relief : VALVE: PRESSURE SAFETY VALVE TYPE: Conventional INLET SIZE: 1 Inch MNPT OUTLET SIZE: 1-(1/2) Inch FNPT SERIAL NUMBER: T11-35620 SPRING NUMBER: X09922 TRIM MATERIAL BODY: CS NOZZLE: SS TRIM: SS SPRING: 17-7 MODEL # 972103MD. | EA | 1 | 0 | 0 | NO | 1424.48 | 221120.4421 | CROSBY | 972103MD |  | 02 | 1 |  |  |  |  | 63551 |  | T11-35620 |  | 41529 |  | 41583
13596 | 29200000TL | 03483 | EG1038002 | S | 58800600 | 58 | EGTL Spares | Mtce | 66 | 66H | VALVE | PRESSURE SAFETY | Valve-Safety Relief : 172-PSV-0702 VALVE TYPE: Conventional INLET SIZE: 0.5 Inch MNPT OUTLET SIZE: 1 Inch FNPT SERIAL NUMBER: T120813-1 SPRING NUMBER: X09750 TRIM MATERIAL BODY: CSNOZZLE: SSTRIM: SSSPRING: 17-7 | EA | 1 | 0 | 0 | NO | 823.1 | 127768.8952 | CROSBY | 951100MD |  | 02 | 1 |  | 2CBC |  |  | 63551 |  |  |  | 41529 |  | 41583
13597 | 29200000TL | 03483 | EG1038002 | S | 58800601 | 58 | EGTL Spares | Mtce | 66 | 66H | VALVE | PRESSURE SAFETY | Valve-Safety Relief : 172-PSV-0701 VALVE TYPE: Conventional BONNET TYPE: Closed INLET: 0.5 Inch MNPT OUTLET: 1 Inch FNPT BODY/BASE: 316 SS BONNET: SA216 WCB Carbon SteelNOZZLE: 316 SS SPRING: 17-7 PH SSDISC/SEAT: Metal | EA | 1 | 0 | 0 | NO | 853.19 | 132439.7324 | CROSBY | 961100MD |  | 02 | 1 |  | 2CBC |  |  | 63551 |  |  |  | 41529 |  | 41583
13598 | 29300000TL | 03483 | EG1039006 | P | 58800612 | 58 | EGTL Spares | Mtce | 51 | 51Z | PLUG: 30AMP NEMA 4 VERSAMATE | VP/VR/VPR SERIES 3 WIRE 4 POLE | Electric-Other : IR 300KA AC 300VDC IR 100KA DC. | EA | 7 | 4 | 7 | YES | 216 | 92610 | HUBBELL KILLARK | VP3485 |  | 01 | 1 |  | 2BBB |  |  | 63583 |  | STYLE II |  | 44174 |  | 44812
13599 | 29300000TL | 03483 | EG1002001 | P | 58800613 | 58 | EGTL Spares | Mtce | 51 | 51F | FUSE: CUBE 30AMP 600VAC | TIME DELAY CURRENT LIMITING | Electric Components - Circuit Protection:IR 300KA AC 300VDC IR 100KA DC. | EA | 143 | 105 | 150 | YES | 70 | 104810.3 | COOPER BUSSMANN | TCF30 |  | 01 | 10 |  |  |  |  | 63583 |  |  |  | 43770 | 45997 | 45877 | -7 | 1
13600 | 29200000TL | 03483 | EG1039011 | S | 58800623 | 58 | EGTL Spares | Mtce | 65 | 65A | WHEEL: CUTTER ALUMINUM OXDE | 2 IN X 1/16 IN X 1/4 IN | Tools - Hand / Power :Type 1 Reinforced Cut Off Wheel For Use With Horizontal Or Straight Shaft Grinder On Steel And Stainless Steel | EA | 25 | 50 | 100 | NO | 6 | 931.5 | AIRGAS | NOR66243411395 |  | 01 | 1 |  |  |  |  | 63638 |  |  |  | 41553 | 43394 | 41578
13601 | 29200000TL | 03483 | EG1039011 | S | 58800624 | 58 | EGTL Spares | Mtce | 65 | 65A | WHEEL: CUTTER ALUMINUM OXDE | 3 IN X 1/16 IN X 1/4 IN | Tools - Hand / Power :Type 1 Reinforced Cut Off Wheel For Use With Horizontal Or Straight Shaft Grinder On Steel And Stainless Steel | EA | 25 | 25 | 75 | NO | 6 | 931.5 | AIRGAS | NOR66243510649 |  | 01 | 1 |  |  |  |  | 63638 |  |  |  | 41553 | 43394 | 41578
13602 | 29200000TL | 03483 | EG1029005 | S | 58800625 | 58 | EGTL Spares | Mtce | 65 | 65A | WHEEL: CUTTER ALUMINUM OXDE | 2 IN X 1/8 IN X 1/4 IN | Tools - Hand / Power :Type 1 Reinforced Cut Off Wheel For Use With Horizontal Or Straight Shaft Grinder On Steel And Stainless Steel | EA | 50 | 30 | 100 | NO | 15 | 2328.45 | AIRGAS | NOR66243411402 |  | 01 | 1 |  |  |  |  | 63638 |  |  |  | 41756 | 43394 | 41824
13603 | 29200000TL | 03483 | EG1039011 | S | 58800626 | 58 | EGTL Spares | Mtce | 65 | 65A | WHEEL: GRINDING ALUMINUM OXIDE | 3 IN X 1/8 IN X 1/4 IN | Tools - Hand / Power :FREECUT Type 1 Reinforced Cut Off Wheel For Use With Horizontal Or Straight Shaft Grinder On Steel And Stainless Steel | EA | 25 | 25 | 75 | NO | 7 | 1086.75 | AIRGAS | NOR66243510650 |  | 01 | 1 |  |  |  |  | 63638 |  |  |  | 41553 | 43394 | 41578
13604 | 29200000TL | 03483 | EG1001018 | P | 58800650 | 58 | EGTL Spares | Mtce | 88 | 88Z | CUP: ALUMINA 5/8 IN, EXTRA | LONG FOR GAS LENS TORCH | Heavy Equipment-All : Size 10, 26FV, | EA | 5 | 0 | 0 | NO | 19.55 | 3034.5363 | PROFAX | PFX.53N88 |  | 01,22 | 1 |  |  |  |  | 63633 |  | PFX.53N88 |  | 41553 |  | 41589
13605 | 29200000TL | 03483 | EG1001018 | P | 58800651 | 58 | EGTL Spares | Mtce | 88 | 88Z | CUP ALUMINA 3/4 IN, EXTRA | LONG FOR GAS LENS TORCH | Heavy Equipment-All : Size 12; 26FV | EA | 5 | 2 | 5 | NO | 19.55 | 3034.5363 | PROFAX | PFX.53N87 |  | 00 | 1 |  |  |  |  | 63633 |  | PFX.53N87 |  | 41553 |  | 41589
13606 | 29200000TL | 03483 | EG1001018 | P | 58800652 | 58 | EGTL Spares | Mtce | 88 | 88Z | CUP: ALUMINA 1/2 IN, EXTRA | LONG FOR GAS LENS TORCH | Heavy Equipment-All : Size 8, 26FV | EA | 5 | 2 | 5 | NO | 19.55 | 3034.5363 | PROFAX | PFX.57N74 |  | 01,22 | 1 |  |  |  |  | 63633 |  | PFX.57N74 |  | 41553 |  | 41589
13607 | 29200000TL | 03483 | EG1001004 | P | 58800659 | 58 | EGTL Spares | Mtce | 88 | 88Z | TRANSDUCER | SHOCK PULSE | Heavy Equipment-All : with TMU (TMU = TransducerMatching Unit); FOR ATLAS COPCO ZT275-10-60/E COMPRESSOR. SERIAL NUMBER: S99185901; Model number: 42000-TMU-M8 | EA | 5 | 0 | 0 | NO | 750 | 116414.4354 | SPM |  |  | 22 |  |  | 2CBC |  |  | 64101 |  | 42000 |  | 41554 | 43772 | 41597
13608 | 29200000TL | 03483 | EG1040009 | S | 58800691 | 58 | EGTL Spares | Mtce | 76 | 76F | RING:WEAR, 11-13Cr.400-450HB | STATIONARY WEARING | Pump - Centrifugal - Parts : FOR DIESEL TRANSFER PUMP 183-PC-020A/B ,SULZER MODEL NR: 1.5 X 3 10-1 OHH,SERIAL NUMBERS:359774 ,359775,DRAWING NR:PCS 1000098840010-01 | EA | 1 | 0 | 1 | NO | 1587.2 | 246381.056 | SULZER PUMPS NIG LTD | 502.204 |  | 01,22 | 1 |  |  |  |  | 64429 |  |  |  | 41567 |  | 41683
13609 | 29200000TL | 03483 | EG1040009 | S | 58800692 | 58 | EGTL Spares | Mtce | 76 | 76F | RING: WEAR RING IMPELLER | A-743 GR CA40 | Pump - Centrifugal - Parts : FOR DIESEL TRANSFER PUMP 183-PC-020A/B ,SULZER MODEL NR: 1.5 X 3 10-1 OHH,SERIAL NUMBERS:359774 ,359775, PART NUMBER :503.206, DRAWING NR:PCS 1000098840010-01 | EA | 1 | 0 | 1 | NO | 346.21 | 53742.1783 | SULZER PUMPS NIG LTD |  |  | 01,22 | 1 |  |  |  |  | 64444 |  |  |  | 41567 |  | 41683
13610 | 29200000TL | 03483 | EG1039013 | S | 58800700 | 58 | EGTL Spares | Mtce | 54 | 54A | GASKET:PISTON | FOR IR2 35588300 AIRDYNE | Gaskets : | EA | 2 | 0 | 0 | NO | 35 | 5433.75 | AIRDYNE | IW37300 |  | 01 | 1 |  |  |  |  | 64393 |  |  |  | 41567 |  | 41619
13611 | 29200000TL | 03483 | EG1001020 | P | 58800707 | 58 | EGTL Spares | Mtce | 56 | 56Z | COMMUNICATION : BOARD | METSO POSITIONER | Fasteners / Hardware : SPARE PARTS FOR METSO POSITIONER TYPE ND9103HNT FOR UNIT 10 ASU VALVES 110-FV-2122,110-FV-1122. | EA | 4 | 2 | 4 | NO | 1000 | 155228.885 | METSO AUTOMATION INC | H041368 |  | 02,22 | 1 |  |  |  |  | 65059 |  |  |  | 41572 |  | 41647
13612 | 29200000TL | 03483 | EG1001020 | P | 58800709 | 58 | EGTL Spares | Mtce | 56 | 56Z | PRESTAGE UNIT:(I TO P) | METSO POSITIONR | Fasteners / Hardware : SPARE PARTS FOR METSO POSITIONER TYPE ND9103HNT FOR UNIT 10 ASU VALVES 110-FV-2122,110-FV-1122. | EA | 4 | 2 | 4 | NO | 650 | 100898.7753 | METSO AUTOMATION INC | H039292 |  | 02,22 | 1 |  |  |  |  | 65059 |  |  |  | 41572 |  | 41647
13613 | 29200000TL | 03483 | EG1040020 | S | 58800712 | 58 | EGTL Spares | Mtce | 53 | 53B | FITTINGS : PIPE | CPVC | Fittings - Pipe - Non-Metal : Thick-Wall Light Gray CPVC Unthreaded Pipe Fitting, 3/4 Pipe Size, Coupling, with Hex in Center, Schedule 80 | EA | 19 | 12 | 24 | NO | 7.94 | 1652.499 | MCMASTER CARR | 6826K43 |  | 00 | 1 |  |  |  |  | 65037 |  |  |  | 41573 | 44225 | 43145
13614 | 29200000TL | 03483 | EG1040020 | S | 58800713 | 58 | EGTL Spares | Mtce | 53 | 53B | FITTINS : PIPE | CPVC | Fittings - Pipe - Non-Metal : Thick-Wall Light Gray CPVC Unthreaded Pipe Fitting, 1 Pipe Size x 4-1/4" OD, Flange, Schedule 80 | EA | 19 | 12 | 24 | NO | 19.44 | 3017.4622 | MCMASTER CARR | 6826K114 |  | 00 | 1 |  |  |  |  | 65037 |  |  |  | 41573 | 44396 | 41625
13615 | 29200000TL | 03483 | EG1039013 | S | 58800714 | 58 | EGTL Spares | Mtce | 53 | 53B | FITTINGS : PIPE | CPVC | Fittings - Pipe - Non-Metal : Thick-Wall Light Gray CPVC Unthreaded Pipe Fitting, 3/4 Pipe Size x 3-7/8" OD, Flange, Schedule 80 | EA | 21 | 12 | 24 | NO | 77.2947 | 12000 | MCMASTER CARR | 6826K113 |  | 00 | 1 |  |  |  |  | 65037 |  |  |  | 41573 | 44225 | 41654
13616 | 29200000TL | 03483 | EG1040020 | S | 58800715 | 58 | EGTL Spares | Mtce | 53 | 53B | FITTINGS : PIPE | CPVC | Fittings - Pipe - Non-Metal : Thick-Wall Light Gray CPVC Unthreaded Pipe Fitting, 3/4 Pipe Size, 90 Degree Elbow, Schedule 80 | EA | 15 | 12 | 24 | NO | 8.73 | 1355.064 | MCMASTER CARR | 6826K13 |  | 00 | 1 |  |  |  |  | 65037 |  |  |  | 41573 | 44225 | 41625
13617 | 29200000TL | 03483 | EG1040020 | S | 58800716 | 58 | EGTL Spares | Mtce | 53 | 53B | FITTINGS : PIPE | CPVC | Fittings - Pipe - Non-Metal : Thick-Wall Light Gray CPVC Unthreaded Pipe Fitting, 1/2 Pipe Size, 90 Degree Elbow, Schedule 80 | EA | 19 | 0 | 0 | NO | 7.4 | 1148.6224 | MCMASTER CARR | 6826K12 |  | 00 | 1 |  |  |  |  | 65037 |  |  |  | 41573 | 44922 | 41625
13618 | 29200000TL | 03483 | EG1002009 | P | 58800728 | 58 | EGTL Spares | Mtce | 45 | 45D | TAPES | METAL | Packaging Supplies : SS tape for M1011 embosser 1/2" non adhesive stainless steel tape 21 ft long for Dymo Rhino M1101 metal tape embosser | EA | 1 | 8 | 14 | NO | 18.845 | 5769.2445 | DYMO | M1101 |  | 01 | 1 |  | 2CBC |  |  | 64794 |  |  |  | 41580 | 44707 | 43609
13619 | 29200000TL | 03483 | EG1040003 | S | 58800730 | 58 | EGTL Spares | Mtce | 51 | 51Z | VALVE : 2IN COMPLETE | 24VDC, 2.7 W, | Electric-Other : VENTICS REXROTH BOSCH PNEUMATIC DIRECTIONAL VALVE, R434001453 / P-030203-00000, WI COMPLETE VALVE WITH 24VDC, 2.7 W, SOLONOID FOR ASU http://titanft.co.uk/department/bosch_rexroth_hydraulics_pneumatics/page/8/ | EA | 5 | 2 | 4 | NO | 480.036 | 74520.0838 | VENTICS/REXROTH BOSCH GRP | R434001453 |  | 02,22 | 1 |  |  |  |  | 65048 |  |  |  | 41580 | 45936 | 41926 | -3 | 3
13620 | 29200000TL | 03483 | EG1029012 | S | 58800738 | 58 | EGTL Spares | Mtce | 72 | 72Z | FILTER: INSERT TUBE FIBRE | 31.70 O.D, 25.58 I.D,62.81 L. | Filtration - Filters/ Other : RANGE 0-0.350 mbar; PRESSURE 29 Bar; MESH SIZE / MESH MATERIAL: 5 MICRONS / FIBER+PTFE; FOR LIN / LOX PUMPS 110-PC-071A/B. 110-PC-061. 110-PC-121/221-A/BSupplier part number -100-12-DQ F413 | EA | 12 | 8 | 16 | NO | 976.24 | 151541.7352 | PARKER BALSTON | 7914155697/008 |  | 01 | 2 |  |  |  |  | 65068 |  |  |  | 41581 | 45483 | 41705 |  |  | -2 | 1
13621 | 29200000TL | 03483 | EG1040017 | S | 58800744 | 58 | EGTL Spares | Mtce | 57 | 57A | HOSE | NYLON SWAGELOK | Hoses & Parts :FOR CYLINDERS AND SAMPLE SYSTEMS. | EA | 15 | 5 | 10 | NO | 239.4816 | 37174.7245 | SWAGELOK COMPANY | SS-NGS-4-T6- S4-40-F |  | 01,02,22 | 1 |  | 2CBC |  |  | 65142 |  |  |  | 41581 |  | 41824
13622 | 29200000TL | 03483 | EG1039007 | S | 58800791 | 58 | EGTL Spares | Mtce | 87 | 87B | FILTER | FUEL, KUBOTA TRACTOR | Engines - Parts : | EA | 3 | 5 | 10 | NO | 47.98 | 7448.895 | KUBOTA | 70000-43081 |  | 01 | 1 |  | 2CBC |  |  | 65255 |  |  |  | 41603 | 44985 | 41624 |  |  |  |  | -3 | 2
13623 | 29200000TL | 03483 | EG1029005 | S | 58800794 | 58 | EGTL Spares | Mtce | 71 | 71B | FILTER | OIL | Compressor - Rotary or Screw - Parts : MACHINE OIL. | EA | 6 | 4 | 8 | NO | 339.6953 | 52737.7 | ATLAS COPCO | 1614874700/1614874799 |  | 01 | 2 |  | 2CBC |  |  | 62536 |  |  |  | 41603 | 44867 | 41661
13624 | 29200000TL | 03483 | EG1003014 | P | 58800796 | 58 | EGTL Spares | Mtce | 02 | 02A | BALLAST: COMPLETE | WITH EMERGENCY BATTERY PACK | Heating Ventilation and Air Conditioning Equipnment & Parts : | EA | 20 | 10 | 20 | NO | 100 | 15523 | COOPER LIGHTING | EBP450X |  | 00 | 1 |  |  |  |  | 65261 |  |  |  | 41604 |  | 41683
13625 | 29300000TL | 03483 | EG1001012 | P | 58800797 | 58 | EGTL Spares | Mtce | 06 | 06Z | TRAP : OXYGEN CHROMSPEC | OT-3-4 300CC 1/4 | Chemicals - Other : 250 PSI P/N C36065 TAG: 160 AT 0201A, 0201B | EA | 2 | 1 | 2 | YES | 495 | 205618.05 | CHROMSPEC CANADA | C36065 |  | 00 | 1 |  |  |  |  | 65310 |  |  |  | 43770 |  | 44562
13626 | 29300000TL | 03483 | EG1001012 | P | 58800798 | 58 | EGTL Spares | Mtce | 14 | 14Z | TRAP: MOISTURE INDICATING | CHROMSPEC | Instruments - Other & Parts : MOLESIEVE REFILL 1 PINT 473CC 125 PSI P/N C36030 TAG: 110 CAI 101,201 120 AH 103,203 130 AH 143,243 160 AH 002A,002B 172 AH 015 174 AH 001 | EA | 4 | 2 | 4 | YES | 242.053 | 291708.6476 | CHROMSPEC CANADA | C36030 |  | 22 | 1 |  |  |  |  | 65310 |  |  | UBNL011 | 43770 | 45898 | 45372 | -4 | 2 | -2 | 1 | -9 | 4
13627 | 29200000TL | 03483 | EG1029013 | S | 58800805 | 58 | EGTL Spares | Mtce | 64 | 64B | BELT:V, A42 | USED ON WORKSPACE COOLING FAN | Power Transmission Equipment & Replacement Parts : | EA | 2 | 1 | 2 | NO | 9.75 | 1557.625 | BESTORQ |  |  | 01 | A.43 |  |  |  |  | 65380 |  |  |  | 41607 | 41882 | 41925
13628 | 29300000TL | 03483 | EG1040018 | S | 58800810 | 58 | EGTL Spares | Mtce | 34 | 34Z | TOWEL:PAPER | 14.7 X 16.6IN (37 X 42CM) | Laboratory - Other :LAB TOOLS AND GEN CONSUMABLE - KIMWIPES | CR | 1 | 0 | 1 | YES | 142.7 | 211626.8723 | KIMTECH | 34256 |  | 00 | 1 |  |  |  |  | 65413 |  |  |  | 43770 |  | 45372
13629 | 29200000TL | 03483 | EG1029010 | S | 58800830 | 58 | EGTL Spares | Mtce | 54 | 54A | GASKET: MANIFOLD TRANSMITTER | GRAFOIL | Gaskets : FLANGE O-RING FOR PARKER PGI MANIFOLD | EA | 98 | 50 | 100 | NO | 14.61 | 2267.7532 | PARKER PGI | P5-018-R1 |  | 01 | 1 |  |  |  |  | 65461 |  |  |  | 41608 | 42772 | 41618
13630 | 29200000TL | 03483 | EG1029010 | S | 58800831 | 58 | EGTL Spares | Mtce | 54 | 54A | GASKET: MANIFOLD TRANSMITTER | VITON | Gaskets : FLANGE O-RING FOR PARKER PGI MANIFOLD | EA | 100 | 50 | 100 | NO | 5.84 | 906.4804 | PARKER PGI | P5-075-R0 |  | 01 | 1 |  |  |  |  | 65461 |  |  |  | 41608 |  | 41618
13631 | 29200000TL | 03483 | EG1029010 | S | 58800832 | 58 | EGTL Spares | Mtce | 54 | 54A | GASKET | MANIFOLD TRANSMITTER | Gaskets : FLANGE O-RING, PTFE FOR PARKER PGI MANIFOLD | EA | 90 | 50 | 100 | NO | 6.58 | 1021.3426 | PARKER PGI | P5-018-R0 |  | 01 | 1 |  | 2CBC |  |  | 65461 |  |  |  | 41608 | 42767 | 41618
13632 | 29200000TL | 03483 | EG1030013 | S | 58800837 | 58 | EGTL Spares | Mtce | 66 | 66Z | VALVE | SEAT SOLATION | Valve-Other : FOR LEVEL GLASS ON THE GLAND SEAL OF THE STGs (173-LG-2113/4); (173-LG-0112) and some other LGs of the same configuration around the STGs (Ref P&ID EGTL1-MGN-PRO-PI-730262 | EA | 20 | 10 | 20 | NO | 85.211 | 13227.3035 | JERGUSSON GAGES AND VALVE | P-125-U3 |  | 01 | 1 |  | 2CBC |  |  | 65524 |  | 67 |  | 41609 |  | 41687
13633 | 29200000TL | 03483 | EG1040010 | S | 58800838 | 58 | EGTL Spares | Mtce | 66 | 66Z | VALVE | BOTTOM SOLATION | Valve-Other : FOR LEVEL GLASS ON THE GLAND SEAL OF THE STGs (173-LG-2113/4); (173-LG-0112) and some other LGs of the same configuration around the STGs (Ref P&ID EGTL1-MGN-PRO-PI-730262) | EA | 20 | 10 | 20 | NO | 308.367 | 47867.7784 | JERGUSSON GAGES AND VALVE | V-1807-A5 |  | 02 | 1 |  | 2CBC |  |  | 65524 |  | 67 |  | 41609 |  | 41687
13634 | 29200000TL | 03483 | EG1040015 | S | 58800921 | 58 | EGTL Spares | Mtce | 14 | 14I | THERMOCOUPLE TYPE:TC10-3 | FIXED FITTING ASSEMBLY TEMP | RATING:0-+1260 OC JUNCTION:STD WIRE SIZE:STD DESIGN LG:INSERTION LENGTH [A]: 142.00 I SHEATH DIA:STD SHEATH MATL:PYROSIL D CONN:1/4000 SS MOUNT:1/2 NPT X 3/4 NPT WIKA TC10-3 FIXED FITTING ASSEMBLY FOR DIRECT MOUNTING INTO A PROCESS OR THERMOWELL ASSEMBLY | EA | 7 | 6 | 10 | NO | 2100.5989 | 457519.0319 | GAYESCO- WIKA | N-25-TD-G-142&QUOT;-P4&QU |  | 01 | 1 |  |  |  |  | 66680 |  |  |  | 41679 | 44785 | 43541
13635 | 29200000TL | 03483 | EG1005005 | P | 58800938 | 58 | EGTL Spares | Mtce | 10 | 10D | TRANSCEIVER: OPTICS FIBER LC | SINGLE - MODE | TELECOM EQUIPMENT : MAX. DISTANCE (METER) 10K. | EA | 1 | 0 | 1 | NO | 602.38 | 118325.5034 | CISCO | GLC-LH-SM 30-1299-01 | GLC-LH-SM 30-1299-01 | 00 | 1 |  |  |  |  | 67023 |  |  |  | 41689 |  | 42143
13636 | 29200000TL | 03483 | EG1005005 | P | 58800939 | 58 | EGTL Spares | Mtce | 10 | 10D | TRANSCEIVER: OPTICS FIBER | RJ-45 CONNECTOR, | TELECOM EQUIPMENT : MAX.DISTANCE (METER) 100 M. | EA | 1 | 0 | 1 | NO | 239.14 | 46974.2702 | CISCO | GLC-T 30-1420-02 | GLC-T 30-1420-02 | 02,22 | 1 |  |  |  |  | 67024 |  |  |  | 41689 |  | 42143
13637 | 29200000TL | 03483 | EG1040017 | S | 58800998 | 58 | EGTL Spares | Mtce | 79 | 79A | PUSHER: BEL FOR 8 IN | AND PRESSURE VESSEL HEADS | Pressure Vessels - Units & Parts :INSTALLATION | EA | 2 | 1 | 2 | NO | 503.71 | 126947.5565 | BEL COMPOSITE INDUSTRIES | 069-080-0100 |  | 00 | 1 |  |  |  |  | 67914 |  |  |  | 41716 | 43698 | 41746
13638 | 29200000TL | 03483 | EG1040019 | S | 58801002 | 58 | EGTL Spares | Mtce | 79 | 79A | RING:SUPPORT (3 SEGMENT) | ALUMINIUM P | Pressure Vessels - Units & Parts :For a complete RO Membrane change out | EA | 20 | 10 | 20 | NO | 123.29 | 19139.5396 | BEL COMPOSITE INDUSTRIES | 55410299 |  | 01 |  |  |  |  | PRO-PI-71305 | 67914 |  |  |  | 41716 |  | 41746
13639 | 29200000TL | 03483 | EG1039009 | S | 58801003 | 58 | EGTL Spares | Mtce | 79 | 79A | SEAL: 3IN SIDE PORT | EPDM | Pressure Vessels - Units & Parts :For reverse osmosis rack for the demin water treatment. | EA | 80 | 40 | 80 | NO | 11.6 | 1800.784 | BEL COMPOSITE INDUSTRIES | 285216309 |  | 01,22 |  |  |  |  | PRO-PI-710305 | 67914 |  |  |  | 41716 |  | 41746
13640 | 29200000TL | 03483 | EG1040002 | S | 58801044 | 58 | EGTL Spares | Mtce | 66 | 66F | DIAPHRAM: 6 IN TUBULAR | REPAIR KIT | Valve - Parts & Accessories :6 IN DELUGE VALVE 800GS-6-CS-RFITEM TO BE STORED IN A CLIMATE CONTROLLED ENVIROMENT. | EA | 4 | 1 | 2 | NO | 792 | 242703.648 | CLA-VAL | 20434703H |  | 00 | 1 |  |  |  |  | 696658 |  |  |  | 41741 | 44749 | 43610
13641 | 29200000TL | 03483 | EG1005003 | P | 58801045 | 58 | EGTL Spares | Mtce | 66 | 66F | DIAPHRAM: 4IN TUBULAR | REPAIR KIT | Valve - Parts & Accessories :TUBULAR DIAPHRAM ON DELUGE SYSTEM.4IN DELUGE VALVE 800GS-4-CS-RFITEM TO BE STORED IN A CLIMATE CONTROLED ENVIROMENT. | EA | 2 | 1 | 2 | NO | 586.58 | 161190.6294 | CLA-VAL | 20434702J |  | 00 | 1 |  |  |  |  | 69658 |  |  |  | 41741 | 43288 | 43342
13642 | 29200000TL | 03483 | EG1005009 | P | 58801049 | 58 | EGTL Spares | Mtce | 21 | 21Z | KIT | REPAIR | OCTG-Other : SINGLE ACTING VALVE ACTUATOR, 80 PSI | EA | 4 | 2 | 4 | NO | 185.62 | 30534.49 | HEAP & PARTNERS LTD | 06ML18 |  | 01 | 1 |  | 1AAA |  |  | 69727 |  |  |  | 41747 |  | 41867
13643 | 29200000TL | 03483 | EG1005015 | P | 58801055 | 58 | EGTL Spares | Mtce | 08 | 08Z | SPRAY: ANTI FRICTION COATING | 400ML CANS | Paint & Coatings :FOR PACKING RINGS, BODY PACKING CAVITY, SEAL RING AND BODY SEAT IF THE VALVE HAS A SOLID SEAL RING MANUFACTURER: DOW CORNING, AUTOMOTIVE DEVELOPMENT CENTER, NORTH AMERICA, PHONE +1 734 454 2000 All chemicals and other hazardous materials | EA | 12 | 6 | 12 | NO | 48.81 | 8029.245 | DOW CORNING, AUTOMOTIVE D | MOLYKOTE D-321R |  | 01 | 1 |  |  |  |  | 69248 |  |  |  | 41749 |  | 41867
13644 | 29200000TL | 03483 | EG1005009 | P | 58801056 | 58 | EGTL Spares | Mtce | 08 | 08Z | PASTE | PLUS 100GMS TUBE | Paint & Coatings :FOR STUD BOLTS, NUTS AND SCREWS, AUTOMOTIVE DEVELOPMENT CENTER, NORTH AMERICA, PHONE +1 734 454 2000 All chemicals and other hazardous materials must be accompained by the following; a) Safety data Sheet, SDS, (not more than 5 years old) | EA | 10 | 5 | 10 | NO | 17.75 | 2919.875 | DOW CORNING, AUTOMOTIVE D | MOLYKOTE CU-7439 |  | 00 | 1 |  | 2CBC |  |  | 69248 |  |  |  | 41749 |  | 41867
13645 | 29200000TL | 03483 | EG1005003 | P | 58801063 | 58 | EGTL Spares | Mtce | 51 | 51Z | FUSE:4E CPT | FUSE FOR VSD 150-CC-001 | Electric-Other : PRIMARY CONTROL POWER TRANSFORMER FUSE | EA | 5 | 2 | 5 | NO | 75 | 12562.5 | ALLEN BRADLEY | 25172-551-04 |  | 01 | 2 |  |  |  |  | 68968 |  |  |  | 41758 |  | 41943
13646 | 29200000TL | 03483 | EG1002008 | P | 58801068 | 58 | EGTL Spares | Mtce | 14 | 14B | BOARD: SENSING ASSY | VSD 150-CC-001 | Programmable Logic Controllers : VSD 150-CC-001 SENSING BOARD ASSEMBLY | EA | 2 | 0 | 0 | NO | 1008.68 | 307748.268 | ALLEN BRADLEY | 81000-199-53 |  | 01,02 | 1 |  |  |  |  | 68984 |  |  |  | 41758 |  | 42831
13647 | 29200000TL | 03483 | EG1001009 | P | 58801072 | 58 | EGTL Spares | Mtce | 14 | 14B | BOARD: INTERFACE ASSY CUSTOMER | CIB FOR VSD 150-CC-001 | Programmable Logic Controllers : 150-CC-001 CUSTOMER INTERFACE BOARD | EA | 2 | 1 | 2 | NO | 3286.2187 | 1007076.5643 | ALLEN BRADLEY | 80190-320-03-R |  | 01,02 | 1 |  |  |  |  | 68984 |  |  |  | 41758 | 43794 | 43776
13648 | 29200000TL | 03483 | EG1003004 | P | 58801074 | 58 | EGTL Spares | Mtce | 51 | 51Z | BREAKER:CIRCUIT1 POLE, 0.5AMPS | VSD PROTECTOR DC277V, AC48V | Electric-Other : ALLEN-BRADLEY 1492-SP1C005 BREAKER, MINIATURE, 0.5A, 277VAC, 48VDC, 1P, TRIP CURVE C MINIATURE CB/ SUPPLEMENTARY | EA | 2 | 0 | 0 | NO | 35 | 6877.5 | ALLEN BRADLEY | 1492-SP1C005 |  | 01,10 | 1 |  |  |  |  | 69021 |  | 1492 |  | 41758 |  | 42375
13649 | 29200000TL | 03483 | EG1002010 | P | 58801078 | 58 | EGTL Spares | Mtce | 51 | 51Z | STARTER: MODULE ACCESS CONNECT | VSD 150-CC-001 | Electric-Other : | EA | 2 | 1 | 2 | NO | 9.26 | 1551.05 | ALLEN BRADLEY | 140M-D-PEC23 |  | 00 | 1 |  |  |  |  | 69021 |  |  |  | 41758 |  | 41994
13650 | 29200000TL | 03483 | EG1002010 | P | 58801081 | 58 | EGTL Spares | Mtce | 51 | 51Z | CONTACTOR: 16AMPS | 110V 50HZ / 120V 60HZ | Electric-Other : FOR VSD 150-CC-001 | EA | 1 | 0 | 0 | NO | 92.66 | 22077.7475 | ALLEN BRADLEY | 100-C16D10 |  | 01,10 | 1 |  |  |  |  | 69021 |  |  |  | 41758 | 45382 | 42782 |  |  | -1 | 1
13651 | 29200000TL | 03483 | EG1002010 | P | 58801087 | 58 | EGTL Spares | Mtce | 52 | 51Z | BREAKER: CIRCUIT 3 POLE, 10A | FOR VSD 150-CC-001 | Electric-Other : MINIATURE CB/SUPPLEMENTARY PROTECTOR | EA | 2 | 1 | 2 | NO | 56.75 | 9505.625 | ALLEN BRADLEY | 1492-SPM3C100 |  | 01,10 | 1 |  |  |  |  | 69033 |  |  |  | 41758 |  | 41994
13652 | 29200000TL | 03483 | EG1005005 | P | 58801088 | 58 | EGTL Spares | Mtce | 51 | 51Z | RELAY: SOCKET | FOR VSD 150-CC-001 | Electric-Other : SCREW TERMINAL TUBE BASE SOCKET, 8-PIN, GUARDED TERMINAL, PANEL OR DIN RAIL MOUNTING, FOR USE WITH PLUG IN MODULES | EA | 8 | 1 | 2 | NO | 15 | 2328.45 | ALLEN BRADLEY | 700-HN204 |  | 01,10 | 1 |  |  |  |  | 69035 |  |  |  | 41758 | 42548 | 41861
13653 | 29200000TL | 03483 | EG1005010 | P | 58801121 | 58 | EGTL Spares | Mtce | 66 | 66F | VALVE | PROXIMITY SENSOR | Valve - Parts & Accessories :MODEL SMPO-1-H-B-31008, WORKING PRESSURE: 2-6 BARG. VALVE FUNCTION: 3/2 | EA | 8 | 8 | 16 | NO | 108.7082 | 24590.4697 | FESTO AUTOMATION LIMITED | 31008 |  | 02 | 1 |  | 2CBC |  |  | 70140 |  | SMPO-1-H-B |  | 41770 | 45921 | 42611 | -2 | 1 | -4 | 1 | -2 | 1
13654 | 29300000TL | 03483 | EG1003015 | P | 58801153 | 58 | EGTL Spares | Mtce | 66 | 66Z | VALVE:TRIP 377U | 55-150 PSIG,0.25 NPT | Valve-Other : FISHER TYPE 377 TRIP VALVE, BODY: ALUMINUM, TYPE: 377U, FAIL ACTUATOR UP, MODEL #: 377-571-22317,( 105-UXV-0003, 105-UXV-0103 , 130-UXV-1011 , 130-UXV-2011 , 181-FV-0012 ) | EA | 1 | 2 | 4 | YES | 1232.14 | 1884989.379 | FISHER CONTROLS | 377U |  | 02 | 1 |  |  |  |  | 70885 |  | 377-571-22317 | KGISL045 | 43770 | 45885 | 45976 | -3 | 2
13655 | 29200000TL | 03483 | EG1001003 | P | 58801181 | 58 | EGTL Spares | Mtce | 51 | 51Z | RELAY: OVERLOAD | MOTOR SAVER | Electric-Other : 200-480 VAC 3 PHASE, OVERLOAD RELAY MODEL NUMBER 777-LR-P2. | EA | 3 | 2 | 4 | NO | 438.31 | 68043.2444 | CUTLER HAMMER | 777-LR-P2 |  | 01,10 | 1 |  |  |  |  | 70989 |  |  |  | 41799 | 45687 | 41869 | -1 | 1
13656 | 292000TLDE | 03483 | EG1001001 | P | 58801226 | 58 | EGTL Spares | Mtce | 54 | 54B | KIT | REPAIR MECHANICAL SEAL | Seals : For 135-PC-005A/B NDE Seal, for Seal Assembly Code: 0790/8B1/--/GC6089 on the Non Drive End (NDE) Seal. | EA | 2 | 0 | 0 | YES | 0 | 0 | JOHN CRANE | 0790/8B1/SK/GC6089 |  | 01 | 1 |  | 1BBB |  | G/C6089 | 70908 |  |  |  | 45304 |  |  |  |  | 2 | 1
13657 | 29200000TL | 03483 | EG1005015 | P | 58801247 | 58 | EGTL Spares | Mtce | 07 | 07B | FLUID: SPRAY CUTTING | AEROSOL | Lubricants & Greases : LPS Cutting & Tapping Fluid, Tapmatic Number 1 Gold Standard, 11-oz. All chemicals and other hazardous materials must be accompained by the following; a) Safety data Sheet, SDS, (not more than 5 years old); b) Certificate of Analysi | EA | 6 | 3 | 5 | NO | 39.6369 | 12135.5324 | MCMASTER CARR | 2008K12 |  | 00 | 1 |  |  |  |  | 71191 |  |  | AGVL075 | 41826 | 44500 | 43783
13658 | 29300000TL | 03483 | EG1001004 | P | 58801256 | 58 | EGTL Spares | Mtce | 51 | 51Z | SENSOR : PH | AND SLIPPERS | Electric-Other : Kynar - 3/4" NPT In-Line, Submersible | EA | 1 | 1 | 2 | YES | 1235 | 1959327.5 | ABB | TB556.J.3.D.15.T.30 |  | 01 | 1 |  |  |  |  | 71522 |  |  |  | 43770 |  | 45428
13659 | 29200000TL | 03483 | EG1040012 | S | 58801298 | 58 | EGTL Spares | Mtce | 65 | 65A | CLAMP: PIPE 24IN I.D. | 24IN DIA. BY 6IN LONG | Tools - Hand / Power :SEAL MATERIAL NEOPRENE, CLAMP LENGTH 6 inch, Rating PSI 200, NPS 24IN I.D. | EA | 2 | 1 | 2 | NO | 197.09 | 30594.2807 | SKINNER BROS. COMPANY, IN | SKINNER FIG 92 24IN I.D. |  | 01 | 1 |  |  |  |  | 71718 |  |  |  | 41834 |  | 41853
13660 | 29200000TL | 03483 | EG1040012 | S | 58801299 | 58 | EGTL Spares | Mtce | 65 | 65A | CLAMP: PIPE 92 20IN I.D. | BY 6IN LONG | Tools - Hand / Power :SEAL MATERIAL NEOPRENE, CLAMP LENGTH 6 inch, Rating PSI 200, NPS 20inch I.D. | EA | 2 | 1 | 2 | NO | 169.86 | 26367.3678 | SKINNER BROS. COMPANY, IN | SKINNER FIG 92 20IN I.D. |  | 01 | 1 |  |  |  |  | 71718 |  |  |  | 41834 |  | 41853
13661 | 29200000TL | 03483 | EG1040010 | S | 58801300 | 58 | EGTL Spares | Mtce | 65 | 65A | CLAMP: PIPE 10IN I.D. | BY 6IN LONG | Tools - Hand / Power :SEAL MATERIAL NEOPRENE, CLAMP LENGTH 6 inch ,Rating PSI 200, NPS 10 IN I.D | EA | 1 | 1 | 2 | NO | 116.26 | 18047.0398 | SKINNER BROS. COMPANY, IN | SKINNER FIG 92 10IN I.D. |  | 01 | 1 |  |  |  |  | 71718 |  |  |  | 41834 | 44539 | 41853
13662 | 29200000TL | 03483 | EG1040012 | S | 58801301 | 58 | EGTL Spares | Mtce | 65 | 65A | CLAMP | PIPE 8IN I.D. | Tools - Hand / Power : | EA | 2 | 1 | 2 | NO | 120.48 | 36716.28 | SKINNER BROS. COMPANY, IN | SKINNER FIG 91 8IN I.D. |  | 01 | 1 |  | 2CBC |  |  | 71718 |  |  |  | 41834 | 42520 | 42555
13663 | 29200000TL | 03483 | EG1040012 | S | 58801302 | 58 | EGTL Spares | Mtce | 65 | 65A | CLAMP: PIPE 6IN I.D. | BY 3IN LONG | Tools - Hand / Power :SEAL MATERIAL NEOPRENE, CLAMP LENGTH 3 inch, Rating PSI 200, NPS 6inch I.D. | EA | 4 | 2 | 4 | NO | 31.04 | 4818.3392 | SKINNER BROS. COMPANY, IN | SKINNER FIG 91 6IN I.D. |  | 01 | 1 |  |  |  |  | 71718 |  |  |  | 41834 |  | 41853
13664 | 29200000TL | 03483 | EG1040004 | S | 58801303 | 58 | EGTL Spares | Mtce | 65 | 65A | CLAMP: PIPE 4IN I.D. | BY 3IN LONG | Tools - Hand / Power :SEAL MATERIAL NEOPRENECLAMP LENGTH 3 inch, Rating PSI 200, NPS 4inch I.D., | EA | 4 | 2 | 4 | NO | 28.41 | 4410.0843 | SKINNER BROS. COMPANY, IN | SKINNER FIG 91 4IN I.D |  | 01 | 1 |  |  |  |  | 71718 |  |  |  | 41834 |  | 41853
13665 | 29200000TL | 03483 | EG1040004 | S | 58801304 | 58 | EGTL Spares | Mtce | 65 | 65A | CLAMP | PIPE 3IN I.D. | Tools - Hand / Power :SEAL MATERIAL NEOPRENE, CLAMP LENGTH 3 inch, Rating PSI 200, NPS 3inch I.D. | EA | 4 | 2 | 4 | NO | 28.11 | 4363.5153 | SKINNER BROS. COMPANY, IN | SKINNER FIG 91 3IN I.D. |  | 01 | 1 |  | 2CBC |  |  | 71718 |  |  |  | 41834 |  | 41853
13666 | 29200000TL | 03483 | EG1040003 | S | 58801305 | 58 | EGTL Spares | Mtce | 65 | 65A | CLAMP: PIPE 2IN I.D. | 2IN DIA. BY 3IN LONG | Tools - Hand / Power :SEAL MATERIAL NEOPRENE, CLAMP LENGTH 3 inch, Rating PSI 200, NPS 2inch I.D | EA | 4 | 2 | 4 | NO | 27.53 | 4273.4819 | SKINNER BROS. COMPANY, IN | SKINNER FIG 91 2IN I.D. |  | 01 | 1 |  |  |  |  | 71718 |  |  |  | 41834 |  | 41853
13667 | 29300000TL | 03483 | EG1040008 | P | 58801306 | 58 | EGTL Spares | Mtce | 65 | 65A | CLAMP: PIPE 1-1/2IN I.D. | BY 3IN LONG | Tools - Hand / Power :SEAL MATERIAL NEOPRENE, CLAMP LENGTH 3 inch, Rating PSI 200, NPS 1 1/2inch I.D. | EA | 4 | 1 | 2 | YES | 19.5 | 28916.745 | SKINNER BROS. COMPANY, IN | SKINNER FIG 91 1 1/2IN I. |  | 01 | 1 |  |  |  |  | 71718 |  |  |  | 43770 |  | 45352
13668 | 29200000TL | 03483 | EG1040004 | S | 58801307 | 58 | EGTL Spares | Mtce | 65 | 65A | CLAMP: PIPE 1IN I.D. | BY 3IN LONG | Tools - Hand / Power :SEAL MATERIAL NEOPRENE, CLAMP LENGTH 3 inch, Rating PSI 200, NPS 1inch I.D | EA | 2 | 2 | 4 | NO | 26.94 | 4181.8962 | SKINNER BROS. COMPANY, IN | SKINNER FIG 91 1IN I.D. |  | 01 | 1 |  | 1CCC |  |  | 71718 |  |  |  | 41834 | 43280 | 41853
13669 | 29200000TL | 03483 | EG1040004 | S | 58801308 | 58 | EGTL Spares | Mtce | 65 | 65A | CLAMP: PIPE 3/4IN I.D. | BY 3IN LONG | Tools - Hand / Power :SEAL MATERIAL NEOPRENE, CLAMP LENGTH 3 inch, Rating PSI 200, NPS 3/4inch I.D. | EA | 4 | 2 | 4 | NO | 26.36 | 4091.8628 | SKINNER BROS. COMPANY, IN | SKINNER FIG 91 3/4IN I.D. |  | 01 | 1 |  |  |  |  | 71718 |  |  |  | 41834 |  | 41853
13670 | 29200000TL | 03483 | EG1040003 | S | 58801309 | 58 | EGTL Spares | Mtce | 65 | 65A | CLAMP: PIPE 1/2IN I.D. | BY 3IN LONG | Tools - Hand / Power :SEAL MATERIAL NEOPRENE, CLAMP LENGTH 3 inch, Rating PSI 200, NPS 1/2inch I.D., 1317 E. 5th Place Tulsa, Ok 74120 Toll Free: 1-800-722-6552 Local : 1-918-585-5708 Fax : 1-918-599-8720 | EA | 4 | 2 | 4 | NO | 27.53 | 4273.4819 | SKINNER BROS. COMPANY, IN | SKINNER FIG 91 1/2IN I.D |  | 01 | 1 |  |  |  |  | 71718 |  |  |  | 41834 |  | 41853
13671 | 29200000TL | 03483 | EG1040009 | S | 58801314 | 58 | EGTL Spares | Mtce | 65 | 65A | CLAMP | 6IN I.D. 2000PSI | Tools - Hand / Power :SEAL MATERIAL VITON, CLAMP LENGTH N/A, Rating PSI 2000 max, NPS 6inch I.D., http://www.plidco.com/product-line | EA | 4 | 0 | 0 | NO | 556 | 86313.44 | PLIDCO | 6IN I.D. |  | 01 | 1 |  | 2CBC |  |  | 71707 |  |  |  | 41838 | 42026 | 41877
13672 | 29200000TL | 03483 | EG1040010 | S | 58801319 | 58 | EGTL Spares | Mtce | 65 | 65A | CLAMP | 1 IN I.D 2000 PSI | Tools - Hand / Power :SEAL MATERIAL VITON, CLAMP LENGTH N/A, Rating PSI 2000 max, NPS 1inch I.D., http://www.plidco.com/product-line | EA | 3 | 2 | 6 | NO | 275 | 42691 | PLIDCO | 1IN I.D. |  | 01 | 1 |  | 2CBC |  |  | 71707 |  |  |  | 41838 | 42434 | 41877
13673 | 29200000TL | 03483 | EG1029015 | P | 58801324 | 58 | EGTL Spares | Mtce | 66 | 66F | BOLT: STUD 7/8IN DIA, 8IN LG | 9 UNC,ALLOY STL,ASTM A193,GR | Valve - Parts & Accessories :WITH TWO HEAVY HEX NUTS 2H; (UNC THDS BOLT B7 BEA); ASSEMBLED ALLOY STEEL, ASTM A193 GRADE B7, ASTM A194 GRADE 2H (0.875 IN, 203 MM)FOR SYMBOL NUMBER 58006348 @ 58006349 SHEAR TO SIZE | EA | 25 | 8 | 25 | NO | 9.3836 | 2820.2413 | FNWVALVE B7 STUD BOLTS | FNWB7D087L0800 |  | 02,22 | 58801324 |  |  |  |  | 71534. |  | B7BEA2H |  | 41851 | 42577 | 42686
13674 | 29200000TL | 03483 | EG1040020 | S | 58801325 | 58 | EGTL Spares | Mtce | 51 | 51B | BULB | 20W 12V 2PIN 8 DEG | Electric Components - Lighting : (GY4) 8 DEGREE HALOSPOT 48 UPC - 405030000396 | EA | 16 | 5 | 9 | NO | 29.7 | 9069.5678 | OSRAM | 41900 SP |  | 01,10 | 1 |  | 2CBC |  |  | 71639 |  |  |  | 41851 | 43453 | 43283
13675 | 29200000TL | 03483 | EG1002014 | P | 58801336 | 58 | EGTL Spares | Mtce | 51 | 51Z | LIGHT | FLOW GLASS | Electric-Other : TYPE FKEL 20 dH, EXd 11CT4 / +DA21 130 degree C, IP65 | EA | 1 | 0 | 0 | NO | 767.545 | 234407.392 | MAX MULLER AG CHEMLUX | 389290 |  | 01,10 | 1 |  | 2CBC |  |  | 71921 |  |  |  | 41862 | 43454 | 43283
13676 | 29200000TL | 03483 | EG1030012 | S | 58801343 | 58 | EGTL Spares | Mtce | 54 | 54A | SEAL | O-RING | Seals : FOR CHIMNEER MECH SEAL 130-XA 008 SUPPLIED BY NOV MONOCRANMER ROAD, WEST MEADOWS, DERBY, DE21 6XT, U.K.TEL, 01332 363175, DIRECT: 01332 546710, FAX: 01332 290323 PAUL.HICKLING@NOV.COM WWW.CHEMINEER.COM ITEM 26 CHIMNEER DRAWING # Z-86985-SL1. | EA | 9 | 2 | 4 | NO | 29.2542 | 5753.7161 | CHIMNEER | 41267L |  | 01 | 1 |  | 1BBB |  |  | 71771 |  |  |  | 41883 | 43453 | 41969
13677 | 29200000TL | 03483 | EG1030013 | S | 58801344 | 58 | EGTL Spares | Mtce | 54 | 54A | SEAL | LIP MECHANICAL | Seals : ITEM 32, PART # Z02030-304J, DRG Z-86985-SL1, SUPPLIED BY NOV MONOCRANMER ROAD, WEST MEADOWS, DERBY, DE21 6XT, U.K.TEL: 01332 363175, DIRECT, 01332 546710 , FAX: 01332 290323 PAUL.HICKLING@NOV.COM , WWW.CHEMINEER.COM PARTS FOR AGITATOR SERIAL # | EA | 11 | 2 | 4 | NO | 237.6858 | 46748.0431 | CHIMNEER | Z02030-304J |  | 01,22 | 1 |  | 1BBB |  |  | 71771 |  |  |  | 41883 | 42971 | 41969
13678 | 29200000TL | 03483 | EG1030013 | S | 58801345 | 58 | EGTL Spares | Mtce | 54 | 54A | SEAL: LIP, MECHANICAL | FOR CHIMNEER MECH SEAL | Seals : 130-XA 008 SUPPLIED BY NOV MONOCRANMER ROAD, WEST MEADOWS, DERBY, DE21 6XT, U.K.TEL: 01332 363175, DIRECT: 01332 546710 ,FAX: 01332 290323 PAUL.HICKLING@NOV.COM ? WWW.CHEMINEER.COM ITEM 10, PART # Z02030-351J CHIMNEER DRAWING # Z-86985-SL1 | EA | 11 | 3 | 4 | NO | 293.9808 | 57820.1437 | CHIMNEER | Z02030-351J |  | 01,22 | 1 |  | 1BBB |  |  | 71771 |  |  |  | 41883 | 42971 | 41969
13679 | 29200000TL | 03483 | EG1030012 | S | 58801346 | 58 | EGTL Spares | Mtce | 54 | 54A | O-RING | P/N 41254L | Gaskets : FOR MECHANICAL SEAL O RING ITEM 23&33 ON CHIMNEER DRAWING # Z-86985-SL1, ON CATYLIST MELTING DRUM 130-XA-008SUPPLIED BY NOV MONOCRANMER ROAD, WEST MEADOWS, DERBY, DE21 6XT, U.K.TEL, 01332 363175 , DIRECT: 01332 546710 , FAX 01332 290323 PAUL.HIC | EA | 10 | 3 | 4 | NO | 24.1025 | 4740.4797 | CHEMINEER | 41254L |  | 01 | 1 |  | 2CBC |  |  | 71771 |  |  |  | 41883 | 42970 | 41969
13680 | 29200000TL | 03483 | EG1004017 | P | 58801404 | 58 | EGTL Spares | Mtce | 72 | 72C | ELEMENT: FILTER | 2004 DIESEL ENG FILTER ELEMENT | Filtration-Media : FOR LIBERTY 11 SCOTT AIR COMPRESSOR EGTL SCOTT SAFETY 4320 GOLDMINE ROAD MONROE , NC 28110 MAIN#: 1-704-291-8300 CUSTOMER SERVICE: 1-800-247-7257 TECHNICAL SUPPORT: 1-800-247-7257 | EA | 6 | 3 | 6 | NO | 90.97 | 15237.475 | SCOTT SAFETY | ABE0620043 |  | 01,02 | 1 |  |  |  |  | 71847 |  |  |  | 41898 |  | 41940
13681 | 29200000TL | 03483 | EG1004004 | P | 58801405 | 58 | EGTL Spares | Mtce | 72 | 72C | ELEMENT: FILTER | 2004 ENGINE OIL FILTER ELEMENT | Filtration-Media : 2004 ENGINE OIL FILTER ELEMENT FOR LIBERTY 11 SCOTT AIR COMPRESSOR EGTL SCOTT SAFETY 4320 GOLDMINE ROAD MONROE , NC 28110 MAIN#: 1-704-291-8300 CUSTOMER SERVICE, 1-800-247-7257 TECHNICAL SUPPORT: 1-800-247-7257 | EA | 6 | 3 | 6 | NO | 56.04 | 9386.7 | SCOTT SAFETY | ABE0620042 |  | 01,02 | 1 |  |  |  |  | 71847 |  |  |  | 41898 |  | 41940
13682 | 29200000TL | 03483 | EG1005020 | P | 58801418 | 58 | EGTL Spares | Mtce | 51 | 51Z | RELAY: 24VAC/DC 50/60HZ OUTPUT | AC15 250V 6A | Electric-Other : DC13 24V 3A UL: B300 5A' Monitoring Safety Relays w/ Delayed Outputs -,Inputs, Safety Outputs, N/A Auxiliary Output. Powerflex 755 | EA | 1 | 0 | 0 | NO | 477.71 | 74164.4775 | ALLEN BRADLEY | 440R-M23084 |  | 01,02,10 | 1 |  | 2BBB |  |  | 72357 |  |  |  | 41898 |  | 41933
13683 | 29200000TL | 03483 | EG1005020 | P | 58801419 | 58 | EGTL Spares | Mtce | 51 | 51Z | MODULE | DRIVE GUARD TORQUE OFF | Electric-Other : for 5-VSD-5 PF750 | EA | 1 | 0 | 0 | NO | 152.6 | 23691.15 | ALLEN BRADLEY | 20-750-S |  | 01,02,22 | 1 |  | 2BBB |  |  | 72357 |  |  |  | 41898 |  | 41933
13684 | 29200000TL | 03483 | EG1005020 | P | 58801420 | 58 | EGTL Spares | Mtce | 51 | 51Z | MODULE: POWERFLEX 750 | I/O 24V 2AI, 2AO, 6DI, 2RO | Electric-Other : For 5-VSD-5 | EA | 1 | 0 | 0 | NO | 311.4 | 48344.85 | ALLEN BRADLEY | 20-750-2262C-2R |  | 01,02 | 1 |  | 2BBB |  |  | 72357 |  |  |  | 41898 |  | 41933
13685 | 29200000TL | 03483 | EG1005020 | P | 58801421 | 58 | EGTL Spares | Mtce | 51 | 51Z | CONTACTOR | 16A, 24V DC | Electric-Other : for 5-VSD-5 MCS-C Contactor, IEC, (w/Elec. Coil), Single Pack. Powerflex 755. | EA | 1 | 0 | 0 | NO | 111.84 | 17363.16 | ALLEN BRADLEY | 100-C16EJ10 |  | 01,02,10 | 1 |  | 2BBB |  |  | 72357 |  |  |  | 41898 |  | 41933
13686 | 29300000TL | 03483 | EG1004010 | P | 58801434 | 58 | EGTL Spares | Mtce | 87 | 87B | SWITCH: LIMIT | PNEAUMATIC | Engines - Parts : VALVE DIRECTIONAL CONTROL /SPRING RETURN, ACTUATOR, PLASTIC ROLLER, P/N PXC-M121, MANUF, PARKER, UNIT 45 & 30 WAX FILTRATION PACKAGE. | EA | 6 | 11 | 17 | YES | 77.6273 | 118568.4561 | PAKER | PXC-M121 | PXC-M121 | 01,10 | 1 |  |  |  |  | 72969 |  |  | BENL689 | 43770 | 45967 | 45834 | -13 | 6 | -14 | 4 | -23 | 7
13687 | 29200000TL | 03483 | EG1004010 | P | 58801435 | 58 | EGTL Spares | Mtce | 66 | 66Z | VALVE: MANIFOLD | PNEAUMATIC | Valve-Other : DESIGN RATING: MAX 10 BAR, MANUF PAKER, P/N, VAF-211-GR-0, UNIT 45 & 30 WAX FILTRATION PACKAGE SLUICE ARM PILOT VALVEPart number for the Parker item as updated by the Supplier is now:P2LBX512PP. | EA | 1 | 2 | 3 | NO | 505.95 | 154476.654 | PARKER | 2149050 | VAF-211-GR-0 OR P2LBX512P | 02 | [5 empty] | 72970 |  |  |  | 41908 | 45172 | 43228 |  |  |  |  | -2 | 2
13688 | 29200000TL | 03483 | EG1005017 | P | 58801452 | 58 | EGTL Spares | Mtce | 51 | 51Z | RELAY: W/DELAYED OPS-INS | FOR 5-VSD-5 | Electric-Other : MONITORING SAFETY RELAYS W/ DELAYED OUTPUTS -,INPUTS, SAFETY OUTPUTS, N/A AUXILIARY OUTPUT. P/N: 440R-M23084. ALLEN BRADLEY | EA | 1 | 0 | 0 | NO | 477.71 | 78583.295 | ALLEN BRADLEY | 440R-M23084 |  | 01,10 | 1 |  | 2BBB |  |  | 72893 |  |  |  | 41915 |  | 41948
13689 | 29200000TL | 03483 | EG1005017 | P | 58801455 | 58 | EGTL Spares | Mtce | 51 | 51Z | CONTACT BLOCK: 1 N.O. 1 N.C. | FOR 5-VSD-5 | Electric-Other : AUXILIARY CONTACT BLOCK, SIDE MOUNTING INNER, 1 N.O. 1 N.C. P/N: 100-DS1-11. ALLEN BRADLEY | EA | 1 | 0 | 0 | NO | 45.65 | 7509.425 | ALLEN BRADLEY | 100-DS1-11 |  | 01 | 1 |  | 2BBB |  |  | 72894 |  |  |  | 41915 |  | 41948
13690 | 29200000TL | 03483 | EG1005017 | P | 58801456 | 58 | EGTL Spares | Mtce | 51 | 51Z | LED: 24V AC/DC, GREEN | INTEGRATED LED FOR 5-VSD-5 | Electric-Other : | EA | 10 | 5 | 10 | NO | 16.79 | 2761.955 | ALLEN BRADLEY | 800F-N3G |  | 00 | 1 |  |  |  |  | 72894 |  |  |  | 41916 |  | 41948
13691 | 29200000TL | 03483 | EG1005017 | P | 58801457 | 58 | EGTL Spares | Mtce | 51 | 51Z | CONTACT : BLOCK 2 N.O. 0 N.C. | FOR 5-VSD-5 | Electric-Other : AUXILIARY CONTACT BLOCK, SIDE MOUNTING OUTER, 2 N.O.0 N.C. P/N: 100-DS2-20. ALLEN BRADLEY | EA | 1 | 0 | 0 | NO | 45.65 | 7509.425 | ALLEN BRADLEY | 100-DS2-20 |  | 00 | 1 |  | 2BBB |  |  | 72894 |  |  |  | 41916 |  | 41948
13692 | 29200000TL | 03483 | EG1005017 | P | 58801458 | 58 | EGTL Spares | Mtce | 51 | 51Z | LED: 24V AC/DC, WHITE | INTEGRATED LED FOR 5-VSD-5 | Electric-Other : LLATCH MOUNT, 24V AC/DC, WHITE LED. P/N: 800F-N3W. ALLEN BRADLEY | EA | 10 | 5 | 10 | NO | 16.79 | 2761.955 | ALLEN BRADLEY | 800F-N3W |  | 00 | 1 |  |  |  |  | 72894 |  |  |  | 41916 |  | 41948
13693 | 29200000TL | 03483 | EG1005017 | P | 58801459 | 58 | EGTL Spares | Mtce | 51 | 51Z | LED: 24V AC/DC, RED | INTEGRATED LED FOR 5-VSD-5 | Electric-Other : INTEGRATED LED, LATCH MOUNT, 24V AC/DC, RED LED. P/N: 800F-N3R. ALLEN BRADLEY | EA | 10 | 5 | 10 | NO | 16.79 | 2761.955 | ALLEN BRADLEY | 800F-N3R |  | 00 | 1 |  |  |  |  | 72894 |  |  |  | 41916 | 43772 | 41948
13694 | 29200000TL | 03483 | EG1002003 | P | 58801480 | 58 | EGTL Spares | Mtce | 51 | 51F | BREAKER | CIRCUIT 3 POLE 750 VA | Electric Components - Circuit Protection:COMPACT NS100N-TMD-100 A -3POLES 2 DPN 29620750 VAC RATED(In)RATED CURRENT 100 AMPS, PART NUMBER MG 29620 REPLACED WITH LV4 29620 ( http://www.ops-ecat.schneider-electric.com/ecat/browse.do?conf=seo&el_typ=product& | EA | 2 | 1 | 2 | NO | 131.7433 | 49996.6 | MERLIN GERIN | LV4 29620 |  | 01,10,22 | 1 |  | 2CBC |  |  | 73320 |  | NS100N-TMD |  | 41931 | 43631 | 44052
13695 | 29200000TL | 03483 | EG1039013 | S | 58801483 | 58 | EGTL Spares | Mtce | 66 | 66Z | RING: RETAINING, EXT, RSN-334, | FOR FISHER GLOBE VALVE | Valve-Other : VALVE SPARE FOR FISHER SLIDING STEM GLOBE VALVE XXXX DUPLICATE OF Symbol#58008122 XXXX | EA | 1 | 0 | 0 | NO | 122 | 20069 | FISHER CONTROL | 16A5484X012 |  | 01 | 1 |  |  |  |  | 73333 |  | 16A5484X012 |  | 41931 | 45411 | 41956 |  |  | -1 | 1
13696 | 29200000TL | 03483 | EG1039014 | S | 58801484 | 58 | EGTL Spares | Mtce | 66 | 66Z | SEAL: RING/SPR, RADIAL RND&U- | FISHER GLOBE VALVE | Valve-Other : SPARE PART FOR FISHER SLIDING STEM GLOBE VALVE | EA | 1 | 1 | 2 | NO | 434 | 71393 | FISHER CONTROL | 16A5485X012 |  | 01,22 | 1 |  |  |  |  | 73334 |  | 16A5485X012 |  | 41931 | 45411 | 41956 |  |  | -1 | 1
13697 | 29200000TL | 03483 | EG1039014 | S | 58801492 | 58 | EGTL Spares | Mtce | 66 | 66Z | ASSY:POT/BUSHING,TYPE 4210,421 | FOR FISHER GLOBE VALVE | Valve-Other : SPARE FOR 150-UV -0001(ANTI-SURGE VALVE) SLIDING STEM GLOBE VALVE | EA | 1 | 1 | 2 | NO | 489.125 | 122416.1625 | FISHER CONTROL | 27B6208X012 |  | 01 | 1 |  |  |  |  | 73342 |  | 27B6208X012 | KGISL154 | 41931 | 45393 | 43737 |  |  | -1 | 1
13698 | 29300000TL | 03483 | EG1004001 | P | 58801531 | 58 | EGTL Spares | Mtce | 28 | 28B | TAG: CYLINDER | SAFETY LABEL TAG ON A ROLL | AIRGAS SAFETY LABEL TAG ON A ROLL (EMPTY-RETURN PROMPTLY / IN USE-REMOVE THIS STUB WHEN CYLINDER IS EMPTY, FULL-REMOVE CYLINDER IS IN USE) FROM AIR LIQUID COMPANY PART NUMBER D508957/310007. | RL | 4 | 2 | 4 | YES | 225 | 368835.75 | AIRGAS | D508957 |  | 00 | 1 |  | 3XXA |  |  | 73863 |  | LSL310007 | BENL1641 | 43770 | 45493 | 45500 |  |  | -4 | 1
13699 | 29200000TL | 03483 | EG1004002 | P | 58801545 | 58 | EGTL Spares | Mtce | 66 | 66P | REGULATOR | AIR REGULATOR | Valve-Regulators : 1 inch Hi Flow (480 SCFM) Regulator with output gage, MODEL NO: R17-800-RGLA | EA | 7 | 0 | 0 | NO | 205.29 | 40667.949 | NORGREN | R17-800-RGLA |  | 01,10 | 1 |  | 1AAA |  |  | 74078 |  |  |  | 41978 | 42711 | 42023
13700 | 29200000TL | 03483 | EG1004004 | P | 58801547 | 58 | EGTL Spares | Mtce | 66 | 66F | EXCLUDER | DUST | Valve - Parts & Accessories :MODEL NUMBER:DE-5-316, | EA | 10 | 5 | 10 | NO | 91 | 18027.1 | VERSA | DE-5-316 |  | 00 | 1 |  | 3XXX |  |  | 74078 |  |  |  | 41978 |  | 42025
13701 | 29200000TL | 03483 | EG1001017 | P | 58801556 | 58 | EGTL Spares | Mtce | 56 | 56Z | NUT: STUD BOLT GLAND FLANGE5,5 | ISO 3506 A2 (AISI 304) | Fasteners / Hardware : MV SERIES VALVE. ASTM A217 WC6. FOR 120-XXV-1081 AND 2081. 24INCH BUTTERFLY VALVE | EA | 4 | 2 | 4 | NO | 35 | 6877.15 | ORTON |  |  | 01,21,22 | 1 |  |  |  | D-60320-E-302 | GTL202 |  |  |  | 42009 |  | 42205
13702 | 29200000TL | 03483 | EG1001017 | P | 58801559 | 58 | EGTL Spares | Mtce | 56 | 56Z | SCREW: BRACKET 10,1 | ALLOY STEEL CL 8.8 ZINC COATED | Fasteners / Hardware : MV SERIES VALVE. ASTM A217 WC6. FOR 120-XXV-1081 AND 2081. 24 INCH BUTTERFLY VALVE | EA | 8 | 4 | 8 | NO | 75 | 14736.75 | ORTON |  |  | 02,21,22 | 2 |  |  |  | D-60320-E-302 | GTL202 |  |  |  | 42009 |  | 42205
13703 | 29200000TL | 03483 | EG1001017 | P | 58801560 | 58 | EGTL Spares | Mtce | 56 | 56Z | KEY | ALLOY STEEL 9 | Fasteners / Hardware : MV SERIES VALVE. ASTM A217 WC6. FOR 120-XXV-1081 AND 2081. 24INCH BUTTERFLY VALVE | EA | 2 | 1 | 2 | NO | 158 | 31045.42 | ORTON |  |  | 01,22 | 1 |  | 2CBC |  | D-60320-E-302 | GTL202 |  |  |  | 42009 |  | 42205
13704 | 29300000TL | 03483 | EG1005019 | P | 58801598 | 58 | EGTL Spares | Mtce | 56 | 56Z | PASTE: LAPPING RED | GRADE 8-KD--C2 | Fasteners / Hardware : Should be Stored in the Cold Room | EA | 3 | 4 | 7 | YES | 155.2715 | 224878.9924 | KEMET | 111109 | 111109 | 00 | 5 |  |  |  |  | PA210 |  | 111109 | INL236 | 43770 | 45998 | 46007 | -8 | 3 | -8 | 4 | -2 | 1
13705 | 29200000TL | 03483 | EG1005019 | P | 58801601 | 58 | EGTL Spares | Mtce | 56 | 56Z | PASTE: LAPPING GREEN | PASTE: LAPPING GREEN | Fasteners / Hardware : should be stored in the cold room. | EA | 1 | 5 | 15 | NO | 80.318 | 24440.5001 | KEMET | 111102 | 111102 | 00 | 1 |  |  |  |  | PA210 |  | 111102 | BENL3343 | 42009 | 45897 | 42828 | -1 | 1 | -1 | 1
13706 | 29200000TL | 03483 | EG1002018 | P | 58801634 | 58 | EGTL Spares | Mtce | 14 | 14Z | LUBRICANT TYPE:CONAX SEAL | LUBRICANT | Instruments - Other & Parts : | EA | 10 | 5 | 10 | NO | 40 | 7860 | CONAX TECHNOLOGIES | 19-0001-001 |  | 00 | [9 empty] | 42351 |  | 42405
13707 | 29200000TL | 03483 | EG1039013 | S | 58801640 | 58 | EGTL Spares | Mtce | 34 | 34A | SAMPLER TYPE:WATER MATL:PVC | STRAINER BOWL, TRANSPARENT | Laboratory - Analytical Instruments : PVC, NALCO ANALYZER SKID, 174-XP-003, 174-XP-004, MIN-1, MAX-2 | EA | 4 | 2 | 4 | NO | 303.7625 | 92769.0675 | NALCO | 741B00629.88 |  | 00 | [9 empty] | 42051 | 42629 | 42717
13708 | 29200000TL | 03483 | EG1039013 | S | 58801642 | 58 | EGTL Spares | Mtce | 72 | 72B | STRAINER:PIPING TYPE:BASKET | SIZE:40 MESH 40 MESH | Filtration - Equipments :SCREEN,NALCO ANALYZER SKID,174-XP-003,174-XP-004,MIN-0,MAX-1 | EA | 2 | 1 | 2 | NO | 441.475 | 134826.465 | NALCO | 991-05058022.88 |  | 00 | [9 empty] | 42051 | 42629 | 42717
13709 | 29200000TL | 03483 | EG1002001 | P | 58801662 | 58 | EGTL Spares | Mtce | 65 | 65A | BRUSH:TUBE TYPE:THREADED SHANK | BRISTLE SIZE:0.009 IN DIA | Tools - Hand / Power :LG:4-1/4 IN BRISTLE MATL:STAINLESS STEEL THREADED-SHANK CLEANING AND DEBURRING TUBE BRUSHES FOR STAINLESS STEEL AND ALUMINIUM | PC | 2 | 1 | 2 | NO | 19.04 | 3744.7872 | MC-MASTER CARR | 7230T14 |  | 01 | [9 empty] | 42070 |  | 42097
13710 | 29200000TL | 03483 | EG1038001 | P | 58801663 | 58 | EGTL Spares | Mtce | 56 | 56Z | BRUSH:TUBE TYPE:THREAD-SHANK | BRISTLE SIZE:0.006 IN DIA | Fasteners / Hardware : LG:4-1/2 IN BRISTLE MATL:BRASS LOW SCRATCH FOR STAINLESS STEEL AND ALUMINIUM | PC | 28 | 16 | 28 | NO | 15.31 | 3011.1708 | MC MASTER-CARR | 7231T14 |  | 01 | [9 empty] | 42070 |  | 42097
13711 | 29200000TL | 03483 | EG1038001 | P | 58801664 | 58 | EGTL Spares | Mtce | 65 | 65A | BRUSH:TUBE TYPE:THREADED-SHANK | BRISTLE SIZE:0.018 IN DIA LG:5 | Tools - Hand / Power :IN BRISTLE MATL:NYLON LOW SCRATCH FOR COPPER | PC | 28 | 16 | 28 | NO | 14.02 | 2757.4536 | MC-MASTER CARR | 7043T14 |  | 01 | [9 empty] | 42070 |  | 42097
13712 | 29200000TL | 03483 | EG1038001 | P | 58801665 | 58 | EGTL Spares | Mtce | 56 | 56Z | BRUSH:TUBE TYPE:ABRASIVE | NYLON THREADED- SHANK BRISTLE | Fasteners / Hardware : SIZE:0.024 IN DIA LG:6-1/4 IN BRISTLE MATL:320 GRIT SILICON CARBIDE ABRASIVE NYLON THREADED-SHANK TUBE BRUSHES | PC | 28 | 16 | 28 | NO | 9.58 | 1884.1944 | MCMASTER CARR | 6482T4 |  | 01 | [7 empty] | 6482T4 |  | 42070 |  | 42097
13713 | 29200000TL | 03483 | EG1040001 | S | 58801738 | 58 | EGTL Spares | Mtce | 45 | 45G | CAP TYPE:BOTTLE CAP SIZE:2-1/8 | IN DIA X 63/64 IN HT MATL:PP | Containers & Accessories - Bottles / Jugs / Jars : CAP:SCREW CAP WITH POURING RING, BLUE, 10 PER PACK | PK | 211 | 141 | 211 | NO | 17.76 | 3489.1296 | DURAN LGC | 29 239 28 |  | 01 | [9 empty] | 42260 |  | 42165
13714 | 29300000TL | 03483 | EG1003017 | P | 58801789 | 58 | EGTL Spares | Mtce | 66 | 66R | KIT:REBUILD TYPE:REPAIR | APPLICATION:16 IN GLOBEVALVE | Valve - Globe : CONTAINS A:PACKING BOX RING CONTAINS B:SINGLE TFE CONTAINS C:SPRING CONTAINS D:WASHER CONTAINS E:PACKING SET CONTAINS F:PACKING RING | KI | 2 | 0 | 1 | YES | 444.115 | 671139.8604 | FISHER | RPACKX00352 |  | 01,16 | [9 empty] | 43769 |  | 45881
13715 | 29200000TL | 03483 | EG1038014 | S | 58801803 | 58 | EGTL Spares | Mtce | 53 | 53Z | UNION:PIPE TYPE:X SERIES CLASS | 3000 UNION SIZE:1 INCHES | Fittings - Pipe - Metal - Non CS :CONN:THREADED RATING:3M MATL:A/SA105 SPEC:AAR SP83 GRADE:X 84EEEE (HEAT CODE) | PC | 98 | 50 | 100 | NO | 13.1 | 3783.75 | PHOENIX |  |  | 00 | [9 empty] | 42161 | 45863 | 42612 | -2 | 1
13716 | 29200000TL | 03483 | EG1030012 | S | 58801828 | 58 | EGTL Spares | Mtce | 14 | 14A | CELL TYPE:PH FLOW THROUGH CELL | SIZE:4.41IN DIA X 10IN HT | Analyzers & Monitors : MATL:COUPLED GLASS-REINFORCED POLYP ABB PH SAMPLE FLOW THROUGH CELL MODEL NO: 7660/012 COMPLETE WITH: KCL RESERVOIRS, LOW RESISTANCE GLASS ELECTRODE, STANDARD REFERENCE ELECTRODE, TEMPERATURE COMPENSATION & 3M LENGHT CABLE. EGTL T | EA | 2 | 1 | 2 | NO | 3401.665 | 864628.491 | ABB | 7660/012 |  | 00 | [7 empty] | 7660/012 |  | 42168 | 42798 | 42852
13717 | 29200000TL | 03483 | EG1040002 | S | 58801832 | 58 | EGTL Spares | Mtce | 87 | 87B | FILTER:FUEL TYPE:DIESEL | SIZE:H72MM,OD94MM,TH:20M*1.5 | Engines - Parts : ELEMENT MATL:PLEATED PAPER FILTERING RETENTION:30 MICRON HOUSING MATL:CS. OLD PN:19055684 | EA | 3 | 8 | 20 | NO | 60.649 | 18222.641 | INGERSOLL RAND | 22226369 |  | 01 | [9 empty] | 42268 | 45769 | 42901 | -2 | 2 | -3 | 1 | -4 | 2
13718 | 29200000TL | 03483 | EG1038013 | S | 58801899 | 58 | EGTL Spares | Mtce | 54 | 54A | GASKET TYPE:PIPING SIZE:4 IN | PRESS. RATING:900 LB MATL:304 | Gaskets : SS SHAPE:CIRCULAR FLEXICARB 4 IN 900 LB ASME B16.20 304 FLEXICARB WINDING CS OR 304 SS IR | EA | 29 | 30 | 60 | NO | 78.74 | 15471.6226 | FLEXITALIC |  |  | 01 | [7 empty] | FLEXICARB |  | 42384 | 44889 | 42318
13719 | 29200000TL | 03483 | EG1005016 | P | 58801930 | 58 | EGTL Spares | Mtce | 76 | 76Z | PUMP:DIAPHRAGM TYPE:SIMPLEX | SAMPLE PUMP INLET SIZE:UNKNOWN | Pumps-Other : OUTLET SIZE:UNKNOWN CAP:UNKNOWN SPEED:UNKNOWN RATING:UNKNOWN DIAPHRAGM MATL:UNKNOWN SAMPLE GAS PUMP 60HZ FOR SIEMENS ULTRAMAT 23 GAS ANALYZER MODEL: 7MB2337-0PE00-5AD1 SERIAL: N1-V2-0678 ANALYZER SPECIFIC SPARE | EA | 2 | 1 | 2 | NO | 1027.5631 | 332911.5 | SIEMENS GERMANY | C79451-A3494-B11 |  | 01 | [9 empty] | 42202 | 43635 | 42514
13720 | 29200000TL | 03483 | EG1004005 | P | 58801987 | 58 | EGTL Spares | Mtce | 66 | 66H | KIT TYPE:SERVICE/SOFTGOODS | APPLICATION:2X2IN PRESSURE | Valve-Safety Relief : RELIF VALVE CONTAINS A:CPVC/NORY-BOLTED CONTAINS B:RESILIENT SEAT SEAL CONTAINS C:SPRING CONTAINS D:WASHERS CONTAINS E:SEAL CONTAINS F:GASKETS GRIFFCO 2 IN PSV MODEL/PART NUMBER PRG200-CPS SOFTGOODS/SEVICE KITS TAG. NUMBER 174-PSV-03 | EA | 3 | 0 | 0 | NO | 1296.9 | 254840.85 | GRIFFCO | PRG200-CPS |  | 01,07 | [7 empty] | PRG200-CPS |  | 42296 |  | 42248
13721 | 29200000TL | 03483 | EG1029010 | S | 58801994 | 58 | EGTL Spares | Mtce | 66 | 66Z | DIAPHRAGM:VALVE SIZE:2IN VALVE | SIZE:1IN-2IN RATING:39 DEG C | Valve-Regulators : MATL:VITON DIAPHRAGM WITH PART NO; 253950/4 | EA | 2 | 1 | 2 | NO | 293.19 | 57611.835 | VELAN | Z53950/4 |  | 05,08,17 |  |  | 1BBB | [6 empty] | 42417 |  | 42296
13722 | 29200000TL | 03483 | EG1038014 | S | 58802003 | 58 | EGTL Spares | Mtce | 53 | 53A | SPACER TYPE:SPECTACLE BLIND | SIZE:3 IN 300 LB MATL:CS | Fittings - Pipe - Carbon Steel :SPECTACLE BLIND; FIG 8_; ASME B16.48; RAISED FACE; CLASS 300; CARBON STEEL PLATE ASTM A516 GRADE 70 (UNS K02700) NORMALIZED | EA | 4 | 2 | 4 | NO | 148.87 | 32771.08 | CRAIG INTERNATIONAL |  |  | 02 | [9 empty] | 42324 | 42422 | 42465
13723 | 29200000TL | 03483 | EG1001003 | P | 58802009 | 58 | EGTL Spares | Mtce | 66 | 66P | REGULATOR:PRESSURE | TYPE:HYDROCARBON INLET | Valve-Regulators : PRESS.:6000 PSI OUTLET PRESS.:0 - 500 PSI SIZE/CONN:1/4 IN BODY MATL:316L SS REGULATOR, 150-AT-0005 | EA | 1 | 1 | 2 | NO | 424.825 | 130924.2125 | GO REGULATOR | PR1-1L11C3J111 |  | 01,10 |  |  | 1BBB |  |  |  |  | PR1 |  | 42312 | 45800 | 42578 | -1 | 1 |  |  | -1 | 1
13724 | 29300000TL | 03483 | EG1001003 | P | 58802012 | 58 | EGTL Spares | Mtce | 66 | 66P | REGULATOR:PRESSURE | TYPE:AIR-FILTER INLET | Valve-Regulators : PRESS.:0.85MPA OUTLET PRESS.:0.05MPA TO 0.85MPA SIZE/CONN:3/8 INCH BODY MATL:DIE CAST ALUMINIUM AIR FILTER REGULATOR AS USED FOR UNIT 50 DAMPER VALVE-ACTUATOR ON 150-HV-0020 AND 150-HV-0021 | EA | 1 | 1 | 2 | YES | 148.86 | 228974.9634 | SMC | AW30-F03CE |  | 01,02,07,10 |  |  | 2BBB | [6 empty] | 43769 |  | 45470
13725 | 29200000TL | 03483 | EG1001003 | P | 58802013 | 58 | EGTL Spares | Mtce | 66 | 66P | REGULATOR:PRESSURE | TYPE:AIR-FILTER INLET | Valve-Regulators : PRESS.:0.85MPA OUTLET PRESS.:0.05MPA TO 0.85MPA SIZE/CONN:1/4 INCH BODY MATL:DIE CAST ALUMINIUM AIR FILTER REGULATOR AS USED FOR UNIT 50 DAMPER VALVE-ACTUATOR ON 150-HV-0020 AND 150-HV-0021 | EA | 1 | 1 | 2 | NO | 175 | 34387.5 | SMC | AW20-F02E-2 |  | 01,02,07,10 |  |  | 1BBB | [6 empty] | 42312 | 45786 | 42247 | -1 | 1
13726 | 29200000TL | 03483 | EG1002010 | P | 58802017 | 58 | EGTL Spares | Mtce | 11 | 11Z | CABLE TYPE:DB9M/F DBL SHIELD | SIZE:26AWG, 10FT LONG | Computer Hardware - Peripherals : MATL:JACKET:PVC STRUCTURE:DOUBLE SHIELDED CABLE THIS CABLE IS USED TO COMMUNICATE WITH SMART INSTRUMENTATION, SMART TEST EQUIPMENT VIA PANASONIC TOUGHBOOK | EA | 1 | 0 | 1 | NO | 58.36 | 17817.8916 | L-COM | CS2N9MF-10 |  | 02,07 | [7 empty] | CS2N9MF |  | 42398 | 43256 | 43275
13727 | 29300000TL | 03483 | EG1004010 | P | 58802053 | 58 | EGTL Spares | Mtce | 76 | 76F | COUPLING | JAW AND SPIDER | Pump - Centrifugal - Parts : SIZE:1/2INX5/8IN MATL:CS LOVEJOY JAW COUPLING COMPLETE WITH 2 HUBS AND SPIDER. TYPE L095. 1/2IN BORE WITH KEYWAY(685144.26088)+5/8IN BORE WITH KEYWAY(685144.11085).Coupling for 145-PX-004 | EA | 1 | 1 | 2 | YES | 225.63 | 357961.995 | LOVEJOY | 685144.26088.11085 | L095 | 01 |  |  | 2CBC |  |  |  |  | L095 |  | 43769 | 45878 | 45275 | -1 | 1
13728 | 29200000TL | 03483 | EG1028014 | P | 58802090 | 58 | EGTL Spares | Mtce | 63 | 63Z | BUCKET:STEAM TRAP TRAP | SIZE:6.89X3.94 MATL:SS T304 | Plumbing - Hardware and Fittings :ARMSTRONG KITS A917 BUCKET 312 SS T304, ORIFICE 3/16IN | EA | 10 | 1 | 2 | NO | 0 | 0 | ARMSTRONG INTERNATIONAL |  |  | 07 | [7 empty] | 312 SS T304 |  | 42319
13729 | 29200000TL | 03483 | EG1028015 | P | 58802092 | 58 | EGTL Spares | Mtce | 73 | 73A | KIT TYPE:SERVICE KIT | APPLICATION:STEAM TRAP | Heat Transfer - Units & Parts : CONTAINS A:BELLOWS CONTAINS B:NUTS & BOLTS CONTAINS C:SEAT CONTAINS D:WASHERS CONTAINS E:LOCK PIN CONTAINS F:SPINDLE ARMSTRONG SERVICE KITS, PCA 213/313, 3/16SS, 17-4 H900(433604) PART NUMBER B1671-7 | EA | 10 | 1 | 2 | NO | 0 | 0 | ARMSTRONG INTERNATIONAL |  |  | 07 | [7 empty] | B1671-7, PCA213/313 H900 |  | 42319
13730 | 29200000TL | 03483 | EG1028013 | P | 58802093 | 58 | EGTL Spares | Mtce | 63 | 63Z | BUCKET:STEAM TRAP TRAP | SIZE:4.5INX7.7IN MATL:T304 | Plumbing - Hardware and Fittings :ARMSTRONG STEAM TRAP KIT BUCKET 315, B343 T-304, 36.00 OZ 255/415, ORIFICE 3/16IN | EA | 7 | 4 | 7 | NO | 0 | 0 | ARMSTRONG INTERNATIONAL |  |  | 07 | [7 empty] | B343BUCKET315 T-304 |  | 42319
13731 | 29200000TL | 03483 | EG1028014 | P | 58802098 | 58 | EGTL Spares | Mtce | 73 | 73A | KIT TYPE:SERVICE KITS | APPLICATION:STEAM CONTAINS | Heat Transfer - Units & Parts : A:FLOAT CONTAINS B:NUTS & BOLTS CONTAINS C:SEATS CONTAINS D:WASHERS CONTAINS E:RING CONTAINS F:SPINDLE SPIRAX SARCO 1 IN FT450-14 BAR FLOAT MECHANICAL KIT, 150LB, RF FLG, SS, PART NUMBER 1439257 | EA | 7 | 4 | 8 | NO | 0 | 0 | SPIRAX SARCO |  |  | 07 | [7 empty] | 1IN FT450-14 BAR |  | 42319
13732 | 29300000TL | 03483 | EG1028015 | S | 58802099 | 58 | EGTL Spares | Mtce | 73 | 73A | KIT TYPE:MECHANICAL KIT | APPLICATION:FLOAT CONTAINS | Heat Transfer - Units & Parts : A:RINGS CONTAINS B:NUTS & BOLTS CONTAINS C:SEAT CONTAINS D:WASHERS CONTAINS E:SPINDLE CONTAINS F:PIN SPIRAX SARCO 3/4IN FT450-14 FLOAT MECHANICAL KIT, 150LB, RF FLG, 0106IN, SS, PART NUMBER 1439252 | EA | 10 | 7 | 10 | YES | 283.9567 | 116317.1988 | SPIRAX SARCO |  |  | 07 |  |  | 2BBB |  |  |  |  | 3/4 FT450-14 / H15 66381 |  | 43769 |  | 44343
13733 | 29200000TL | 03483 | EG1029006 | S | 58802141 | 58 | EGTL Spares | Mtce | 66 | 66Q | RING TYPE:FLANGING RING | COMPLETE MATL:1.4571/A2 | Valve - Gate : | EA | 1 | 0 | 0 | NO | 453.22 | 138599.2082 | MARTIN LOHSE | A852910 |  | 16 | [9 empty] | 42450 | 43093 | 43115
13734 | 29300000TL | 03483 | EG1038009 | S | 58802145 | 58 | EGTL Spares | Mtce | 66 | 66Q | KIT:REBUILD TYPE:KIT | APPLICATION:SHUT DOWN VALVE | Valve - Gate : CONTAINS A:NL-RING CONTAINS B:SEALING CORD 10 X 3 X 1030 MM CONTAINS C:PACKING ASSEMBLY | EA | 1 | 0 | 1 | YES | 390 | 605767.5 | MARTIN LOHSE | O3040000202 |  | 16 |  |  | 1BBB | [6 empty] | 43769 | 45159 | 45415 |  |  |  |  | -1 | 1
13735 | 29200000TL | 03483 | EG1038001 | S | 58802157 | 58 | EGTL Spares | Mtce | 66 | 66C | KIT:REPAIR | SIZE:10IN | Valve-Butterfly : CRANE XOMOX BUTTERFLY VALVE SERIES 9000 TRIPLE OFFSET SEVICE KITS 10IN, CONTAINS A:LAMINATED SEAL CONTAINS B:SEAL GASKET CONTAINS C:COVER GASKET CONTAINS D:ANTI EXTRUSION RING CONTAINS E:GLAND PACKING CONTAINS F:RETAINER SCREW FING ATTAC | EA | 4 | 0 | 0 | NO | 663.19 | 130316.835 | CRANE XOMOX VALVE | 10"XOMOX 9361 SCSCSF62HR1 |  | 07 | [7 empty] | SERIES 9000 TRIPLE OFFSET |  | 42545 |  | 42390
13736 | 29200000TL | 03483 | EG1003007 | P | 58802186 | 58 | EGTL Spares | Mtce | 10 | 10D | SPEAKER TYPE:SPEAKER: LOUD | SIZE:SPEAKHA-400SPKR | TELECOM EQUIPMENT : RESISTANCE:8 OHMS WAT:SPEAKHA-400SPKR 192-ULTRA-VOICE-SYSTEM, UV SIREN LOUD SPEAKER, HA-400SPKR | EA | 3 | 1 | 3 | NO | 647.2 | 189241.28 | ALERTING SOLUTION | HA-400SPKR |  | 02,NOTES | [7 empty] | HA-400SPKR |  | 42579 |  | 42359
13737 | 29200000TL | 03483 | EG1028016 | P | 58802214 | 58 | EGTL Spares | Mtce | 02 | 02A | KIT TYPE:SERVICE KITS | APPLICATION:STEAM CONTAINS | Heating Ventilation and Air Conditioning Equipnment & Parts : A:SEAT CONTAINS B:NUTS & BOLTS CONTAINS C:LOCK PIN CONTAINS D:WASHERS CONTAINS E:BELLOWS CONTAINS F:ORIFICE ARMSTRONG SERVICE KITS, B1673-10, PEA215/315 3/16IN V+S 17-4, ORIFICE 3/16IN SS | ST | 7 | 3 | 7 | NO | 0 | 0 | ARMSTRONG INTERNATIONAL |  |  | 07 | [7 empty] | 215/315 3/16 TITM |  | 42319
13738 | 29300000TL | 03483 | EG1038003 | P | 58802233 | 58 | EGTL Spares | Mtce | 66 | 66P | REGULATOR:PRESSURE TYPE:VAPOR | INLET PRESS.:3600 PSIG OUTLET | Valve-Regulators : PRESS.:0 - 50 PSIG SIZE/CONN:1/ INCH FNPT BODY MATL:316L SS 130-AT-1001 130-AT-2001 | EA | 1 | 0 | 1 | YES | 753.08 | 1155412.99 | GO REGULATOR | PR1- 1B11C3E111 |  | 00 |  |  | 3CCA |  |  |  |  | PR-1 SERIES |  | 43782 | 45685 | 45841 | -2 | 1
13739 | 29300000TL | 03483 | EG1038003 | P | 58802235 | 58 | EGTL Spares | Mtce | 66 | 66P | REGULATOR:PRESSURE TYPE:VAPOR | INLET PRESS.:3600 PSIG OUTLET | Valve-Regulators : PRESS.:0 - 50 PSIG SIZE/CONN:1/4 INCH FNPT BODY MATL:316L SS 120-AW-0001 178-AW-0001A 178-AW-0001B | EA | 1 | 0 | 1 | YES | 637.99 | 978836.1575 | GO REGULATOR | PR1- 1B11A3E111 |  | 00 |  |  | 1BBB |  |  |  |  | PR-1 SERIES |  | 43769 | 45974 | 45841 | -1 | 1
13740 | 29300000TL | 03483 | EG1001004 | P | 58802279 | 58 | EGTL Spares | Mtce | 10 | 10D | MULTIPLEXER TYPE:THERMOCOUPLES | MULTIPOINT POWER:24VDC | Multiplexer 848T without the explosion proof box. Input Eight independently configurable inputs, including 2- and 3- wire RTDs, thermocouples, mV, 2- and 3- wire ohm, and 4-20 mA signals Output Signal FOUNDATION? Fieldbus protocol Housing Plastic, aluminu | EA | 5 | 2 | 4 | YES | 3963.8394 | 6071343.5386 | EMERSON / ROSEMOUNT | 848T F NA S001 |  | 00 | [8 empty] | KGISL089 | 43782 | 45646 | 45632 |  |  | -3 | 2 | -3 | 3
13741 | 29200000TL | 03483 | EG1005009 | P | 58802322 | 58 | EGTL Spares | Mtce | 50 | 50Z | BEARING:TAPERED TYPE:ROLLER | ID:35MM OD:72MM LG:18.25MM | Bearings & Accessories - All :MATL:HARDENED STEEL FOR GEAR BOX OF MAC INTERCOOLER BUTTERFLY VALVE | EA | 6 | 8 | 16 | NO | 27.9208 | 7721.4971 | SKF BEARING | 30207 J2/Q SKF |  | 00 |  | 2 | [5 empty] | 30207 J2/Q |  | 42490 | 42960 | 42989
13742 | 29300000TL | 03483 | EG1005009 | P | 58802347 | 58 | EGTL Spares | Mtce | 54 | 54D | RING TYPE:RUBBER SIZE:OD 60MM | X ID 25MM X WIDE 16MM | Packing / Glands / Stuffing Boxes : CLASS:300LB THCK:16MM MATL:RUBBER RUBBER:RING SHORE VIBRATOR PLF | EA | 8 | 7 | 10 | YES | 93.29 | 144533.2641 | SOLID LIQUID FILTRATION, | RNG.S32.NBR.R |  | 00 |  | 1AXX | 1AXX | [6 empty] | 43769 | 45911 | 45735 | -5 | 3 | -11 | 3 | -10 | 1
13743 | 29200000TL | 03483 | EG1029014 | S | 58802361 | 58 | EGTL Spares | Mtce | 14 | 14Z | FLANGE TYPE:FLANGE SIZE:2 INCH | MATL:316 SS 183-AT-0510, 0520 | Instruments - Other & Parts : | EA | 1 | 1 | 2 | NO | 1135.94 | 311368.05 | D-2 INCORPORATED | C441-164 |  | 00 | [9 empty] | 42549 | 44137 | 42466
13744 | 29200000TL | 03483 | EG1004011 | P | 58802363 | 58 | EGTL Spares | Mtce | 87 | 87B | CONTROLLER TYPE:CONTROLLER | MATL:STL LIEBHERR TOWER CRANE | Engines - Parts : MODEL NUMBER: 630EC-H50, SERIAL NUMBER: 35893. AUTO LUBE ELECTRONIC TIMER/ CONTROLLER PART NUMBER 236-13287-1 REPLACED WITH 958447101 | EA | 1 | 0 | 1 | NO | 810 | 247050 | LIEBHERR CRANE | 958447101 |  | 07 | [7 empty] | 630EC-H50 |  | 42612 |  | 42464
13745 | 29200000TL | 03483 | EG1004010 | P | 58802365 | 58 | EGTL Spares | Mtce | 51 | 51Z | BREAKER:CIRCUIT TYPE:TRIP | VOL:240/480 POLE:3 AMP:NA | Electric-Other : INTERRUPT CAP:NA LIEBHERR TOWER CRANE MODEL NUMBER: 630EC-H50, SERIAL NUMBER: 35893. 4 AMP CIRCUIT BREAKER PART NUMBER 604505001 | EA | 1 | 1 | 2 | NO | 132 | 40260 | LIEBHERR CRANE | 604505001 |  | 07 | [9 empty] | 42612 | 43730 | 42464
13746 | 29300000TL | 03483 | EG1004011 | P | 58802366 | 58 | EGTL Spares | Mtce | 51 | 51Z | BREAKER:CIRCUIT TYPE:TRIP | VOL:240/480 POLE:3 LIEBHERR | Electric-Other : TOWER CRANE MODEL 630EC-H50, SERIAL NUMBER 35893. 8 AMP CIRCUIT BREAKER, PART NUMBER 604505201 | EA | 4 | 2 | 4 | YES | 236.9956 | 366339.4535 | LIEBHERR CRANE | 604505201 |  | 07 | [7 empty] | 630EC-H50 |  | 43769 |  | 45555
13747 | 29200000TL | 03483 | EG1004008 | P | 58802370 | 58 | EGTL Spares | Mtce | 86 | 86Z | CALIPER:BRAKE TYPE:CRANE SWING | BRAKE CALIPER LIEBHERR TOWER | Automotive - Parts and Accessories: CRANE MODEL 630EC-H50, SERIAL NUMBER 35893, SWING BRAKE CALIPER PART NUMBER 931039401 | EA | 1 | 1 | 2 | NO | 630 | 192150 | LIEBHERR CRANE | 931039401 |  | 07 | [7 empty] | 630EC-H50 |  | 42612 |  | 42464
13748 | 29200000TL | 03483 | EG1004009 | P | 58802371 | 58 | EGTL Spares | Mtce | 51 | 51F | CONTACT:BREAKER TYPE:CONTACT | BRUSH VOL:440/480V | Electric Components - Circuit Protection:MATL:SILVER/SS LIEBHERR TOWER CRANE MODEL 630EC-H50, SERIAL NUMBER 35893. CONTACT BRUSH, PART NUMBER 622016601 | EA | 6 | 6 | 12 | NO | 45 | 13725 | LIEBHERR CRANE | 622016601 |  | 07 | [7 empty] | 630EC-H50 |  | 42612 | 43743 | 42464
13749 | 29200000TL | 03483 | EG1004008 | P | 58802373 | 58 | EGTL Spares | Mtce | 28 | 28C | SWITCH:SAFETY FUSE:YES | ENCLOSURE:NEMA LIEBHERR TOWER | Safety Instrumented Systems :CRANE MODEL 630EC-H50, SERIAL NUMBER 35893. LIMIT SWITCH, PART NUMBER 606043501 | EA | 1 | 1 | 2 | NO | 189.5 | 57797.5 | LIEBHERR CRANE | 606043501 |  | 07 | [7 empty] | 630EC-H50 |  | 42612 | 43641 | 42464
13750 | 29200000TL | 03483 | EG1004008 | P | 58802374 | 58 | EGTL Spares | Mtce | 51 | 51R | SWITCH:LIMIT ELECT. | RATING:120/240/480/600 | Integrated Power Control Room & Substations :ENCLOSURE:NEMA LIMIT SWITCH, PART NUMBER 606039401 | EA | 1 | 0 | 1 | NO | 250 | 76250 | LIEBHERR CRANE | 606039401 |  | 07 | [7 empty] | 630EC-H50 |  | 42612 |  | 42464
13751 | 29200000TL | 03483 | EG1004010 | P | 58802375 | 58 | EGTL Spares | Mtce | 87 | 87B | SPARK PLUG TYPE:SPARK CURRENT | SUPPLY LIEBHERR TOWER CRANE | Engines - Parts : MODEL 630EC-H50, SERIAL NUMBER 35893. SPARK CURRENT SUPPLY, PART NUMBER 691290101 | EA | 4 | 2 | 4 | NO | 166.5 | 50782.5 | LIEBHERR CRANE | 691290101 |  | 07 | [7 empty] | 630EC-H50 |  | 42612 |  | 42464
13752 | 29200000TL | 03483 | EG1004011 | P | 58802377 | 58 | EGTL Spares | Mtce | 53 | 53Z | BRAKE TYPE:BRAKE LINING | MATL:STD LIEBHERR TOWER CRANE | Fittings - Pipe - Metal - Non CS :MODEL 630EC-H50, SERIAL NUMBER 35893. BRAKE LINING, PART NUMBER 502130701 | EA | 2 | 1 | 2 | NO | 245.5 | 74877.5 | LIEBHERR CRANE | 502130701 |  | 07 | [7 empty] | 630EC-H50 |  | 42612 |  | 42464
13753 | 29200000TL | 03483 | EG1004009 | P | 58802384 | 58 | EGTL Spares | Mtce | 50 | 50Z | BEARING TYPE:SELF-CENTERING | MATL:SS LIEBHERR TOWER CRANE | Bearings & Accessories - All :MODEL 630EC-H50, SERIAL NUMBER 35893. BEARING, PART NUMBER 745128901 | EA | 2 | 1 | 2 | NO | 48.9 | 14914.5 | LIEBHERR CRANE | 745128901 |  | 07 | [7 empty] | 630EC-H50 |  | 42612 |  | 42464
13754 | 29200000TL | 03483 | EG1004009 | P | 58802386 | 58 | EGTL Spares | Mtce | 51 | 51F | RECTIFIER TYPE:25 AMP | RECTIFIER AMP:25 INDUSTRY | Electric Components - Circuit Protection:STD:STD LIEBHERR TOWER CRANE MODEL 630EC-H50, SERIAL NUMBER 35893. 25 AMP RECTIFIER PART NUMBER 634019501 | EA | 4 | 2 | 4 | NO | 200.5 | 61152.5 | LIEBHERR CRANE | 634019501 |  | 07 | [7 empty] | 630EC-H50 |  | 42612 |  | 42464
13755 | 29200000TL | 03483 | EG1004011 | P | 58802387 | 58 | EGTL Spares | Mtce | 87 | 87B | CONTROL TYPE:CRANE CONTROL | EQUIPMENT LIEBHERR TOWER | Engines - Parts : CRANE MODEL 630EC-H50, SERIAL NUMBER 35893. CONTROL EQUIPMENT, PART NUMBER 615208201 REPLACED WITH PART NUMBER 615207101 | EA | 2 | 1 | 2 | NO | 122.7 | 37423.5 | LIEBHERR CRANE | 615207101 | 615208201 | 07 | [7 empty] | 630EC-H50 |  | 42612 | 43705 | 42464
13756 | 29200000TL | 03483 | EG1004009 | P | 58802388 | 58 | EGTL Spares | Mtce | 51 | 51F | BREAKER:CIRCUIT TYPE:TRIP UNIT | VOL:120/240/480/600 POLE:3 | Electric Components - Circuit Protection:AMP:25 AMP LIEBHERR TOWER CRANE MODEL 630EC-H50, SERIAL NUMBER 35893. 25 AMP CIRCUIT BREAKER, PART NUMBER 604505701 | EA | 2 | 1 | 2 | NO | 158.5 | 48342.5 | LIEBHERR CRANE | 604505701 |  | 07 | [7 empty] | 630EC-H50 |  | 42612 |  | 42464
13757 | 29200000TL | 03483 | EG1004003 | P | 58802556 | 58 | EGTL Spares | Mtce | 14 | 14Z | PROBE:PROXIMITY TYPE:VIBRATION | TIP DIA:11MM CASE LG:1.2IN |  | EA | 2 | 0 | 0 | NO | 783.3333 | 239550 | BENTLY NEVADA | 330705-02-18-10-02-05 |  | 16 | [9 empty] | 42766 | 44994 | 43375 |  |  |  |  | -1 | 1
13758 | 29200000TL | 03483 | EG1002003 | P | 58802583 | 58 | EGTL Spares | Mtce | 66 | 66S | REPAIR KIT:SOLENOID VALVE | TYPE:PILOT OPERATED | RATING:0.2- 16BARG SIZE/CONN:1INCH MATL:NBR SEAL KITS USED ON STASTO SOLENOID VALVE FOR MODEL TYPE 21W4KB250MR THIS ITEM IS USED IN EGTL MAINTENANCE WORKSHOP SANITARY/WATER SYSTEM SEE ATTACHED MANUFACTURER DATASHEET | KI | 2 | 1 | 2 | NO | 158.6575 | 48407.8183 | STASTO AUTOMATION | KTG0W3KB19 |  | 00,07 | [7 empty] | 21W4KB250MR |  | 42654 | 42743 | 42777
13759 | 29200000TL | 03483 | EG1003007 | P | 58802588 | 58 | EGTL Spares | Mtce | 72 | 72C | FILTER:OIL TYPE:FULL-FLOW LUBE | SPIN-ON SIZE:THD 1-12, O.D | 4-1/4, L 9-1/8 ELEMENT MATL:PAPER FILTERING RETENTION:MICRON HOUSING MATL:STL USED ON EGTL MUNICIPALITY GENERATOR | EA | 20 | 15 | 20 | NO | 26.174 | 7970.6888 | BALDWIN | B75 |  | 00 | [7 empty] | B75 |  | 42712 |  | 42613
13760 | 29200000TL | 03483 | EG1002005 | P | 58802596 | 58 | EGTL Spares | Mtce | 66 | 66H | VALVE:RELIEF TYPE:QUICK | EXHAUST SET PRESS.:150PSI | INLET SIZE:3/4 IN INLET CONN:3/4 IN OUTLET SIZE:3/4 IN OUTLET CONN:3/4 IN DESIGN RATING:240 PSI BODY MATL:316 SS TRIM:SS OPERATED:AIR TEMP RATING:366 DEG C SOFTGOODS:PTFEQA Code 02, 04, 05, 07, 23, 27 | EA | 1 | 0 | 0 | NO | 1234.18 | 376424.9 | ASCO VALVE PRODUCTS | 8290B070 |  | 00,02, 04, 05, 07, 23, 27 | [9 empty] | 42697 |  | 42607
13761 | 29200000TL | 03483 | EG1005013 | P | 58802609 | 58 | EGTL Spares | Mtce | 66 | 66H | PSV:PSV KITS | PRESSURE RELIEF VALVE | 110-PSV-0605 TYCO/WHESSOE MODEL 4210A-20-21200F Relief Valve 20IN X 20IN 0.0075 103 EGTL1-APP-PRO-PI-100031B | EA | 2 | 0 | 0 | NO | 622.99 | 189700.455 | TYCO/WHESSOE | S337503 |  | 7 |  |  |  |  | EGTL1-APP-PRO-PI-100031B |  |  | GA-4210A |  | 42570 |  | 42608
13762 | 29200000TL | 03483 | EG1001012 | P | 58802927 | 58 | EGTL Spares | Mtce | 72 | 72B | FILTER:WATER TYPE:COOLANT | SIZE:5.41IN HT X 3.75IN OD | ELEMENT MATL:GRANULES FILTERING RETENTION:MICRON HOUSING MATL:METAL FILTERS TO BE USED FOR EGTL 1000KVA CUMMINS DIESEL GENERATOR ALT PART NO: BALDWIN B5176 | EA | 15 | 10 | 15 | NO | 33.81 | 10295.145 | FLEETGUARD | WF2078 |  | 00 | [9 empty] | 42711 |  | 42607
13763 | 29200000TL | 03483 | EG1002018 | P | 58802952 | 58 | EGTL Spares | Mtce | 53 | 53Z | CONNECTOR:TUBE TUBE | CONNECTOR FOR RESERVOIR KCL | FEED MANUFACTURER: ABB INC. PROCESS AUTOMATION, 125 E COUNTY LINE ROAD, WARMINSTER, PA 18974, USA | EA | 2 | 1 | 2 | NO | 378.31 | 115630.4515 | ABB | 0216451 |  | 00 |  |  | 1BBB |  |  |  |  | 0216451 |  | 42843 |  | 42698
13764 | 29200000TL | 03483 | EG1040002 | S | 58803010 | 58 | EGTL Spares | Mtce | 66 | 66Z | VALVE:CONTROL TYPE:TEMPERATURE | CONTROL VALVE SET PRESS.:6.55 | BARG@76°C INLET SIZE:1½ INCH INLET CONN:1½ INCH NB CL150 FF OUTLET SIZE:1½ INCH OUTLET CONN:1½ INCH NB CL150 FF CLASS:150LB DESIGN RATING:1½ INCH NB CL150 FF BODY MATL:CAST IRON TRIM:STAINLESS STEEL, BRASS AND BRO OPERATED:PNEUMATIC TEMP RATING:80 DEG MAX | EA | 2 | 1 | 2 | NO | 2310 | 704781 | AMOT | 1½ EMCF-170-07-0-AA |  | 16,21 | [7 empty] | 1½ EMCF-170-07-0-AA |  | 42880 |  | 42755
13765 | 29200000TL | 03483 | EG1040020 | S | 58803012 | 58 | EGTL Spares | Mtce | 66 | 66F | KIT TYPE:SOFTGOODS FOR VALVE | REPAIR APPLICATION:VALVE | RETAINER CONTAINS A:416SS HT MEGASTREAM RETAINER 416SS HT MEGASTREAM RETAINER PART NO.:123892.BFQ PLUG AND SEAT, CV 23, STELLITED(ALLOY 6) PLUG PART NO.: 002042.831.000 SEAT PART NO.: 001383.825.000 1.5” BODY PACKING KIT PART NO.: 087295.999.000 ACTUATOR | EA | 2 | 1 | 2 | NO | 2270.8 | 693048.16 | FLOWSERVE | 123892.BFQ |  | 16,21 |  |  | 1BCC |  |  |  |  | RETAINER |  | 42875 |  | 42806
13766 | 29200000TL | 03483 | EG1040020 | S | 58803013 | 58 | EGTL Spares | Mtce | 66 | 66G | PLUG:VALVE VALVE STYLE:CONTROL | VALVE SIZE:1.5 IN MATL:ALLOY 6 | MARK ONE / GLOBE / MEGASTREAM VALVE PLUG AND SEAT, CV 23, STELLITED(ALLOY 6) PLUG PART NO.: 002042.831.000 | IN | 2 | 1 | 2 | NO | 714 | 217912.8 | FLOWSERVE | 002042.831.000 |  | 16,21 | [7 empty] | VALVE PLUG |  | 42875 |  | 42806
13767 | 29200000TL | 03483 | EG1040020 | S | 58803014 | 58 | EGTL Spares | Mtce | 66 | 66F | SEAT:VALVE TYPE:GLOBE SIZE:1.5 | IN VALVE SIZE:1.5 IN MATL:316 | SS W/SS ALLOY6 MARK ONE / GLOBE / MEGASTREAM VALVE. PLUG AND SEAT, CV 23, STELLITED(ALLOY 6) PLUG PART NO.: 002042.831.000 SEAT PART NO.: 001383.825.000 | EA | 2 | 1 | 2 | NO | 1194.25 | 365098.8265 | FLOWSERVE | 001383.825.000 |  | 16,21 |  |  | 1BCC |  |  |  |  | SEAT |  | 42875 |  | 43413
13768 | 29200000TL | 03483 | EG1040020 | S | 58803015 | 58 | EGTL Spares | Mtce | 66 | 66F | KIT TYPE:PACKING KIT | APPLICATION:1.5 IN GLOBE VALVE | CONTAINS A:1.5 BODY PACKING KIT 1.5” BODY PACKING KIT PART NO.: 087295.999.000 | EA | 2 | 1 | 2 | NO | 201.6 | 61528.32 | FLOWSERVE | 087295.999.000 |  | 16,21 | [7 empty] | BODY PACKING KIT |  | 42875 |  | 42806
13769 | 29200000TL | 03483 | EG1040020 | S | 58803016 | 58 | EGTL Spares | Mtce | 66 | 66S | KIT TYPE:REPAIR | APPLICATION:ACTUATOR REPAIR | KIT CONTAINS A:O-RING CONTAINS B:BUSH CONTAINS C:GASKETS ACTUATOR PACKING KIT, VL25 PART NO.: 037858.999.000 | EA | 2 | 1 | 2 | NO | 67.2 | 20509.44 | FLOWSERVE | 037858.999.000 |  | 16,21 |  |  | 1BCC |  |  |  |  | ACTUATOR PACKING KIT, VL2 |  | 42875 |  | 42806
13770 | 29200000TL | 03483 | EG1040012 | P | 58803020 | 58 | EGTL Spares | Mtce | 66 | 66O | VALVE:CHECK TYPE:BOLTED | BONNET-FULL STD PORT SIZE:3/4 | CLASS:800LB DESIGN RATING:800LB CONN:THREADED PORT:FULL STANDARD BODY MATL:CS TRIM:12 TEMP RATING:38 DEG. C SOFTGOODS:SPRING & GASKET STYLE:SWING CONFIG:1-WAY NEW PART NUMBER: 844-THD A105N F316HFS OMB VALVE CODE: GPB84AA010325 MATERIAL DESCRIPTION: VAL | EA | 15 | 14 | 20 | NO | 140.13 | 43019.91 | OMB VALVES |  |  | 07 | [7 empty] | 844-THD A105N F316HFS |  | 42822 |  | 42758
13771 | 29200000TL | 03483 | EG1002005 | P | 58803048 | 58 | EGTL Spares | Mtce | 54 | 54A | O-RING TYPE:FILTER SEAL | ID:16MM OD:22MM WIDTH:3MM SEC | DIA:19 MATL:VITON INDUSTRY STD:2-208 CEMS, HEATED SAMPLE PROBE FILTER O-RING | EA | 6 | 8 | 12 | NO | 40.25 | 12274.2375 | UNIVERSAL | 4904-0015 |  | 00 |  |  | 1BBB |  |  |  |  | 270SF |  | 42880 |  | 42796
13772 | 29200000TL | 03483 | EG1040020 | S | 58803061 | 58 | EGTL Spares | Mtce | 54 | 54A | SEAL:MECHANICAL TYPE:2 | SHAFT/SLEEVE DIA:3/4IN HOUSING | BORE:GPN 87000406 STYLE:LOOSE DESIGN:BALANCED ARRANGEMENT:SGL STATIONARY FACE MATL:SILICONE CARBIDE ROTATING FACE MATL:CARBON HARDWARE MATL:316 SS SPRING MATL:316 SS SECONDARY SEAL:VITON GASKET MATL:VITON JOHN CRANE MECHANICAL SEAL 3/4" T2BR171/W GPN 870 | EA | 2 | 1 | 2 | NO | 223.625 | 68250.8078 | JOHN CRANE | GPN87000406 |  | 01,01A |  |  | 2BBB |  |  |  |  | GPN87000406 |  | 42874 |  | 42820
13773 | 29200000TL | 03483 | EG1039010 | S | 58803105 | 58 | EGTL Spares | Mtce | 54 | 54A | GASKET:PUMP TYPE:SERATED | GRAPHITE SPECIAL | STYLE:FLEXITALLIC MATL:GRAPHITE/316 ID:412MM OD:438MM THCK:5MM CASING GASKET FOR 160-PC-001A/B (ZF 150-4400) | EA | 4 | 2 | 5 | NO | 230 | 70173 | SULZER | 40002 |  | 00 | [9 empty] | 42880 | 44027 | 42817
13774 | 29200000TL | 03483 | EG1002003 | P | 58803107 | 58 | EGTL Spares | Mtce | 65 | 65A | RETAINER TYPE:RET RING | SIZE:1IN X 3IN MATL:STL FTL | ENTERPRISES, INC. 19205 WOODLANDS LANE HUNTINGTON BEACH. CA 92648. RETING@AOL.COM. RET RING PART NUMBER CAT10021S. | EA | 10 | 4 | 15 | NO | 32.14 | 9828.7334 | FTL ENTERPRISES, INC. | CAT10021S |  | 07 |  |  | 2BBB | [6 empty] | 42885 |  | 43068
13775 | 29300000TL | 03483 | EG1029004 | S | 58803124 | 58 | EGTL Spares | Mtce | 51 | 51B | LAMP:FLUORESCENT TYPE:PL-C | 26W/841/4P/ALTO WAT:26W | VOL:120V LG:PL-C (QUAD TUBE), CFQ-QUAD BULB:CFL-4-PIN BASE COLOR:COOL WHITE BASE:CFL-4-PIN BASE PHILIPS LIGHTING PL-C 26W/841/4P/ALTO MFR: PHILIPS TYPE: LAMP, COMPACT FLUORESCENT VOLTS: 120V AC WATTAGE: 26W SHAPE: PL-C (QUAD TUBE), CFQ-QUAD COLOR: C | EA | 4 | 4 | 7 | YES | 16.5 | 26312.55 | PHILIPS LIGHTING COY | PL-C 26W/841/4P/ALTO |  | 16 | [7 empty] | PL-C 26W/841/4P/ALTO |  | 44200 | 45728 | 45802 | -20 | 1 |  |  | -20 | 2
13776 | 29200000TL | 03483 | EG1039010 | P | 58803125 | 58 | EGTL Spares | Mtce | 14 | 14C | SOLENOID:COIL TYPE:SWITCH COIL | VOL:12V MANUFACTURER: KUBOTA | PN: 17208-60015 FUEL SHUT-OFF/STOP SOLENOID KUBOTA 17208-60015 FOR KUBOTA ENGINE D1005. REFER TO PO-538497 SEE LINK: HTTP://WWW.SENOPARTS.COM/PRODUCT/EN/KUBOTA-D1105-D1005-D905-SHUTOFF-SOLENOID-17208-60015.HTML | EA | 1 | 1 | 2 | NO | 146.8835 | 49033.6 | KUBOTA | 17208-60015 |  | 16 | [7 empty] | 17208-60015 |  | 42968 | 45889 | 43551 | -1 | 1
13777 | 29200000TL | 03483 | EG1039010 | P | 58803127 | 58 | EGTL Spares | Mtce | 86 | 86Z | STARTER:AUTOMOTIVE YEAR:NA | ENGINE BRAND:STARTER | CYLINDER:CW ROTATION DISPLACEMENT:9 TEETH VOL:12V MANUFACTURER: DENSO PN: 67980-31150 DESCRIPTION: NEW STARTER KUBOTA TRACTOR MOWER DIESEL 67980-31150 FOR KUBOTA ENGINE D1005 . REFER TO PO-538497 SEE LINK: HTTPS://WWW.TOTALPOWERPARTS.COM/STARTER-KUBOTA- | EA | 1 | 1 | 2 | NO | 124.93 | 38224.7258 | DENSO | 67980-31150 |  | 16 | [7 empty] | 67980-31150 |  | 42968 | 44985 | 43713 |  |  |  |  | -1 | 1
13778 | 29200000TL | 03483 | EG1005017 | P | 58803128 | 58 | EGTL Spares | Mtce | 14 | 14A | SWITCH:LEVEL ELECT. | RATING:A/C,20VA,1PH,60HZ | RANGE:100 MAX PSI ACTION:SPST STYLE:FLOAT ENCLOSURE:GENERAL PURPOSE 150-AT-0011 CFPP ANALYZER DRAIN TANK LEVEL SWITCH. SWITCH, FLOAT LEVEL. | EA | 2 | 1 | 2 | NO | 75 | 22912.5 | GEMS SENSOR | 177100 |  | 00 | [7 empty] | LS-7 SERIES |  | 42935 |  | 42867
13779 | 29200000TL | 03483 | EG1001015 | P | 58803163 | 58 | EGTL Spares | Mtce | 51 | 51E | SWITCH:TOGGLE OPERATION:SAFET | SHOWER POWER SWITCH ELECT. | RATING:120/227A 20A ACTION:HAZARDOUS LOCATION SWITCH CONTACT ARRANGEMENT:SINGLE POLE CONTACT CONFIG:ON/OFF TERMINAL:SCREW COLOR:GREY ENCLOSURE:CL 1 GR C,D/CL 2 GR E,F,G COOPER CROUSE-HINDS EDSC2129SA SNAP SWITCH, COMPLETE ASSEMBLY, FEED THROUGH, 3/4" HUB, | EA | 1 | 1 | 2 | NO | 271.28 | 82912.3868 | COOPER CROUSE HINDS | EDSC2129SA |  | 16 | [9 empty] | 42865 | 45040 | 43223 |  |  |  |  | -1 | 1
13780 | 29200000TL | 03483 | EG1001015 | P | 58803219 | 58 | EGTL Spares | Mtce | 72 | 72C | FILTER:FUEL TYPE:DIESEL | SIZE:100MM X 240MM ELEMENT | MATL:PAPER FILTERING RETENTION:MICRON HOUSING MATL:METAL | EA | 4 | 2 | 3 | NO | 39.8278 | 12184.82 | VOLVO | 21707133 |  | 00 | [9 empty] | 42905 | 43623 | 43719
13781 | 29200000TL | 03483 | EG1028016 | P | 58803265 | 58 | EGTL Spares | Mtce | 72 | 72B | FILTER:OIL TYPE:WIRE MESH | SIZE:250MICRON ELEMENT | MATL:250 MICRON MESH FILTERING RETENTION:20 L/MIN HOUSING MATL:STEEL OIL FILTER STRAINER FOR STG CONDENSER FAN GEARBOXES. 173-EA-002ABC. GEARBOX TYPE: FLENDER B3NV009C. SERIAL: 4233600-404-1...4 / 4233600-090--1...8. PART LIST NUMBER: GL4233600-040-EN. | EA | 4 | 3 | 6 | NO | 100.24 | 30589.489 | FLENDER | 740 |  | 00 | [7 empty] | B5911 |  | 42922 |  | 42947
13782 | 29200000TL | 03483 | EG1004006 | P | 58803273 | 58 | EGTL Spares | Mtce | 56 | 56Z | CLIP:CIRCLIP TYPE:SHAFT | SIZE:82MM MATL:STEEL ITEM | DESCRIPTION: CIRCLIP ITEM P/N: 932.01 PARENT PUMP SERIAL NUMBERS: 207273, 207274, 207275. PARENT PUMP TAG: 130-PC-108/208 A/B/C PUMP DRAWING NUMBER: CS056919412 MANUFACTURER: SULZER PUMP | EA | 3 | 2 | 3 | NO | 249.9 | 76406.925 | SULZER | ITEM 932.01 |  | 00 | [9 empty] | 42929 |  | 43006
13783 | 29200000TL | 03483 | EG1039010 | S | 58803276 | 58 | EGTL Spares | Mtce | 54 | 54A | GASKET:PUMP TYPE:DRIVE | STYLE:H120/160X0,5-603 | MATL:DPAF ITEM DESCRIPTION: GASKET ITEM P/N: 400.01 PARENT PUMP SERIAL NUMBER: UG1084190 PARENT PUMP MODEL NUMBER: CPKN-E 065-250 PARENT PUMP TAG: 110-PC-133 A/B PUMP DRAWING NUMBER: MANUFACTURER: KSB | CR | 3 | 3 | 5 | NO | 43.62 | 13339.4322 | KSB | 400.01 |  | 00 | [7 empty] | CPKN-E 065-250 |  | 42935 |  | 42971
13784 | 29200000TL | 03483 | EG1039010 | S | 58803278 | 58 | EGTL Spares | Mtce | 76 | 76A | JOINT TYPE:JOINT RING SIZE:A | 34/41X1,5 MATL:CRNI-GRAFIT 1F | ITEM DESCRIPTION: JOINT RING ITEM P/N: 411.32 PARENT PUMP SERIAL NUMBER: UG1084190 PARENT PUMP MODEL NUMBER: CPKN-E 065-250 PARENT PUMP TAG: 110-PC-133 A/B PUMP DRAWING NUMBER: MANUFACTURER: KSB | CR | 3 | 3 | 5 | NO | 21.34 | 6525.9854 | KSB | 411.32 |  | 00 | [7 empty] | CPKN-E 065-250 |  | 42935 | 44801 | 42971
13785 | 29200000TL | 03483 | EG1039010 | S | 58803279 | 58 | EGTL Spares | Mtce | 54 | 54A | O-RING TYPE:CONDENSATE PUMP | ID:158.12 OD:163.45 WIDTH:5.33 | MM SEC DIA:EPDM MATL:EPDM 80PEROXYD INDUSTRY STD:ISO 16016 SIZE: 158.12 X 5.33 | EA | 3 | 3 | 5 | NO | 30.43 | 9297.4808 | KSB | 412.01 |  | 00 |  |  | 1BBB |  |  |  |  | CPKN-E 065-250 |  | 42935 |  | 42971
13786 | 29200000TL | 03483 | EG1039010 | S | 58803280 | 58 | EGTL Spares | Mtce | 76 | 76C | SEAL TYPE:LIP SEAL SIZE:AS | 45/60X7 MATL:72 NBR902 ITEM | DESCRIPTION: RADIAL LIP SEAL ITEM P/N: 421.02 PARENT PUMP SERIAL NUMBER: UG1084190 PARENT PUMP MODEL NUMBER: CPKN-E 065-250 PARENT PUMP TAG: 110-PC-133 A/B PUMP DRAWING NUMBER: MANUFACTURER: KSB | EA | 1 | 3 | 5 | NO | 73.67 | 22529.0227 | KSB | 421.02 |  | 00 | [7 empty] | CPKN-E 065-250 |  | 42935 | 45758 | 42971 | -1 | 1
13787 | 29200000TL | 03483 | EG1039010 | S | 58803281 | 58 | EGTL Spares | Mtce | 76 | 76A | THROWER:PUMP SIZE:C 45 SW | MATL:PPO-GF30 ITEM | DESCRIPTION: THROWER ITEM P/N: 507.01 PARENT PUMP SERIAL NUMBER: UG1084190 PARENT PUMP MODEL NUMBER: CPKN-E 065-250 PARENT PUMP TAG: 110-PC-133 A/B PUMP DRAWING NUMBER: MANUFACTURER: KSB | EA | 3 | 3 | 5 | NO | 69.3 | 21192.633 | KSB | 507.01 |  | 00 | [7 empty] | CPKN-E 065-250 |  | 42935 |  | 42971
13788 | 29200000TL | 03483 | EG1039010 | S | 58803282 | 58 | EGTL Spares | Mtce | 76 | 76A | DISC:PUMP TYPE:OIL SUMP SIZE:A | 108/120X3,5 MATL:ST ITEM | DESCRIPTION: DISCITEM P/N: 550.23PARENT PUMP SERIAL NUMBER: UG1084190PARENT PUMP MODEL NUMBER: CPKN-E 065-250PARENT PUMP TAG: 110-PC-133 A/BPUMP DRAWING NUMBER: MANUFACTURER: KSBQA Codes 02, 01A, 21 | CR | 3 | 3 | 5 | NO | 39.77 | 12162.0637 | KSB | 550.23 |  | 00 | [7 empty] | CPKN-E 065-250 |  | 42935 |  | 42971
13789 | 29200000TL | 03483 | EG1039010 | S | 58803283 | 58 | EGTL Spares | Mtce | 56 | 56Z | NUT:CAP MATL:1.4571-CRNIST | GRADE:M16X1,5/U03S ITEM | DESCRIPTION: IMPELLER NUT ITEM P/N: 922 PARENT PUMP SERIAL NUMBER: UG1084190 PARENT PUMP MODEL NUMBER: CPKN-E 065-250 PARENT PUMP TAG: 110-PC-133 A/B PUMP DRAWING NUMBER: MANUFACTURER: KSB | EA | 3 | 1 | 2 | NO | 732.48 | 224198.6603 | KSB | 922 |  | 07,21 | [7 empty] | CPKN-E 065-250 |  | 42935 | 43190 | 43622
13790 | 29200000TL | 03483 | EG1039010 | S | 58803284 | 58 | EGTL Spares | Mtce | 56 | 56Z | WASHER:LOCK TYPE:EXTERNAL | TOOTH MATL:DC01-A GRADE:MB 11 | ITEM DESCRIPTION: LOCKWASHER ITEM P/N: 931.01 PARENT PUMP SERIAL NUMBER: UG1084190 PARENT PUMP MODEL NUMBER: CPKN-E 065-250 PARENT PUMP TAG: 110-PC-133 A/B PUMP DRAWING NUMBER: MANUFACTURER: KSB | EA | 3 | 3 | 5 | NO | 23.49 | 7183.4769 | KSB | 931.01 |  | 07 | [7 empty] | CPKN-E 065-250 |  | 42935 |  | 42971
13791 | 29200000TL | 03483 | EG1039010 | S | 58803285 | 58 | EGTL Spares | Mtce | 56 | 56Z | CLIP:CIRCLIP TYPE:CIRCLIP | SIZE:120X4 MATL:FST PHR ITEM | DESCRIPTION: CIRCLIP ITEM P/N: 932.01 PARENT PUMP SERIAL NUMBER: UG1084190 PARENT PUMP MODEL NUMBER: CPKN-E 065-250 PARENT PUMP TAG: 110-PC-133 A/B PUMP DRAWING NUMBER: MANUFACTURER: KSB | EA | 3 | 3 | 5 | NO | 27.89 | 8529.0409 | KSB | 932.01 |  | 00 | [7 empty] | CPKN-E 065-250 |  | 42935 |  | 42971
13792 | 29200000TL | 03483 | EG1039010 | S | 58803286 | 58 | EGTL Spares | Mtce | 56 | 56Z | CLIP:CIRCLIP TYPE:CIRCLIP | SIZE:120X4 MATL:FST PHR ITEM | DESCRIPTION: CIRCLIP ITEM P/N: 932.02 PARENT PUMP SERIAL NUMBER: UG1084190 PARENT PUMP MODEL NUMBER: CPKN-E 065-250 PARENT PUMP TAG: 110-PC-133 A/B PUMP DRAWING NUMBER: MANUFACTURER: KSB | EA | 3 | 3 | 5 | NO | 27.89 | 8529.0409 | KSB | 932.02 |  | 00 | [7 empty] | CPKN-E 065-250 |  | 42935 |  | 42971
13793 | 29300000TL | 03483 | EG1002017 | P | 58803315 | 58 | EGTL Spares | Mtce | 51 | 51Z | THERMOSTAT:THERMAL TYPE:HEATER | RANGE:50 - 58 DEGC ELECT. | RATING:227VAC 160-AX-0002A/B, 120-AX-1122/3/4/5/6, 120-AX-2122/3/4/5/6 EXPLOSION PROOF TYPE | EA | 1 | 0 | 1 | YES | 204.04 | 77434.5351 | INTERTEC | TS 50 |  | 00 | [7 empty] | TS 50 |  | 43782 |  | 44260
13794 | 29200000TL | 03483 | EG1039010 | S | 58803321 | 58 | EGTL Spares | Mtce | 72 | 72C | FILTER:FUEL TYPE:DIESEL | SIZE:FS1235 ELEMENT MATL:METAL | FILTERING RETENTION:MICRON HOUSING MATL:STL FLEET GUARD FILTER WITH SERIAL NUMBER 10352826 | EA | 3 | 1 | 2 | NO | 72.5555 | 22192.7084 | FLEET GUARD | FS1235 |  | 00,01,01A,15,16 | [7 empty] | F2L 2011 |  | 42949 | 43647 | 43679
13795 | 29200000TL | 03483 | EG1005012 | P | 58803325 | 58 | EGTL Spares | Mtce | 66 | 66P | REGULATOR:PRESSURE | TYPE:NITROGEN INLET | PRESS.:250PSI OUTLET PRESS.:150PSI SIZE/CONN:1/2 INCH BODY MATL:ALUMINIUN FAIRCHILD MODEL 25 REVERSING RELAY. SEE ATTACHMENT. | EA | 2 | 1 | 2 | NO | 541.81 | 165403.7568 | FAIRCHILD | 25444E |  | 01A,08 |  |  | 1BBB | [6 empty] | 42963 |  | 43045
13796 | 29200000TL | 03483 | EG1001009 | P | 58803335 | 58 | EGTL Spares | Mtce | 14 | 14A | PROBE:CORROSOMETER TYPE:STEEL | PROBE TIP DIA:1/8 IN LG:1/2 IN | RATING:0-200 DEGF CABLE LG:1 MTR MATL:STEEL NCM 100 1018 STEEL PROBE WITH FERRULES | EA | 4 | 1 | 4 | NO | 409.43 | 125473.9178 | NALCO | 400-NCMP1B.88 |  | 00 | [7 empty] | 3D TRASAR |  | 42963 |  | 43056
13797 | 29200000TL | 03483 | EG1001009 | P | 58803337 | 58 | EGTL Spares | Mtce | 14 | 14A | PROBE:SENSOR TYPE:PH TIP DIA:1 | CM LG:6 IN RATING:0-200 DEG F | CABLE LG:1 MTR MATL:EPOXY TR 5000 PH PROBE | EA | 1 | 1 | 3 | NO | 633.6 | 194173.056 | NALCO | 060-TR5411.88 |  | 00 | [7 empty] | 3D TRASAR |  | 42963 | 45513 | 43056 |  |  | -1 | 1 | -1 | 1
13798 | 29200000TL | 03483 | EG1001009 | P | 58803340 | 58 | EGTL Spares | Mtce | 14 | 14A | PROBE:SENSOR TYPE:CONDUCTIVITY | TIP DIA:1 IN DIA LG:6 IN | RATING:0-200 DEG F CABLE LG:1 MTR MATL:EPOXY TR 5000 TORRODIAL CONDUCTIVITY PROBE WITH 2 INCH TEE | EA | 2 | 1 | 2 | NO | 1254.25 | 384377.455 | NALCO | 060-TR5441.88 |  | 00 |  |  | 3CBC |  |  |  |  | 3D TRASAR |  | 42963 |  | 43056
13799 | 29200000TL | 03483 | EG1038006 | S | 58803356 | 58 | EGTL Spares | Mtce | 14 | 14D | FLOAT TYPE:LEVEL GAUGE FLOAT | SIZE:2-1/4 INCH MATL:316/316L | SS LEVEL GAUGE FLOAT, PART NUMBER: MII—SF-16-03—T-0.53/0.98-55-35.6-1045MM—FL—MS—WN—NF—DV SG: 0.53/0.98 | EA | 2 | 1 | 3 | NO | 1384 | 422452.16 | JERGUSON | F22T -12 -4 -.43 |  | 05,21 |  |  | 1BCC |  |  |  |  | MII—SF-16-03—T-0.53/0.98- |  | 42975 |  | 43059
13800 | 29300000TL | 03483 | EG1005011 | P | 58803361 | 58 | EGTL Spares | Mtce | 14 | 14Z | SWITCH TYPE:MICROSWITCH | ACTION:ZDS0 VOL:125/250VAC | AMP:15A PHASE:1 FREQ:50/60 CONTACT ARRANGEMENT:1NO-1NC MOUNT:SCREW OTEHALL ENGLAND MICROSWITCH 15A, 0.5HP, 125/250VAC. Micro switch with soldered cable | EA | 1 | 0 | 1 | YES | 39.93 | 16357.7238 | OTEHALL ENGLAND | 383/25/10G/ZDS0 |  | 00 | [9 empty] | 43769 | 45488 | 44260 |  |  | -1 | 1
13801 | 29200000TL | 03483 | EG1002004 | P | 58803362 | 58 | EGTL Spares | Mtce | 14 | 14Z | BOARD TYPE:ELECTRONIC BOARD | SIZE:111MM MATL:304 STAINLESS | STEEL EGTL WEIGH BRIDGE JUNCTION BOX CIRCUIT BOARD. MODEL NUMBER KL-J8A | EA | 2 | 1 | 2 | NO | 626.05 | 191452.3505 | GUANGZHOU ZENGCHENG HENGD |  |  | 00 | [7 empty] | KL-J8A |  | 42980 |  | 43019
13802 | 29300000TL | 03483 | EG1005012 | P | 58803367 | 58 | EGTL Spares | Mtce | 51 | 51M | FAN TYPE:COOLING SIZE:50MM | ELECT. RATING:110V CAP:NEG | INTERNAL FAN 50MM TO ASIC BOARD MANUFACTURER: VACON PN:SPR-MEC21543 THIS PART IS USED ON VACON DRIVES WITH MODEL NUMBER NXI06505A0T0ISFA1A20 00 (VENDOR SHOULD DIRECT FROM VACON DRIVES) | EA | 2 | 1 | 2 | YES | 598.56 | 873322.9824 | VACO | SPR-MEC21543 |  | 16 | [9 empty] | 43769 |  | 45897
13803 | 29200000TL | 03483 | EG1003019 | P | 58803369 | 58 | EGTL Spares | Mtce | 51 | 51M | BOARD TYPE:I/O CARD SIZE:6IN | MATL:ELECTRONIC CARD BASIC I/O | BOARD MANUFACTURER: VACON PN:OPT-A1 THIS PART IS USED ON VACON DRIVES WITH MODEL NUMBER NXI06505A0T0ISFA1A2000 (VENDOR SHOULD DIRECT FROM VACON DRIVES) | EA | 3 | 2 | 6 | NO | 170.3 | 51992.59 | VACO | OPT-A1 |  | 16 | [9 empty] | 42985 | 43294 | 43024
13804 | 29200000TL | 03483 | EG1003021 | P | 58803370 | 58 | EGTL Spares | Mtce | 51 | 51M | BOARD TYPE:RELAY CARD SIZE:6IN | MATL:ELECTRONIC CARD RELAY | CARD WITH THERMISTOR INPUT MANUFACTURER: VACON PN:OPT-A3 THIS PART IS USED ON VACON DRIVES WITH MODEL NUMBER NXI06505A0T0ISFA1A2000 (VENDOR SHOULD DIRECT FROM VACON DRIVES) | EA | 4 | 1 | 4 | NO | 130 | 39701.647 | VACO | OPT-A3 |  | 16 | [9 empty] | 42985 | 43294 | 43306
13805 | 29200000TL | 03483 | EG1003021 | P | 58803371 | 58 | EGTL Spares | Mtce | 51 | 51M | BOARD TYPE:CONTROL CARD | SIZE:6IN MATL:ELECTRONIC CARD | NXP3 CONTROL BOARD MANUFACTURER: VACON PN:SPR-CMB26429 THIS PART IS USED ON VACON DRIVES WITH MODEL NUMBER NXI06505A0T0ISFA1A2000 (VENDOR SHOULD DIRECT FROM VACON DRIVES) | EA | 4 | 1 | 4 | NO | 1625.515 | 496547.1891 | VACO | SPR-CMB26429 |  | 16 |  |  | 1BBB | [6 empty] | 42985 | 43294 | 43306
13806 | 29200000TL | 03483 | EG1003019 | P | 58803372 | 58 | EGTL Spares | Mtce | 51 | 51M | BOARD TYPE:ASIC BOARD SIZE:6IN | MATL:ELECTRONIC CARD ASIC | BOARD MANUFACTURER: VACON PN:SPR-CMB21565 THIS PART IS USED ON VACON DRIVES WITH MODEL NUMBER NXI06505A0T0ISFA1A2000 (VENDOR SHOULD DIRECT FROM VACON DRIVES) | EA | 2 | 0 | 0 | NO | 1393.33 | 425383.649 | VACO | SPR-CMB21565 |  | 16 |  |  | 2BBB | [6 empty] | 42985 |  | 43024
13807 | 29200000TL | 03483 | EG1002011 | P | 58803393 | 58 | EGTL Spares | Mtce | 51 | 51F | BREAKER:CIRCUIT TYPE:RCD/ELCB | VOL:400VAC POLE:4POLE AMP:63A | INTERRUPT CAP:0.03A/30MA F200SERIES ABB RCD/ELCB CIRCUIT BREAKER. 400V, 3PH, 63A, 4P, 30MA RCD PN: F204A-63/0.03 SEE LINK: HTTP://WWW.RADWELL.COM/EN-US/BUY/ASEA%20BROWN%20BOVERI/ASEA%20BROWN%20BOVERI/F204A-63-DIV-0.03 | EA | 1 | 0 | 1 | NO | 200 | 61292 | ABB | F204A-63/0.03 |  | 16 | [7 empty] | F200 SERIES |  | 43001 | 43602 | 43617
13808 | 29300000TL | 03483 | EG1002011 | P | 58803394 | 58 | EGTL Spares | Mtce | 51 | 51F | BREAKER:CIRCUIT TYPE:RCD/ELCB | VOL:220/230/240VAC POLE:2POLE | AMP:25A RATING INTERRUPT CAP:0.03A/30MA F200SERIES ABB RCD/ELCB CIRCUIT BREAKER. 220/230/240V, 1PH, 25A, 2P, 30MA RCD. PN: F202A-25/0.03 SEE LINK: HTTP://WWW.RADWELL.COM/EN-US/BUY/ASEA%20BROWN%20BOVERI/ASEA%20BROWN%20BOVERI/F204A-63-DIV-0.03 | EA | 4 | 2 | 4 | YES | 84.0623 | 34500 | ABB | F202A-25/0.03 |  | 16 | [7 empty] | F200 SERIES |  | 43782 |  | 44448
13809 | 29300000TL | 03483 | EG1002011 | P | 58803396 | 58 | EGTL Spares | Mtce | 51 | 51B | BALLAST:HID TYPE:HID VOL:120V | AMP:1.6A WAT:70W STYLE:M85 | NUMBER OF LAMPS:1 LAMP TYPE:HX-HPF LAMP WAT:70W MANUFACTURER: ADVANCE/PHILLIPS PN: 71A5280/71A5280500D. BALLAST/CAPACITOR/IGNITOR FOR 70W M85 120/277V YELLOW HAZARDOUS LOCATION PORTABLE LIGHTINGS MODEL SLXP70MH. COMPLETE SET OF BALLAST/CAPACITOR/IGNITOR. | EA | 4 | 2 | 4 | YES | 169.005 | 255339.6594 | ADVANCE/PHILIPS/DAMAR | 22462A |  | 16 | [7 empty] | 71A5280500D |  | 43782 | 45686 | 45727 | -4 | 1 | -2 | 1
13810 | 29300000TL | 03483 | EG1002004 | P | 58803397 | 58 | EGTL Spares | Mtce | 51 | 51B | BALLAST:FLUORESCENT | TYPE:FLUORESCENT VOL:120V/60HZ | AMP:0.62A WAT:40W STYLE:RAPID START NUMBER OF LAMPS:2 LAMP TYPE:F40T12 LAMP WAT:40W BALLAST FLUORESCENT 120VAC 60HZ FOR F40T12. FOR EGTL ANALYZER SHELTERS FLUORESCENT LIGHTINGS. SEE LINK: HTTP://WWW.RADWELL.COM/EN-US/BUY/PHILLIPS/ADVANCE%20BALLAST/REL-B2S | EA | 23 | 11 | 17 | YES | 38.9253 | 16119.2451 | ADVANCE | RELB-2S40-N |  | 16 | [7 empty] | RELB-2S40-N |  | 43769 | 45978 | 44716 | -6 | 1 | -28 | 2 | -20 | 1
13811 | 29200000TL | 03483 | EG1040021 | S | 58803429 | 58 | EGTL Spares | Mtce | 72 | 72B | FILTER:OIL TYPE:FILTER ELEMENT | SIZE:9.25INCHX3.88INCH ELEMENT | MATL:WIRE GLASS FILTERING RETENTION:PER OEM HOUSING MATL:STEEL OIL FILTER ELEMENT FOR INGERSOLL RAND SIERRA H50A OIL FREE AIR SCREW COMPRESSOR. SERIAL TS5685U17039. EQUIPMENT TAG 171-CS-042A. IR PART NUMBER(CCN):39911615. | EA | 1 | 0 | 1 | NO | 51.0058 | 18387.6 | INGERSOLL RAND | 39911615 |  | 16 | [7 empty] | H50A |  | 43019 | 45707 | 43058 | -1 | 1
13812 | 29200000TL | 03483 | EG1002011 | P | 58803462 | 58 | EGTL Spares | Mtce | 14 | 14A | SOLENOID TYPE:SOLENOID | STACKABLE COIL VOL:24 VDC FIRE | AND GAS SYSTEM, 120-CS-001A AND 120-CS-001B EXPLOSION PROOF CONTROL HEAD SOLENOID VALVE | EA | 1 | 0 | 1 | NO | 1008.75 | 308445.4875 | KIDDE FENWAL INC. | 81-100000-001 |  | 00 |  |  | 2BBB |  |  |  |  | 81-100000-001 |  | 43074 |  | 43290
13813 | 29200000TL | 03483 | EG1040007 | S | 58803517 | 58 | EGTL Spares | Mtce | 14 | 14C | BUFFER TYPE:BUNDLE WAVEGUIDE | BUFFER SIZE:1.5IN MATL:316SS | BUNDLE WAVEGUIDE BUFFER MFR: GE PANAMETRICS, MODEL: FSPA-36-1.5IN-0-N-0 COMES IN PARS | PR | 2 | 1 | 2 | NO | 1947.975 | 596927.2065 | GE SENSING/GE PANAMETRICS | FSPA-36-1.51N-0-N-0 |  | 00 |  |  | 2BBB |  |  |  |  | FSPA-36-1.51N-0-N-0 |  | 43122 |  | 43557
13814 | 29300000TL | 03483 | EG1004002 | P | 58803598 | 58 | EGTL Spares | Mtce | 54 | 54D | O-RING:CORD TYPE:SEAL SEC | DIA:STD LG:STD MATL:STD | INDUSTRY STD:STD SEAL-O-RING PART NUMBER 298-6387. PAUL.QUINN@DTGEN.CO.UK DT GEN UK CADDER HOUSE, 160 CLOBER ROAD, MILNGAVIE GLASGOW G62 7LW, UK. | ST | 2 | 1 | 2 | YES | 55 | 41850.05 | CATERPILLAR | 298-6387 |  | 01,01A | [7 empty] | CAT D3612E |  | 44473 |  | 45153
13815 | 29300000TL | 03483 | EG1004001 | P | 58803601 | 58 | EGTL Spares | Mtce | 51 | 51R | RECTIFIER:MV SWGR | TYPE:GP-REVOLVING VOL:STD | AMP:STD INDUSTRY STD:STD CONN:STD RECTIFIER GP-REVOLVING PART NUMBER 298-3817. PAUL.QUINN@DTGEN.CO.UK DT GEN UK CADDER HOUSE, 160 CLOBER ROAD, MILNGAVIE GLASGOW G62 7LW, UK. | EA | 1 | 1 | 2 | YES | 2439.4 | 2599604.4672 | CATERPILLAR | 298-3817 |  | 01,01A | [7 empty] | CAT D3612E |  | 44473 | 45874 | 45425 | -1 | 1 | -1 | 1
13816 | 29300000TL | 03483 | EG1003018 | P | 58803622 | 58 | EGTL Spares | Mtce | 14 | 14A | SENSOR:PRESSURE TYPE:COOLANT | OUTLET RANGE:STD RATING:STD | CONN:STD MATL:STD SENSOR GP-PRESSURE (COOLANT OUTLET) PART NUMBER 276-6793. PAUL.QUINN@DTGEN.CO.UK DT GEN UK CADDER HOUSE, 160 CLOBER ROAD, MILNGAVIE GLASGOW G62 7LW, UK. | EA | 2 | 1 | 2 | YES | 337.43 | 545867.2596 | CATERPILLAR | 276-6793 |  | 01,01A | [7 empty] | CAT D3612E |  | 44473 |  | 45420
13817 | 29300000TL | 03483 | EG1003008 | P | 58803623 | 58 | EGTL Spares | Mtce | 14 | 14I | SENSOR:TEMPERATURE | TYPE:COOLANT OUTLET RANGE:STD | RATING:STD CONN:STD MATL:STD SENSOR GP-TEMPERATURE (COOLANT OUTLET) PART NUMBER 296-1406. PAUL.QUINN@DTGEN.CO.UK DT GEN UK CADDER HOUSE, 160 CLOBER ROAD, MILNGAVIE GLASGOW G62 7LW, UK. | EA | 2 | 1 | 2 | YES | 698.77 | 1130414.2044 | CATERPILLAR | 296-1406 |  | 01,01A | [7 empty] | CAT D3612E |  | 44473 |  | 45420
13818 | 29300000TL | 03483 | EG1003018 | P | 58803624 | 58 | EGTL Spares | Mtce | 51 | 51N | BUFFER:ELECTRONIC TYPE:BUFFER | GP-SENSOR CONN:STD BUFFER | GP-SENSOR PART NUMBER 349-5691. PAUL.QUINN@DTGEN.CO.UK DT GEN UK CADDER HOUSE, 160 CLOBER ROAD, MILNGAVIE GLASGOW G62 7LW, UK. | EA | 2 | 2 | 3 | YES | 337.7 | 546304.044 | CATERPILLAR | 349-5691 |  | 01,01A | [7 empty] | CAT D3612E |  | 44473 | 45874 | 45420 | -1 | 1
13819 | 29300000TL | 03483 | EG1005020 | P | 58803631 | 58 | EGTL Spares | Mtce | 14 | 14I | SENSOR:TEMPERATURE TYPE:STD | RANGE:STD RATING:STD CONN:STD | MATL:STD SENSOR GP-TEMPERATURE (EXHAUST PORT) PART NUMBER 383-2982. PAUL.QUINN@DTGEN.CO.UK DT GEN UK CADDER HOUSE, 160 CLOBER ROAD, MILNGAVIE GLASGOW G62 7LW, UK. | EA | 1 | 2 | 3 | YES | 550 | 854287.5 | CATERILLAR | 383-2982 |  | 01,01A | [7 empty] | CAT D3612E |  | 44473 | 45864 | 46028 | -2 | 1
13820 | 29300000TL | 03483 | EG1005020 | P | 58803632 | 58 | EGTL Spares | Mtce | 14 | 14I | SENSOR:TEMPERATURE | TYPE:TEMPERATURE RANGE:STD | RATING:STD CONN:STD MATL:STD SENSOR GP (THERMOCOUPLE) PART NUMBER 383-2984. PAUL.QUINN@DTGEN.CO.UK DT GEN UK CADDER HOUSE, 160 CLOBER ROAD, MILNGAVIE GLASGOW G62 7LW, UK. | EA | 4 | 2 | 4 | YES | 550 | 854287.5 | CATERILLAR | 383-2984 |  | 01,01A | [7 empty] | CAT D3612E |  | 44473 |  | 45501
13821 | 29300000TL | 03483 | EG1004003 | P | 58803635 | 58 | EGTL Spares | Mtce | 54 | 54A | SEAL:O-RING TYPE:ENGINE LIP | SEAL ID:STD OD:STD WIDTH:STD | MATL:PTFE LIP SEAL INDUSTRY STD:STD SEAL LIP TYPE (WATER TEMP. REGULATOR) PART NUMBER 3S-9643. PAUL.QUINN@DTGEN.CO.UK DT GEN UK CADDER HOUSE, 160 CLOBER ROAD, MILNGAVIE GLASGOW G62 7LW, UK. | EA | 2 | 1 | 2 | YES | 30 | 49724.7 | CATERPILLAR | 3S-9643 CAT |  | 01,01A |  |  | 1ABB |  |  |  |  | CAT D3612E |  | 44473 |  | 45501
13822 | 29200000TL | 03483 | EG1039015 | S | 58880149 | 58 | EGTL Spares | Mtce | 66 | 66F | SPRING: PREMIAIR 004 | BS 2806 685 A55 HD R2 | Valve - Parts & Accessories :Chrome Silicon Spring Steel, BS 2806 685 A55 HD R2, OIL DIP, PREMIAIR 004, FAIL CLOSE, SPRING RETURN. (70 PSI Pressure Rating) | EA | 8 | 8 | 12 | NO | 216.9 | 36233.145 | TYCO VALVES & CONTROLS | BS 2806 685 A55 HD R2 |  | 01 | 4 |  |  |  |  | 71940 |  |  |  | 41872 | 44424 | 41925
13823 | 29200000TL | 03483 | EG1039015 | S | 58880150 | 58 | EGTL Spares | Mtce | 66 | 66F | SPRING: PREMIAIR 070 | BS 2806 685 A55 HD R2 | Valve - Parts & Accessories :Chrome Silicon Spring Steel, OIL DIP, PREMIAIR 070, FAIL CLOSE, SPRING RETURN.(70 PSI Pressure Rating) | EA | 12 | 8 | 12 | NO | 587.45 | 98133.5225 | TYCO VALVES & CONTROLS | BS 2806 685 A55 HD R2 |  | 01 | 4 |  |  |  |  | 71873 |  |  |  | 41872 |  | 41925
13824 | 29200000TL | 03483 | EG1039016 | S | 58880151 | 58 | EGTL Spares | Mtce | 66 | 66F | SPRING: PREMIAIR 014 | BS 2806 685 A55 HD R2 | Valve - Parts & Accessories :Chrome Silicon Spring Steel, OIL DIP, PREMIAIR 014, FAIL CLOSE, SPRING RETURN.(70 PSI Pressure Rating) | EA | 7 | 4 | 12 | NO | 213.29 | 35630.0945 | TYCO VALVES & CONTROLS | BS 2806 685 A55 HD R2 |  | 01 | 4 |  |  |  |  | 71873 |  |  |  | 41872 | 43355 | 41925
13825 | 29200000TL | 03483 | EG1029008 | P | 58880152 | 58 | EGTL Spares | Mtce | 66 | 66F | SPRING: PREMIAIR 088 | BS 2806 685 A55 HD R2 | Valve - Parts & Accessories :Chrome Silicon Spring Steel, OIL DIP, PREMIAIR 088, FAIL CLOSE, SPRING RETURN.(70 PSI Pressure Rating) | EA | 8 | 8 | 12 | NO | 616.37 | 102964.6085 | TYCO VALVES & CONTROLS | BS 2806 685 A55 HD R2 |  | 01 | 4 |  |  |  |  | 71873 |  |  |  | 41872 | 45571 | 41925 |  |  | -4 | 2
13826 | 29200000TL | 03483 | EG1038010 | S | 69200444 | 69 | Power Pumps / Units | Mtce | 76 | 76Z | FITTING TYPE:MUFFLER SIZE:1 | MATL:SS MUFFLER |  | PC | 3 | 2 | 3 | NO | 354.97 | 108780.5565 | HYTORC | 33213800 |  | 07 | [9 empty] | 43527 |  | 43560
13827 | 29200000TL | 03483 | EG1029009 | S | 69200445 | 69 | Power Pumps / Units | Mtce | 76 | 76Z | LUBRICATOR TYPE:AIR LINE | SIZE/CONN:1/2IN CAP:1 PRESS. | RATING:150 PSI MATL:SS MTL FILTER LUBRICATOR COMPLETE UNIT | PC | 3 | 2 | 3 | NO | 354.97 | 108780.5565 | HYTORC | 90766900 |  | 07 | [9 empty] | 43527 |  | 43560
13828 | 29200000TL | 03483 | EG1029009 | S | 69200450 | 69 | Power Pumps / Units | Mtce | 76 | 76Z | MOTOR TYPE:PNEUMATIC MOTOR | POWER:1 HP SPEED:AS SPECIFIED | ELECT. RATING:115/230V FRAME:TYP 6 AM-NRV-7A PNEUMATIC MOTOR, TYP 6 AM-NRV-7A | PC | 3 | 2 | 3 | NO | 2880.46 | 882716.967 | HYTORC | 33242200 |  | 07 | [9 empty] | 43527 |  | 43560
13829 | 29200000TL | 03483 | EG1038010 | S | 69200451 | 69 | Power Pumps / Units | Mtce | 76 | 76Z | BLOCK TYPE:PUMP BLOCK SIZE:AS | SPECIFIED MATL:SS VALVE BLOCK |  | PC | 3 | 2 | 3 | NO | 1197 | 366820.65 | HYTORC | 33243200 |  | 07 | [9 empty] | 43527 |  | 43560
13830 | 29300000TL | 03483 | EG1001018 | P | 69200550 | 69 | Power Pumps / Units | Mtce | 76 | 76Z | SPRING TYPE:RUBBER SPRING | ELEMENT SIZE:STD MATL:STD | RUBBER SPRING ELEMENT, PN: 410327, FOR WELCH VACUUM PUMP, MODEL: MPC 302 Z/414722, INPUT VOLTAGE 230V, 50-60HZ, 180W, MANUFACTURER: GARDNER DENVER | EA | 3 | 2 | 3 | YES | 65.6339 | 78000 | GARNER-DENVER | SPRING-410327 |  | 07 | [7 empty] | MPC 302 Z/414722 |  | 44875 |  | 45310
13831 | 29300000TL | 03483 | EG1001004 | P | 69200562 | 69 | Power Pumps / Units | Mtce | 76 | 76Z | SCREEN TYPE:SCREEN ASSEMBLY | SIZE:STD MESH SIZE:STD WIRE | DIA:STD MATL:STD REPLACEMENT SCREEN ASSEMBLY PART#:69879 | EA | 1 | 0 | 1 | YES | 27.58 | 12698.3836 | NLB CORP | 69879 |  | 01,01A | [7 empty] | SCREEN 69879 |  | 44910 |  | 45065
13832 | 29300000TL | 03483 | EG1001004 | P | 69200563 | 69 | Power Pumps / Units | Mtce | 76 | 76Z | PRIMER TYPE:PRIMING UNIT | ASSEMBLY PRIMING UNIT | ASSEMBLY, PART#: 250169 | EA | 1 | 0 | 1 | YES | 246.25 | 113378.425 | NLB CORP | 250169 |  | 01,01A | [7 empty] | PRIMING UNIT 250169 |  | 44910 |  | 45065
13833 | 29300000TL | 03483 | EG1005006 | P | 69200564 | 69 | Power Pumps / Units | Mtce | 76 | 76Z | PLUNGER:PUMP TYPE:PLUNGER 1 | INCHE DIA, 20K DIA:STD LG:STD | MATL:STEEL NLB HIGH PRESSURE WATER JETTING 225 SERIES PUMP PLUNGER 1 INCHE DIA, 20K 225 SERIES BP17068 | EA | 2 | 1 | 2 | YES | 3193 | 2482844.87 | NLB CORP | BP17068 |  | 01,01A |  |  | 2BBB |  |  |  |  | NLB 225 SERIES |  | 44920 |  | 45092
13834 | 29300000TL | 03483 | EG1002018 | P | 70005383 | 70 | Misc. Production Equipment | Mtce | 66 | 66Z | CAGE: RET / BUSH ASSEMBLY | ST RG | Valve - Actuator & Positioner: FISHER-ROSEMOUNT TRANSMITTERS REPAIR KIT | EA | 1 | 0 | 1 | YES | 372.69 | 166208.5593 | FISHER | 25A6683X062 |  | 02,21,22 | 1 |  | 1BBB | [5 empty] | ECNL2737 | 43770 |  | 44723
13835 | 29300000TL | 03483 | EG1004017 | P | 73450908 | 73 | Refrigeration & A/C Equipment | Mtce | 02 | 02A | HEATER TYPE:BAND HEATER 120VAC | SIZE:STD RATING:120VAC BAND | HEATER 120VAC PART NUMBER S2720924 FOR SERVOMEX 2700 ANALYSER | EA | 1 | 0 | 1 | YES | 539.17 | 220876.3822 | SERVOMEX | S2720924 |  | 01A,02,07 | [7 empty] | SERVOMEX 2700 |  | 43784 |  | 44342
13836 | 29300000TL | 03483 | EG1001004 | P | 73450971 | 73 | Refrigeration & A/C Equipment | Mtce | 02 | 02A | BOARD TYPE:CONTROL BOARD | SIZE:STD MATL:STD UNIT 1 | CONTROL BOARD, HK50ZA002, CEPL131047-02-R.CRITICAL SUB5 HVAC SPARE PARTS | EA | 2 | 1 | 2 | YES | 230 | 351865.5 | CARRIER | CEPL131047-02-R |  | 01,01A,02,07 | [7 empty] | HK50ZA002 |  | 45720 |  | 45791
13837 | 29300000TL | 03483 | EG1001004 | P | 73450972 | 73 | Refrigeration & A/C Equipment | Mtce | 02 | 02A | BOARD TYPE:TERMINAL BOARD | SIZE:STD MATL:STD UNIT 1 | TERMINAL BOARD, HK50AA0510418, CEPL130904-02-R.CRITICAL SUB5 HVAC SPARE PARTS | EA | 2 | 1 | 2 | YES | 230 | 351865.5 | CARRIER | CEPL130904-02-R |  | 01,01A,02,07 | [7 empty] | HK50AA0510418 |  | 45720 |  | 45791
13838 | 29300000TL | 03483 | EG1003015 | P | 73450973 | 73 | Refrigeration & A/C Equipment | Mtce | 02 | 02A | BOARD TYPE:CONTROL BOARD | SIZE:STD MATL:STD UNIT 2,3&4 | CONTROL BOARD, MARVAIR P/N 70947, JCM LPR-AJ1710-3.CRITICAL SUB5 HVAC SPARE PARTS | EA | 2 | 2 | 3 | YES | 375 | 598012.5 | MARVAIR | MARVAIR 70947 |  | 01,01A,02,07 | [7 empty] | JCM LPR-AJ1710-3 |  | 45720 |  | 45791
13839 | 29300000TL | 03483 | EG1003016 | P | 73450974 | 73 | Refrigeration & A/C Equipment | Mtce | 02 | 02A | BOARD TYPE:TERMINAL BOARD | SIZE:STD MATL:STD UNIT 2,3 &4 | TERMINAL BOARD, MARVAIR P/N 92589, JCM LPR-AJ1710-4.CRITICAL SUB5 HVAC SPARE PARTS | EA | 2 | 2 | 3 | YES | 400 | 637880 | MARVAIR | MARVAIR 92589 |  | 01,01A,02,07 | [7 empty] | JCM LPR-AJ1710-4 |  | 45720 |  | 45791
13840 | 29300000TL | 03483 | EG1003018 | P | 73451036 | 73 | Refrigeration & A/C Equipment | Mtce | 02 | 02A | CAPACITOR TYPE:ODM CAPACITOR | CAPACITANCE:STD VOL:STD | STYLE:STD TOLERANCE:STD SIZE:STD CONN:STD UNIT 2,3&4 ODM CAPACITOR, MODEL NUMBER CBB65-V , SERIAL NUMBER HC93CA011 CRITICAL SUB5 HVAC | EA | 4 | 2 | 4 | YES | 32 | 49096 | CARRIER | P291-0774 |  | 01,01A,02,07 | [7 empty] | CBB65-V |  | 45744 |  | 45773
13841 | 29200000TL | 03483 | EG1002018 | P | 74006550 | 74 | Meters & Gauging | Mtce | 14 | 14C | RING:SEAL,3-1/2 IN ID X 3-5/8 | IN OD X 1/16 IN THK,CARBON, | Flow Measuring Instruments : TEFLON, FOR VALVE BODY. REPLACED AGBAMI-SB SYMBOL # 97804947 | EA | 4 | 1 | 2 | NO | 34.342 | 5331.5975 | FISHER CONTROLS | 1V659705092 |  | 01 | 1 | 1AXX | 2CBC | [6 empty] | 40915 | 45289 | [5 empty] | -1 | 1
13842 | 29200000TL | 03483 | EG1003013 | P | 74006552 | 74 | Meters & Gauging | Mtce | 76 | 76Z | RING:BACK-UP,2-3/4 IN ID X | 3-7/16 IN OD X 5/16 IN THK,RBR | Pumps-Other : FOR VALVE BODY.. REPLACED AGBAMI-SB SYMBOL # 97804946 | EA | 1 | 0 | 0 | NO | 50.78 | 7883.595 | FISHER CONTROLS | 1V659605292 |  | 01 | 1 | 1AXX | 2BAB | [6 empty] | 41086 | 45289 | [5 empty] | -2 | 2
13843 | 29200000TL | 03483 | EG1002020 | P | 74006563 | 74 | Meters & Gauging | Mtce | 14 | 14C | RING SEAL | P/N 10A5351X022 | Flow Measuring Instruments : RING; SEAL: P/N. 10A5351X022; FOR VALVE BODY; MFG: FISHER. | EA | 2 | 0 | 0 | NO | 111.895 | 27728.6504 | FISHER CONTROLS | 10A5351X022 |  | 01,22 |  |  | 2BAB | [6 empty] | 41086 | 43084 | 43483
13844 | 29200000TL | 03483 | EG1002019 | P | 74006591 | 74 | Meters & Gauging | Mtce | 66 | 66P | PIN: GROOVE TYPE F | HP PLUG | Valve - Control : SP F/# NG10181 ITEM 40. | EA | 2 | 0 | 0 | NO | 9 | 1397.06 | FISHER CONTROLS | 1F723635072 |  | 01 | [9 empty] | 41086 | 41606 | 41646
13845 | 29200000TL | 03483 | EG1002019 | P | 74006595 | 74 | Meters & Gauging | Mtce | 66 | 66Z | RING | SEAT | Valve - Actuator & Positioner: RING;SEAT SP F/#NG10181 ITEM 60. | EA | 3 | 2 | 4 | NO | 155.19 | 47372.2953 | FISHER CONTROLS | 15A6505X052 |  | 01 |  |  | 1BBB | [6 empty] | 41086 | 43015 | 43131
13846 | 29200000TL | 03483 | EG1003017 | P | 74006597 | 74 | Meters & Gauging | Mtce | 66 | 66F | STEM: PLUG FISHER | P/N. 1U226535162 | Valve - Parts & Accessories :STEM: PLUG FISHER P/N. 1U226535162 MANUFACTURER FISHER. | EA | 1 | 0 | 0 | NO | 177 | 27479.25 | FISHER CONTROLS | 1U226535162 |  | 01,12 |  |  | 2BBB | [6 empty] | 41086
13847 | 29200000TL | 03483 | EG1002020 | P | 74019182 | 74 | Meters & Gauging | Mtce | 66 | 66F | SEAT: RING 4-3/8 IN ID X | 5-7/16 IN OD X 5/8 IN THK SS | Valve - Parts & Accessories :FOR FISHER CONTROL VALVE. REPLACED AGBAMI-SB SYMBOL # 97804994 | EA | 1 | 1 | 2 | NO | 1199.8407 | 310675.3351 | FISHER CONTROLS | 1U222939102 |  | 01 | 1 |  | 1BBB | [5 empty] | ECNL036 | 40915 | 45961 | 43508 | -1 | 1 |  |  | -1 | 1
13848 | 29200000TL | 03483 | EG1003013 | P | 74031539 | 74 | Meters & Gauging | Mtce | 14 | 14C | ORIFICE: BLEED S31600 | FMS20B20 1/4 | Flow Measuring Instruments : ORIFICE: BLEED S31600 FMS20B20 1/4 PRESSURE REGULATOR P/N. 1D4834X0012 NG-12153 MANUFACTURER FISHER | EA | 2 | 0 | 0 | NO | 37.05 | 5752.0125 | FISHER CONTROLS | 1D4834X0012 |  | 01,12 | [9 empty] | 41086 | 45232 | [5 empty] | -1 | 1
13849 | 29300000TL | 03483 | EG1003013 | P | 74351237 | 74 | Meters & Gauging | Mtce | 66 | 66Z | RING: RETAINING, EXTERNAL SEAL | FOR MINIMUM FLOW VALVE | Valve-Other : | EA | 2 | 1 | 2 | YES | 25.77 | 34762.8281 | FISHER | 10A4210X012 |  | 01 | 1 |  |  |  |  | 30798 |  | HPT | ECNL369 | 43770 |  | 44931
13850 | 29200000TL | 03483 | EG1002019 | P | 74351238 | 74 | Meters & Gauging | Mtce | 66 | 66Z | RING: BACK UP | FOR MINIMUM FLOW VALVE | Valve-Other : USED ON FISHER EU03390298 , 4 IN 1500# HPT VALVE ASSEMBLY AT SOWIP. | EA | 1 | 1 | 3 | NO | 160.5 | 24917.63 | FISHER | 10A4208X012 |  | 01 | 1 |  |  |  |  | 30798 |  | HPT |  | 40915 | 44984 | [5 empty] | -1 | 1
13851 | 29300000TL | 03483 | EG1002020 | P | 74351462 | 74 | Meters & Gauging | Mtce | 66 | 66F | ASSEMBLY: PLUG AND STEM, | 2 IN VALVE, ET-ED | Valve - Parts & Accessories :17-4 PH, 416 SS MATERIAL. | EA | 1 | 0 | 1 | YES | 1247 | 1849188.77 | FISHER | 1V657546172 |  | 01 | 1 |  | 2BAB |  |  | 49606 |  | ET - ED | 07CNLU001 | 43770 |  | 45249
13852 | 29200000TL | 03483 | EG1002019 | P | 74420531 | 74 | Meters & Gauging | Mtce | 64 | 64B | KEY, TAPER, W/HEAD | PUFFER SWIEVEN PLB-12B9532X012 | Power Transmission Equipment & Replacement Parts : KEY, TAPER, W/HEAD, FISHER P#12B9532X012 F/V300 ROT NG21279 EQUIPMENT USE: CONTROL VALVES. REPLACED AGBAMI-SB SYMBOL # 97805140 | EA | 1 | 0 | 0 | NO | 38.63 | 5997.3075 | PUFFER SWIEVEN | 12B9532X012 |  | 01 |  |  |  |  | LCV - 4050, 9250 |  |  | LCV - 4050, 9250 |  | 41086
13853 | 29200000TL | 03483 | EG1003013 | P | 74420546 | 74 | Meters & Gauging | Mtce | 66 | 66Z | RING | SEAT | Valve - Actuator & Positioner: | EA | 1 | 0 | 0 | NO | 266.25 | 41335.3125 | PUFFER SWIEVEN | 15A6694X052 |  | 01 |  |  | 2BBB |  | LCV- 4010, 9210 |  |  | LCV- 4010, 9210 |  | 41086
13854 | 29200000TL | 03483 | EG1004005 | P | 74450350 | 74 | Meters & Gauging | Mtce | 56 | 56Z | SOLDER:1 LB ROLL,ROSIN CORE, | 0.05 DIA,60/40 | Fasteners / Hardware : SUPER FLUX, GR 4550 | EA | 3 | 2 | 3 | NO | 0 | 0.0001 | WELLER | WS6018 |  | 01,12 | 1 | [8 empty] | 40915
13855 | 29300000TL | 03483 | EG1003012 | P | 74450931 | 74 | Meters & Gauging | Mtce | 76 | 76Z | RING: BACK UP, | PRESSURE CONTROL VALVE | Pumps-Other : FOR FISHER 4X2 IN. EWT / 657-40. SN. 14484374.. REPLACED AGBAMI-SB SYMBOL # 97804928 | EA | 1 | 0 | 1 | YES | 216.76 | 316261.5104 | FISHER CONTROLS | 1V550705292 |  | 01 | 1 |  | 1CCC |  |  | 10893 |  |  | ECNL022 | 43770 | 45953 | 45945 | -2 | 2 |  |  | -1 | 1
13856 | 29300000TL | 03483 | EG1005018 | P | 74452130 | 74 | Meters & Gauging | Mtce | 14 | 14Z | MODULE:PLC TYPE:PANELVIEW PLUS | 6 LOGIC I/P:24VDC O/P:24VDC | POWER SOURCE:24VDC MODULE: PANELVIEW PLUS 6 LOGIC ; P/N: 2711P-RP8D ; MANUFACTURER: ROCKWELL ; PANELVIEW PLUS 6 LOGIC MODULE, 512 MB FLASH/RAM, COMMUNICATION: ETHERNET, RS-232, NETWORK INTERFACE FOR COMMUNICATION MODULE, WINDOWS CE 6.0, 24V DC POWER I | EA | 2 | 1 | 2 | YES | 3268.84 | 4953989.834 | ROCKWELL | 2711P-RP8D |  | 00 | [9 empty] | 43769 |  | 45854
13857 | 29200000TL | 03483 | EG1005005 | P | 74452154 | 74 | Meters & Gauging | Mtce | 73 | 73A | CONTROLLER TYPE:TEMPERATURE | CONTROL RANGE:-30 TO 100 | DEGREES F RATING:3 TO 12 DEGREES F MATL:STD JOHNSON CONTROLS TEMPERATURE CONTROL, SERIES: A19, REMOTE BULB CONTROL SERIES PART NUMBER A19ABC-74C FOR DANFOSS THERMOSTAT COLD ROOM, A19 REMOTE BULB CONTROL, TYPE: REMOTE, BULB VOLTAGE AC: 120; 240 VOLTS OUTPU | EA | 1 | 1 | 2 | NO | 171.77 | 52455.1226 | JOHNSON CONTROLS | A19ABC-74C |  | 07 | [7 empty] | SERIES: A19 |  | 43205 | 44777 | 43251
13858 | 29200000TL | 03483 | EG1002005 | P | 74452205 | 74 | Meters & Gauging | Mtce | 14 | 14A | BOARD:CONTROLLER TYPE:DENSITY | SIZE:6IN X 8IN MATL:FIBER | 171-AT-0307 CPU BOARD | EA | 1 | 0 | 1 | NO | 985 | 301833.55 | RODI SYSTEMS | 2656 |  | 00 | [7 empty] | EZ-SDI-1 | BENL1788 | 43356 | 43696 | 43704
13859 | 29300000TL | 03483 | EG1005011 | P | 74452230 | 74 | Meters & Gauging | Mtce | 14 | 14D | GLASS:SIGHT TYPE:P4116HL | SIMPLIPORT GAGE SIZE:STD | RATING:STD MATL:GLASS COLOR:STD CLARK-RELIANCE ONE COMPLETE SET OF REPLACEMENT GLASS MODULES FOR MODEL P4116HL SIMPLIPORT GAGE PW-87B. REGENCY INTERNATIONAL LIMITED USD 85/86 1B PLAZAPETER ODILI ROAD, TRANS-AMADI PORT HARCOURT. E-MAIL: PATRICK.ABAH@RIL-NG | ST | 19 | 7 | 10 | YES | 625.8898 | 949399.9055 | CLARK-RELIANCE | P4116HL |  | 07 | [7 empty] | PW-87B |  | 43770 | 45796 | 45563 | -8 | 1 | -4 | 1 | -25 | 2
13860 | 29200000TL | 03483 | EG1005018 | P | 74452231 | 74 | Meters & Gauging | Mtce | 14 | 14D | GLASS:SIGHT TYPE:P4116HL | SIMPLIPORT GAGE SIZE:STD | RATING:STD MATL:GLASS COLOR:STD CLARK-RELIANCE ONE COMPLETE SET OF REPLACEMENT GLASS MODULES FOR MODEL P4130LF SIMPLIPORT GAGE PW-87B. REGENCY INTERNATIONAL LIMITED USD 85/86 1B PLAZAPETER ODILI ROAD, TRANS-AMADI PORT HARCOURT. E-MAIL: PATRICK.ABAH@RIL-NG | ST | 1 | 30 | 60 | NO | 248 | 75999.6 | CLARK-RELIANCE | P4130LF |  | 07 | [7 empty] | PW-87B | BENL1792 | 43488 | 44012 | 43519
13861 | 29300000TL | 03483 | EG1039009 | P | 74452276 | 74 | Meters & Gauging | Mtce | 56 | 56Z | SCREW SET TYPE:SOCKET HEAD | SCREW ASSORTMENT SIZE:SCREW | ASSORTMENT HEAD:SOCKET HEAD LG:ASSORTMENT POINT:METRIC BLACK-OXIDE MATL:CLASS 12.9 ALLOY STEEL NUMBER OF PIECES:880 MC MASTER-CARR USA SOCKET HEAD SCREW ASSORTMENT, METRIC, BLACK-OXIDE CLASS 12.9 ALLOY STEEL, 880 PIECES. | BX | 2 | 1 | 2 | YES | 300.8 | 114153.6 | MC MASTERCARR | 92275A520 |  | 07 | [7 empty] | CLASS 12.9 ALLOY STEEL |  | 43770 |  | 44202
13862 | 29200000TL | 03483 | EG1002003 | P | 74452297 | 74 | Meters & Gauging | Mtce | 14 | 14C | SWITCH:FLOW SIZE/CONN:STD | ELECT. RATING:STD RATING:STD | ACTION:STD ENCLOSURE:STD MATL:STD ALLEN BRADLEY 1.0GPM PISTON TYPE FLOW SWITCH PART NUMBER: 80026-244-01 TAG: 150-CC-001-VSD (VARIABLE SPEED DRIVE FOR U50 RECYCLE GAS COMPRESSOR) | EA | 1 | 0 | 1 | NO | 1538 | 471335.48 | ALLEN BRADLEY | 80026-244-01 |  | 07 | [7 empty] | 80026 |  | 43711
13863 | 29300000TL | 03483 | EG1001013 | P | 74452300 | 74 | Meters & Gauging | Mtce | 14 | 14H | GAUGE TYPE:PRESSURE RANGE:0 – | 400MBAR MATL:SS PART | NUMBER-46979860 SIZE/CONN:1/2 IN NPT CASE MATL:STAINLESS STEEL TUBE MATL:STAINLESS STEEL CONN MATL:STAINLESS STEEL CONN LOCATION:BACK MOUNT:PANEL FILLED:DRY INSTRUMENT PRESSURE GAUGE SERIAL NUMBER 793212017 MANUFACTURER WIKA TYPE 632.50 MATERIAL STAINLESS | EA | 4 | 0 | 1 | YES | 534.48 | 577751.9375 | WIKA INSTRUMENT | 71000YY8 |  | 01,07 | [7 empty] | 632.50 |  | 43782 | 44433 | 45501
13864 | 29200000TL | 03483 | EG1004017 | P | 74452302 | 74 | Meters & Gauging | Mtce | 14 | 14A | RELAY:PNEUMATIC TYPE:SOLID | RELAY KIT PORT:STD | SIZE/CONN:STD I/P PRESS:STD O/P PRESS:STD BODY MATL:STD SOLID RELAY KIT PART NUMBER S2720992 FOR SERVOMEX 2700 ANALYSER | EA | 1 | 0 | 1 | NO | 662.5 | 203023.125 | SERVOMEX | S2720992 |  | 01A,02,07 | [7 empty] | SERVOMEX 2700 |  | 43720
13865 | 29200000TL | 03483 | EG1004017 | P | 74452303 | 74 | Meters & Gauging | Mtce | 14 | 14A | TRAP TYPE:FLAME SIZE:STD | MATL:STD FLAME TRAP PART | NUMBER S2720923 FOR SERVOMEX 2700 ANALYSER | EA | 1 | 0 | 1 | NO | 974.35 | 298589.5575 | SERVOMEX | S2720923 |  | 01A,02,07 | [7 empty] | SERVOMEX 2700 |  | 43720
13866 | 29300000TL | 03483 | EG1004017 | P | 74452304 | 74 | Meters & Gauging | Mtce | 14 | 14A | CONTROL TYPE:CONTROL PCB | RATING:STD COLOR:STD CONTROL | PCB PART NUMBER S2710906A FOR SERVOMEX 2700 ANALYSER | EA | 1 | 0 | 1 | YES | 4750 | 2159872.5 | SERVOMEX | S2710906A |  | 01A,02,07 | [7 empty] | SERVOMEX 2700 |  | 43782 |  | 44812
13867 | 29300000TL | 03483 | EG1003009 | P | 74452331 | 74 | Meters & Gauging | Mtce | 14 | 14Z | AMMETER:ANALOG STYLE:PANEL | MOUNT RANGE:0-200A AC | READOUT:ANALOG PANEL MOUNT AMMETER USED FOR MEASURING CURRENT IN LIN PUMP VFD 5-VFD-6 AND 5-VFD-7(110-PC-061A/B) WITH RANGE 0-200A AC. SIZE FRONT: 96 X 96 MM FOR 92 X 92 MM STANDARDIZED FRONT PANEL CUT-OUT (UP TO 6 MM THICK) | EA | 4 | 2 | 4 | YES | 94.2886 | 37963 | GILGEN MULLER | 9651010020B |  | 16 |  |  | 3CIC | [6 empty] | 43913 |  | 44803
13868 | 29300000TL | 03483 | EG1004006 | P | 74452377 | 74 | Meters & Gauging | Mtce | 14 | 14Z | TERMINAL TYPE:PCB-DUAL ELECT. | RATING:NO FLOW OPTION FITTED | SERVOTOUGH FLUEGASEXACT 2700 TERMINALS PCB-DUAL PART NUMBER:S2720922A | EA | 3 | 0 | 1 | YES | 3158.6267 | 3225969.2111 | SERVOMEX | S2720922A |  | 00 |  |  | 3CAC | [6 empty] | 44103 | 44794 | 45184
13869 | 29300000TL | 03483 | EG1002008 | P | 74452460 | 74 | Meters & Gauging | Mtce | 14 | 14H | DISPLAY TYPE:DIGITAL | SIZE:TRANSMITTER | POWER:TRANSMITTER POWERED READOUT:DIGITAL THIS LCD IS ONLY COMPATIBLE WITH 3051 DEVICE REV8 FF ELECTRONIC CARD (03031-0020-5100) | EA | 2 | 1 | 2 | YES | 897.35 | 1390255.3815 | ROSEMOUNT/EMERSON PROCESS | 03031-0199-0003 |  | 00 | [7 empty] | 03031-0199-0003 |  | 45607 |  | 45718
13870 | 29300000TL | 03483 | EG1005004 | P | 74452461 | 74 | Meters & Gauging | Mtce | 14 | 14H | GAUGE:PRESSURE RANGE:0-100 | BARG DIAL SIZE:4-1/2 IN | SIZE/CONN:1/2 IN NPT MALE CASE MATL:PHENOLIC TUBE MATL:316 SS CONN MATL:316 SS CONN LOCATION:LOWER MOUNT:STEM FILLED:GLYCERINE | EA | 1 | 1 | 2 | YES | 265 | 411611.25 | WIKA INSTRUMENT CORP | 233.34 |  | 00 | [7 empty] | 233.34 |  | 44581 | 45978 | 45985 | -1 | 1 | -2 | 2 | -1 | 1
13871 | 29300000TL | 03483 | EG1004002 | P | 74452492 | 74 | Meters & Gauging | Mtce | 14 | 14A | PROXIMITOR TYPE:3300XL 11MM | SCALE:SEE DESCRIPTION PROBE | DIA:SEE ATTACHED DESCRIPTION CABLE LG:SEE ATTACHED DESCRIPTION PROXIMITOR SENSOR 3300XL 11MM, MODEL 330780-X1-05, | EA | 3 | 2 | 3 | YES | 1396.42 | 579612.0494 | BENTLY-NEVADA | 330780-X1-05 |  | 01 | [7 empty] | 148367-35 |  | 44764 |  | 44795
13872 | 29300000TL | 03483 | EG1001020 | P | 74452533 | 74 | Meters & Gauging | Mtce | 14 | 14I | GAUGE:TEMPERATURE RANGE:0 - | 100 DEG. C DIAL SIZE:2 IN | SIZE/CONN:STD CASE MATL:STAINLESS STEEL TUBE MATL:STAINLESS STEEL CONN MATL:STAINLESS STEEL CONN LOCATION:REAR MOUNT:REAR FILLED:STD ASHCROFT 20EI60R025 2IN BIMETAL THERMOMETER 0-000C 2-1/2IN 1/4IN NPT | EA | 1 | 0 | 1 | YES | 99.36 | 160736.6592 | ASHCROFT | 20EI60R025 0/100C |  | 01,01A,07 | [7 empty] | 20EI60R025 0/100C |  | 44987 |  | 45296
13873 | 29300000TL | 03483 | EG1004010 | P | 74452536 | 74 | Meters & Gauging | Mtce | 14 | 14H | GAUGE:PRESSURE RANGE:0-100 | KPA (0-15 PSI) 0-1 BAR.G DIAL | SIZE:4. IN SIZE/CONN:1/2 IN CASE MATL:STAINLESS STEEL TUBE MATL:STD CONN MATL:STAINLESS STEEL CONN LOCATION:LOWER BOTTOM MOUNT:BOTTOM NPT FILLED:GLYCERINE 99.7% WIKA PROCESS PRESSURE GAUGE BOURDON TUBE, LIQUID-FILLED CASE GLYCERINE 99.7% - STAINLESS STEEL | EA | 2 | 1 | 2 | YES | 135 | 223761.15 | WIKA | 233.53-4.5L310LNDUZZZ1ZZ |  | 01,01A,07 | [7 empty] | 233.53-4.5-33.53-L-310-LM |  | 45022 |  | 45445
13874 | 29300000TL | 03483 | EG1005011 | P | 74452537 | 74 | Meters & Gauging | Mtce | 14 | 14I | MONITOR:TEMPERATURE | TYPE:IONISATION FLAME MONITOR | D-IO SIZE:STD RESOLUTION:STD POWER SOURCE:STD DURAG IGNITION TRANSFORMERS IONISATION FLAME MONITOR D-IO 55, PART NUMBER GST-29AACCD3792R1ZT, MONITORING OF GAS AND OIL BURNERS OF ANY LOAD. TAG: UNIT 50 HEATERS. | EA | 2 | 2 | 3 | YES | 2062 | 3146343.94 | DURAG | GST-29AACCD3792R1ZT |  | 01,01A | [7 empty] | D-IO 55 |  | 45022 |  | 45543
13875 | 29300000TL | 03483 | EG1001016 | P | 74452707 | 74 | Meters & Gauging | Mtce | 14 | 14I | THERMOCOUPLE TYPE:5 IN | (127.5MM) TEMP RATING:STD | JUNCTION:STD WIRE SIZE:STD DESIGN LG:STD SHEATH DIA:STD SHEATH MATL:STD CONN:STD MOUNT:STD TUBE SKIN THERMOCOUPLE TYPE B, 160-TT-0064. SEE DRAWING ATTACHED. | EA | 2 | 1 | 2 | YES | 631.305 | 971354.6687 | THERMO ELECTRIC | SF035-863 |  | 01,07 | [9 empty] | 45404 |  | 45425
13876 | 29300000TL | 03483 | EG1001008 | P | 74453255 | 74 | Meters & Gauging | Mtce | 14 | 14Z | LUBRICATOR TYPE:MICRO MIST | 275CFM SIZE/CONN:1 IN NPT | CAP:STD PRESS. RATING:250 PSI MATL:ALUMINUM SPEEDAIRE COMPRESSED AIR LUBRICATOR: MICRO MIST, 1 IN NPT, 275 CFM, 250 PSI MAX OP PRESSURE. TAG. 183-XV-0071, 183-XV-0072, EGTL MTCE WORKBENCH INSTRUMENT SUPPLY | EA | 2 | 1 | 2 | YES | 245 | 357464.8 | SPEEDAIRE | 4ZL60 |  | 01,01A,07 | [7 empty] | SPEEDAIRE 4ZL60 |  | 45713 |  | 45802
13877 | 29300000TL | 03483 | EG1001010 | P | 74453256 | 74 | Meters & Gauging | Mtce | 14 | 14Z | PLUG:FUSIBLE SIZE:114X44 | RATING:STD MATL:STD SPEC:STD | GRADE:STD CONN:STD SPEEDAIRE OIL PLUG WITH O-RING: PART# 114X44. TAG. 183-XV-0071, 183-XV-0072, EGTL MTCE WORKBENCH INSTRUMENT SUPPLY | EA | 2 | 1 | 2 | YES | 16.5 | 24074.16 | SPEEDAIRE | 114X44 |  | 01,01A,07 | [7 empty] | SPEEDAIRE 114X44 |  | 45713 |  | 45802
13878 | 29300000TL | 03483 | EG1003009 | P | 74453363 | 74 | Meters & Gauging | Mtce | 14 | 14Z | SEAL TYPE:SEAL KIT, CONTROL | VALVE SIZE:STD MATL:STD SEAL | KIT, CONTROL VALVE. SEAL KIT FOR EGTL SPM HPU AUTOMATIC PUMP. A-M5401 | EA | 2 | 1 | 2 | YES | 1600 | 2395664 | HASKEL | AW-52-16771 |  | 01,01A,02,07 | [7 empty] | AW-52 |  | 45750 |  | 45796
13879 | 29300000TL | 03483 | EG1005006 | P | 77015210 | 77 | Traps and Separators | Mtce | 72 | 72C | CARRIAGE TYPE:CARTRIDGE, SEAL, | 20K/24K SIZE:STD MATL:STD NLB | HIGH PRESSURE WATER JETTING 225 SERIES PUMP O-RING AA-1280 | EA | 1 | 0 | 1 | YES | 4603 | 3579246.77 | NLB CORP | CP17049 |  | 01,01A |  |  | 2BBB |  |  |  |  | NLB 225 SERIES |  | 44920 |  | 45092
13880 | 29300000TL | 03483 | EG1037025 | P | 77015296 | 77 | Traps and Separators | Mtce | 72 | 72Z | ELEMENT:FILTER TYPE:PRE FILTER | ELEMENTS SIZE:STD FILTERING | RETENTION:STD MATL:STD PRE FILTER ELEMENTS, AIR DRYER PART NUMBER PRLFS11430-1C FOR SPX AIR DRYER AIR COMPRESSOR SERIAL NUMBER B7EH2E087. TAG: UNIT 75-175-CC-022 | BG | 4 | 2 | 4 | YES | 1637.69 | 2537256.7401 | FS-ELLIOTT | PRLFS11430-1C |  | 01,01A,02,07 |  |  | 2BBB |  |  |  |  | B7EH2E087-PRLFS11430-1C |  | 45579 |  | 45630
13881 | 29300000TL | 03483 | EG1037025 | P | 77015297 | 77 | Traps and Separators | Mtce | 72 | 72Z | ELEMENT:FILTER TYPE:AFTER | FILTER ELEMENTS, SIZE:STD | FILTERING RETENTION:STD MATL:STD AFTER FILTER ELEMENTS, AIR DRYER PART NUMBER PRLFS11430-1DFOR SPX AIR DRYER AIR COMPRESSOR SERIAL NUMBER B7EH2E087. TAG: UNIT 75-175-CC-022 | BG | 4 | 2 | 4 | YES | 1637.69 | 2537256.7401 | FS-ELLIOTT | PRLFS11430-1D |  | 01,01A,02,07 |  |  | 2BBB |  |  |  |  | B7EH2E087-PRLFS11430-1D |  | 45579 |  | 45630
13882 | 29300000TL | 03483 | EG1037025 | P | 77015298 | 77 | Traps and Separators | Mtce | 72 | 72Z | FILTER:AIR TYPE:FAN AIR | SUCTION FILTER, SIZE:STD | ELEMENT MATL:STD FILTERING RETENTION:STD HOUSING MATL:STD FAN AIR SUCTION FILTER,, AIR DRYER PART NUMBER PRLFS11430-1E FOR SPX AIR DRYER AIR COMPRESSOR SERIAL NUMBER B7EH2E087. TAG: UNIT 75-175-CC-022 | BG | 1 | 0 | 1 | YES | 3384.55 | 5243649.4695 | FS-ELLIOTT | PRLFS11430-1E |  | 01,01A,02,07 |  |  | 2BBB |  |  |  |  | B7EH2E087-PRLFS11430-1E |  | 45579 |  | 45630
13883 | 29300000TL | 03483 | EG1037028 | S | 77015299 | 77 | Traps and Separators | Mtce | 72 | 72Z | SILENCER TYPE:SILENCER SIZE:1 | IN-NPT MATL:STD SILENCER 1IN | NPT, AIR DRYER PART NUMBER PRLFS11430-1F FOR SPX AIR DRYER AIR COMPRESSOR SERIAL NUMBER B7EH2E087. TAG: UNIT 75-175-CC-022 | EA | 2 | 5 | 8 | YES | 918.43 | 1422914.4147 | FS-ELLIOTT | PRLFS11430-1F |  | 01,01A,02,07 | [7 empty] | B7EH2E087-PRLFS11430-1F |  | 45579 |  | 45630
13884 | 29300000TL | 03483 | EG1037028 | P | 77015300 | 77 | Traps and Separators | Mtce | 72 | 72Z | ELEMENT:FILTER TYPE:PILOT | FILTER ELEMENT SIZE:STD | FILTERING RETENTION:STD MATL:STD PILOT FILTER ELEMENT, AIR DRYER, AIR DRYER PART NUMBER PRLFS11430-1G FOR SPX AIR DRYER AIR COMPRESSOR SERIAL NUMBER B7EH2E087. TAG: UNIT 75-175-CC-022 | BG | 1 | 0 | 1 | YES | 740.46 | 1147187.2734 | FS-ELLIOTT | PRLFS11430-1G |  | 01,01A,02,07 |  |  | 2BBB |  |  |  |  | B7EH2E087-PRLFS11430-1G |  | 45579 |  | 45630
13885 | 29300000TL | 03483 | EG1002014 | P | 77015301 | 77 | Traps and Separators | Mtce | 66 | 66P | SOLENOID TYPE:SOLENOID VALVE | MUFFLERS COIL VOL:STD SOLENOID | VALVE MUFFLERS, AIR DRYER, AIR DRYER PART NUMBER PRLFS11430-1H FOR SPX AIR DRYER AIR COMPRESSOR SERIAL NUMBER B7EH2E087. TAG: UNIT 75-175-CC-022 | BG | 1 | 0 | 1 | YES | 14891.34 | 23071004.1486 | FS-ELLIOTT | PRLFS11430-1H |  | 01,01A,02,07 |  |  | 2BBB |  |  |  |  | B7EH2E087-PRLFS11430-1H |  | 45579 |  | 45630
13886 | 29300000TL | 03483 | EG1004017 | P | 77015432 | 77 | Traps and Separators | Mtce | 72 | 72C | FILTER:AIR TYPE:AUTROSENSE 200 | INTAKE ELEMENT MATL:FOAM | FILTERING RETENTION:NA HOUSING MATL:PLASTIC PRODUCT DATA AUTROSENSE 200/CASCADE DUST FILTER REPLACEMENT DUST FILTER. PART NUMBER: 116-5861-018.9027 | EA | 3 | 3 | 5 | YES | 325 | 503519.25 | AUTRONICA FIRE & SECURITY | 116-5861-018.9027 |  | 00 | [7 empty] | 116-5861-018.9027 |  | 45629 | 45906 | 45674 | -2 | 1
13887 | 29200000TL | 03483 | EG1003003 | P | 82295412 | 82 | Laboratory Equipment/Supplies | Process | 34 | 34A | ELECTRODE TYPE:TRIAC SIZE:1X3 | MATL:FIBRE 190-DL-040A, | 190-DL-040B, 190-DL-040C, 190-DL-040D, 190-DL-040E, 190-DL-040F,190-DL-040G, | EA | 4 | 1 | 4 | NO | 93 | 28497.06 | CEM CORPORATION | 150261 |  | 00 | [7 empty] | SP-1528 |  | 43650 |  | 43683
13888 | 29200000TL | 03483 | EG1003003 | P | 82295414 | 82 | Laboratory Equipment/Supplies | Process | 34 | 34A | TRANSFORMER TYPE:FILAMENT | TRANSFORMER KVA RATING:0.5 | PRIMARY VOL:240 SECONDARY VOL:240 FREQ:60 PHASE:1 190-DL-040A, 190-DL-040B, 190-DL-040C, 190-DL-040D, 190-DL-040E, 190-DL-040F,190-DL-040G, | EA | 2 | 1 | 2 | NO | 967.62 | 296498.1204 | CEM CORPORATION | 149910 |  | 00 | [7 empty] | SP-1528 |  | 43650 |  | 43683
13889 | 29200000TL | 03483 | EG1003003 | P | 82295418 | 82 | Laboratory Equipment/Supplies | Process | 34 | 34A | ARM TYPE:VAPOR ARM ASSY LG:10 | IN MATL:TEFLON 190-DL-040A, | 190-DL-040B, 190-DL-040C, 190-DL-040D, 190-DL-040E, 190-DL-040F,190-DL-040G, | EA | 2 | 1 | 2 | NO | 193.05 | 59154.381 | CEM CORPORATION | 133800 (560911) |  | 00 | [7 empty] | SP-1528 |  | 43650 |  | 43683
13890 | 29200000TL | 03483 | EG1003003 | P | 82295419 | 82 | Laboratory Equipment/Supplies | Process | 34 | 34A | CAP TYPE:CAPTURE CAP HANDLE | SIZE:2X5 MATL:TEFLON | 190-DL-040A, 190-DL-040B, 190-DL-040C, 190-DL-040D, 190-DL-040E, 190-DL-040F,190-DL-040G, | EA | 2 | 1 | 2 | NO | 133.86 | 41017.3812 | CEM CORPORATION | 133 803 |  | 00 | [7 empty] | SP-1528 |  | 43650 |  | 43683
13891 | 29200000TL | 03483 | EG1003003 | P | 82295421 | 82 | Laboratory Equipment/Supplies | Process | 34 | 34A | PAD TYPE:INSULATION PAD | SIZE:8X12 MATL:PAPER | 190-DL-040A, 190-DL-040B, 190-DL-040C, 190-DL-040D, 190-DL-040E, 190-DL-040F,190-DL-040G, | EA | 1 | 1 | 3 | NO | 93 | 28497.06 | CEM CORPORATION | 133 500 |  | 00 | [7 empty] | SP-1528 |  | 43650 | 45683 | 43683 | -2 | 1
13892 | 29200000TL | 03483 | EG1003003 | P | 82295422 | 82 | Laboratory Equipment/Supplies | Process | 76 | 76Z | PUMP:ELECTRIC TYPE:REAGENT | ADDITION PUMP ELECT. | RATING:240VAC POLE:2 INLET SIZE:1/8 OUTLET SIZE:1/8 IMPELLER SIZE:1/4 STAGE:1 CAP:1/2 190-DL-040A, 190-DL-040B, 190-DL-040C, 190-DL-040D, 190-DL-040E, 190-DL-040F,190-DL-040G, | EA | 2 | 1 | 2 | NO | 896.875 | 274820.4375 | CEM CORPORATION | 312 704P |  | 00 | [7 empty] | SP-1528 |  | 43650 |  | 43683
13893 | 29200000TL | 03483 | EG1003003 | P | 82295423 | 82 | Laboratory Equipment/Supplies | Process | 87 | 87A | MAGNETO TYPE:MAGNETRON SIZE:2 | IN MATL:STL 190-DL-040A, | 190-DL-040B, 190-DL-040C, 190-DL-040D, 190-DL-040E, 190-DL-040F,190-DL-040G, | EA | 2 | 1 | 2 | NO | 583.985 | 178944.6837 | CEM CORPORATION | 312030 |  | 00 | [7 empty] | SP-1528 |  | 43650 |  | 43683
13894 | 29200000TL | 03483 | EG1003003 | P | 82295426 | 82 | Laboratory Equipment/Supplies | Process | 34 | 34Z | LAMP TYPE:CELL LAMP WAT:10 | VOL:12 COLOR:CLEAR BULB:A-21 | BASE:WIRE TERMINAL 190-DL-040A, 190-DL-040B, 190-DL-040C, 190-DL-040D, 190-DL-040E, 190-DL-040F,190-DL-040G, | EA | 3 | 1 | 3 | NO | 77.8167 | 23844.583 | CEM CORPORATION | 312736 |  | 00 | [7 empty] | SP-1528 |  | 43650 |  | 43683
13895 | 29300000TL | 03483 | EG1003003 | P | 82295427 | 82 | Laboratory Equipment/Supplies | Process | 34 | 34Z | SPACER TYPE:CAVITY LINER | SPACER SIZE:IN ID MATL:TEFLON | 190-DL-040A, 190-DL-040B, 190-DL-040C, 190-DL-040D, 190-DL-040E, 190-DL-040F,190-DL-040G, | EA | 2 | 1 | 2 | YES | 136.65 | 216597.0825 | CEM CORPORATION | 133164 |  | 00 | [7 empty] | SP-1528 |  | 43770 |  | 45700
13896 | 29200000TL | 03483 | EG1003003 | P | 82295429 | 82 | Laboratory Equipment/Supplies | Process | 34 | 34Z | FAN TYPE:SMALL ELECTRIC FAN | SIZE:3 IN ID ELECT. RATING:24 | CAP:100CFM 190-DL-040A, 190-DL-040B, 190-DL-040C, 190-DL-040D, 190-DL-040E, 190-DL-040F,190-DL-040G, | EA | 1 | 1 | 2 | NO | 52.425 | 16064.0685 | CEM CORPORATION | 312000 |  | 00 | [7 empty] | SP-1528 |  | 43650 | 45685 | 43683 | -1 | 1
13897 | 29200000TL | 03483 | EG1003003 | P | 82295430 | 82 | Laboratory Equipment/Supplies | Process | 34 | 34Z | FAN TYPE:LARGE ELECTRIC | COOLING SIZE:6 IN ID ELECT. | RATING:24 CAP:100CFM 190-DL-040A, 190-DL-040B, 190-DL-040C, 190-DL-040D, 190-DL-040E, 190-DL-040F,190-DL-040G, | EA | 2 | 1 | 2 | NO | 89.875 | 27539.4975 | CEM CORPORATION | 312005 |  | 00 | [7 empty] | SP-1528 |  | 43650 |  | 43683
13898 | 29300000TL | 03483 | EG1003003 | P | 82295432 | 82 | Laboratory Equipment/Supplies | Process | 51 | 51Z | MOTOR:ASSEMBLY C/W:MOTOR ASSY | TYPE:MOTOR ASSEMBLY POWER:1.5 | SPEED:5RPM ELECT. RATING:24 FRAME:115 190-DL-040A, 190-DL-040B, 190-DL-040C, 190-DL-040D, 190-DL-040E, 190-DL-040F,190-DL-040G, | EA | 1 | 1 | 2 | YES | 865.3 | 1371543.765 | CEM CORPORATION | 560095 |  | 00 | [7 empty] | SP-1528 |  | 43770 | 45860 | 45951 | -1 | 1
13899 | 29300000TL | 03483 | EG1003003 | P | 82295433 | 82 | Laboratory Equipment/Supplies | Process | 34 | 34Z | CAPACITOR TYPE:CAPACITOR | CAPACITANCE:10 VOL:240 | STYLE:CERAMIC TOLERANCE:10 SIZE:0.38 X.93 CONN:CLIP TERMINAL 190-DL-040A, 190-DL-040B, 190-DL-040C, 190-DL-040D, 190-DL-040E, 190-DL-040F,190-DL-040G, | EA | 2 | 1 | 2 | YES | 210.78 | 334096.839 | CEM CORPORATION | 103025 |  | 00 | [7 empty] | SP-1528 |  | 43770 |  | 45710
13900 | 29300000TL | 03483 | EG1003003 | P | 82295434 | 82 | Laboratory Equipment/Supplies | Process | 34 | 34Z | BOARD TYPE:PIC ASSEMBLY | SIZE:2X4 MATL:FIBRE | 190-DL-040A, 190-DL-040B, 190-DL-040C, 190-DL-040D, 190-DL-040E, 190-DL-040F,190-DL-040G, | EA | 2 | 1 | 2 | YES | 478.29 | 758113.5645 | CEM CORPORATION | 46425 |  | 00 | [7 empty] | SP-1528 |  | 43770 |  | 45700
13901 | 29200000TL | 03483 | EG1003003 | P | 82295435 | 82 | Laboratory Equipment/Supplies | Process | 34 | 34Z | CABLE TYPE:COMMUNICATION | SIZE:1.0 FT MATL:CORE | STRUCTURE:TWISTED 190-DL-040A, 190-DL-040B, 190-DL-040C, 190-DL-040D, 190-DL-040E, 190-DL-040F,190-DL-040G, | EA | 2 | 1 | 2 | NO | 318.68 | 97649.9256 | CEM CORPORATION | 312745 |  | 00 | [7 empty] | SP-1528 |  | 43650 |  | 43683
13902 | 29300000TL | 03483 | EG1003003 | P | 82295436 | 82 | Laboratory Equipment/Supplies | Process | 34 | 34Z | GEAR TYPE:GEAR MOTOR SIZE:11 | IN ID TEETH:16 PITCH DIA:3IN | RATIO:4:1 MATL:FIBRE 190-DL-040A, 190-DL-040B, 190-DL-040C, 190-DL-040D, 190-DL-040E, 190-DL-040F,190-DL-040G, | EA | 2 | 1 | 2 | YES | 85.41 | 135379.1205 | CEM CORPORATION | 133145 |  | 00 | [7 empty] | SP-1528 |  | 43770 |  | 45700
13903 | 292000TLDE | 03483 | EG1037025 | P | 84130838 | 84 | Hand Tools | Non-Specific | 65 | 65A | INSERT TYPE:SCREW-ON,DCMT | INSERT,POSITI FP SIZE:STD | MATL:STD INSERT, SCREW-ON DCMT INSERT , POSITIVE FP ISO TURNING CARBIDE INSERT • FINISHING POSITIVE GEOMETRY PNR: 3769234 ISO CATALOG ID: DCMT11T308FP GRADE: KCM25 MANUFACTURER: KENNAMETAL | EA | 50 | 0 | 0 | NO | 29.5614 | 42667.4925 | KENNAMETAL | 3769234 |  | 01,01A,02,07 | [9 empty] | 46018 |  |  | 50 | 1
13904 | 292000TLDE | 03483 | EG1037025 | P | 84130839 | 84 | Hand Tools | Non-Specific | 65 | 65A | INSERT TYPE:KENLOC SNMG-MS | INSERTS SIZE:STD MATL:STD | INSERTS, KENLOC SNMG-MS INSERTS PN::4121683 ISO CATALOG ID:SNMG 120408MS GRADE: KCU25 MANUFACTURER: KENNAMETAL | EA | 50 | 0 | 0 | NO | 27.7863 | 40105.295 | KENNAMETAL | 4121683 |  | 01,01A,02,07 | [9 empty] | 46018 |  |  | 50 | 1
13905 | 292000TLDE | 03483 | EG1037025 | P | 84130840 | 84 | Hand Tools | Non-Specific | 65 | 65A | INSERT TYPE:NEGATIVE. RN | SIZE:STD MATL:STD INSERT | ,NEGATIVE • RN KENLOC CNMG INSERT PN:7026652 CATALOG ID: CNMG190624RN. GRADE: KCP25C MANUFACTURER: KENNAMETAL | EA | 50 | 0 | 0 | NO | 47.8234 | 69025.9075 | KENNAMETAL | 7026652 |  | 01,01A,02,07 | [7 empty] | KENLOC CNMG INSERT |  | 46018 |  |  | 50 | 1
13906 | 292000TLDE | 03483 | EG1037025 | P | 84130844 | 84 | Hand Tools | Non-Specific | 65 | 65A | INSERT TYPE:TOP NOTCH | THREADING KCU25 SIZE:STD | MATL:STD INSERTS, TOP NOTCH THREADING NT-K PN:: 4109939 ISO CATALOG ID: NT2LK GRADE: KCU25 MANUFACTURER: KENNAMETAL | EA | 50 | 0 | 0 | NO | 43.4439 | 62704.7975 | KENNAMETAL | 4109939 |  | 01,01A,02,07 | [7 empty] | NT-K |  | 46018 |  |  | 50 | 1
13907 | 292000TLDE | 03483 | EG1037025 | P | 84130845 | 84 | Hand Tools | Non-Specific | 65 | 65A | INSERT TYPE:KENLO ITNMG-FP, | KCU10B SIZE:STD MATL:STD | INSERTS, KENLO ITNMG-FP PN:: 7093509 ISO CATALOG ID: TNMG160408FP GRADE: KCU10B MANUFACTURER: KENNAMETAL | EA | 50 | 0 | 0 | NO | 23.3749 | 33738.1575 | KENNAMETAL | 7093509 |  | 01,01A,02,07 | [7 empty] | KENLO ITNMG-FP |  | 46018 |  |  | 50 | 1